EP-2022-02910 | 2022-04-12 | 1288 E 64TH AVENUE, Vancouver, BC V5X 2N9 | Electrical Permit | Residential | Renovation | Completed | Installation / Repair - Residential - Installation of some pot lights, plugs , Fixing wiring. Because house is fire hazardous upstairs (CF-2021-004149) >BP: Interior alterations to fix fire and water damage to this existing one family dwelling building on this site. Scope of work: To install new insulation and dry wall. To repair electrical and plumbing. To remove all flooring and replace it with new. Letters of assurance submitted: Sch B (Struct): Jaswinder S. Bansal, P.Eng., 604.501.7788. Okay for Field Review per Kirat Kang - January 17, 2022 Note: 1. DBI to confirm the scopes to repair the fire damage 2. Structural drawings/letters may required as per DBI | AECOM ELECTRIC LTD
NULL | NULL | 1356 E 64TH AVENUE, Vancouver, BC V5X 2P1 | Gas Permit | Residential | Tenant Improvement | Withdrawn | Residential - RE and re the furnace | Moore & Russell Heating Ltd
GP-2022-02302 | 2022-08-05 | 1356 E 64TH AVENUE, Vancouver, BC V5X 2P1 | Gas Permit | Residential | Tenant Improvement | Completed | Residential - Re Re Furnace | Moore & Russell Heating Ltd
GP-2023-01356 | 2023-04-26 | 2875 E 6TH AVENUE, Vancouver, BC V5M 1R7 | Gas Permit | Residential | Tenant Improvement | Completed | Residential - Replace hot water tank with tankless hot water tank and replace the furnace | Urban Plumbing & Heating Ltd
GP-2023-00786 | 2023-03-06 | 2875 E 6TH AVENUE, Vancouver, BC V5M 1R7 | Gas Permit | Residential | Renovation | Completed | Residential - remove existing furnace and install new furnace. remove existing hot water tank and install tankless unit | Urban Plumbing & Heating Ltd
EP-2022-03252 | 2022-04-26 | 2916 E 6TH AVENUE, Vancouver, BC V5M 1S1 | Electrical Permit | Residential | Renovation | Completed | Installation / Repair - Residential - 200 amp overhead service upgrade. Rough wire for future AC unit -We are not installing the AC unit just pre wiring a disconnect in the backyard for future use. | JRGreene Electric Ltd
EP-2023-11368 | 2024-01-09 | 2196 E 8TH AVENUE, Vancouver, BC V5N 1V5 | Electrical Permit | Residential | Addition | Issued | Installation / Repair - Residential - service connection and under ground work for main house | Econ Energy Group Ltd
GP-2023-02067 | 2023-07-10 | 2232 E 8TH AVENUE, Vancouver, BC V5N 1V5 | Gas Permit | Residential | Tenant Improvement | Completed | Residential - Goodman furnace replacement | Wah Fai Plumbing & Heating Inc
EP-2024-00719 | 2024-01-31 | 2241 E 8TH AVENUE, Vancouver, BC V5N 1V4 | Electrical Permit | Residential | New | Issued | Temporary Power - Residential - To provide temporary power. NOTE: Work authorized by this permit is for placement of a temporary power pole only and does not authorize any site construction and/or excavation. A separate Building Permit will be required prior to commencement of any other work on this site. | BC1196168 Ltd
SP-2023-02302 | 2023-12-21 | 2249 E 8TH AVENUE, Vancouver, BC V5N 1V4 | Sprinkler Permit | Residential | New | Issued | Residential - New Sprinkler System >>The entire building, INCLUDING THE ATTACHED GARAGE (if applicable), to be sprinklered to NFPA 13D. >BP: To construct a 2 and a half storey one-family dwelling with a secondary suite ($603,750) located on the main floor. Note: Parking for the site has been provided under DB-2022-04242 (Laneway House) 1- Covenant registered at the Land Title Office under CB272509 2- No strata titling permitted 3- Bar sink proposed on main floor 4- External Mechanical units proposed in rear yard/ Internal unit on second storey 5- Schedule B: Shambhu N. Biswas, P.Eng (604.250.8666) Structural & Geotechnical 6- HPO: Residential Builder - Mom Homes Inc. ***This permit is issued under the VBBL 2019, with updated energy requirements as per bylaw # 12997 effective Jan 01, 2022.*** | SBMS Construction Ltd
EP-2023-11132 | 2024-01-26 | 2249 E 8TH AVENUE, Vancouver, BC V5N 1V4 | Electrical Permit | Residential | New | Issued | Installation / Repair - Residential - Low Voltage roughing and finishing for security alarm, cctv, data and intercom. >BP: To construct a 2 and a half storey one-family dwelling with a secondary suite ($603,750) located on the main floor. Note: Parking for the site has been provided under DB-2022-04242 (Laneway House) 1- Covenant registered at the Land Title Office under CB272509 2- No strata titling permitted 3- Bar sink proposed on main floor 4- External Mechanical units proposed in rear yard/ Internal unit on second storey 5- Schedule B: Shambhu N. Biswas, P.Eng (604.250.8666) Structural & Geotechnical 6- HPO: Residential Builder - Mom Homes Inc. ***This permit is issued under the VBBL 2019, with updated energy requirements as per bylaw # 12997 effective Jan 01, 2022.*** | Cruz Security Inc
GP-2023-04002 | 2023-12-13 | 2249 E 8TH AVENUE, Vancouver, BC V5N 1V4 | Gas Permit | Residential | New | Issued | Residential - 1 Range Gas Fitting >BP: To construct a 2 and a half storey one-family dwelling with a secondary suite ($603,750) located on the main floor. | GOODWILL PLUMBING & HEATING LTD
EP-2023-08049 | 2024-01-10 | 2249 E 8TH AVENUE, Vancouver, BC V5N 1V4 | Electrical Permit | Residential | New | Issued | Installation / Repair - Residential - ¦ 1FD + 1SS- 150A ¦ wiring and finishing. It has a ready secondary suite. *An approved mechanical permit is required for the installation of air conditioning or heat pump unit at the time of installation before an electrical inspection will be performed >BP: To construct a 2 and a half storey one-family dwelling with a secondary suite ($603,750) located on the main floor. Note: Parking for the site has been provided under DB-2022-04242 (Laneway House) Note: This Building Permit will remain in a suspended status until the associated (green) Demolition Permit BP-2022-04277 is completed. 1- Covenant registered at the Land Title Office under CB272509 2- No strata titling permitted 3- Bar sink proposed on main floor 4- External Mechanical units proposed in rear yard/ Internal unit on second storey 5- Schedule B: Shambhu N. Biswas, P.Eng (604.250.8666) Structural & Geotechnical 6- HPO: Residential Builder - Mom Homes Inc. | High Watt Electric Ltd
NULL | NULL | 2249 E 8TH AVENUE, Vancouver, BC V5N 1V4 | Electrical Permit | Residential | New | Draft | Installation / Repair - Residential - There is a 200 amp service wiring and finishing with a ready secondary suite. | High Watt Electric Ltd
PP-2023-03623 | 2023-10-13 | 2249 E 8TH AVENUE, Vancouver, BC V5N 1V4 | Plumbing Permit | Residential | New | Issued | Residential - Plumbing >BP: To construct a 2 and a half storey one-family dwelling with a secondary suite located on the main floor. Note: Parking for the site has been provided under DB-2022-04242 (Laneway House) 1- Covenant registered at the Land Title Office under CB272509 2- No strata titling permitted 3- Bar sink proposed on main floor 4- External Mechanical units proposed in rear yard/ Internal unit on second storey 5- Schedule B: Shambhu N. Biswas, P.Eng (604.250.8666) Structural & Geotechnical 6- HPO: Residential Builder - Mom Homes Inc. | GOODWILL PLUMBING & HEATING LTD
PP-2023-02886 | 2023-08-15 | 2249 E 8TH AVENUE, Vancouver, BC V5N 1V4 | Plumbing Permit | Residential | New | Issued | Residential - 1FD+SS- #1 & #2 - Gravity Sump installation | Panesar Construction Group Inc
EP-2023-03605 | 2023-04-25 | 2249 E 8TH AVENUE, Vancouver, BC V5N 1V4 | Electrical Permit | Residential | New | Issued | Temporary Power - Residential - To provide temporary power. | High Watt Electric Ltd
EP-2023-09567 | 2023-10-23 | 2260 E 8TH AVENUE, Vancouver, BC V5N 1V5 | Electrical Permit | Residential | New | Issued | Temporary Power - Residential - To provide temporary power. >AMEND: Nov. 1, 2023 -Change the amperage from 100 amps to 70 amps 120/240 Volts -added BP NOTE: Work authorized by this permit is for placement of a temporary power pole only and does not authorize any site construction and/or excavation. A separate Building Permit will be required prior to commencement of any other work on this site. | Vancouver Static Industries Ltd
PP-2022-00508 | 2022-02-15 | 2292 E 8TH AVENUE, Vancouver, BC V5N 1V5 | Plumbing Permit | Residential | New | Completed | Residential - 1FD - #1 - sump installation (2 SUMPS - 1 W/PUMP) To construct a 2 storey + basement one-family dwelling ($850,000.00) with a parking pad, at the rear providing 1 parking spaces, having vehicular access from the lane. Note: This is a 2 storey building pursuant to the Zoning and Development By-Law 1- A/C unit proposed at rear by deck 2- 8’ bar sink proposed in rec. room, bsmt | Kingsman Excavating Ltd.
EP-2022-00240 | 2022-01-13 | 2292 E 8TH AVENUE, Vancouver, BC V5N 1V5 | Electrical Permit | Residential | New | Expired | Temporary Power - Residential - To provide temporary power. | Red Seal Electric Ltd
PP-2022-01711 | 2022-05-19 | 2292 E 8TH AVENUE, Vancouver, BC V5N 1V5 | Plumbing Permit | Residential | New | Completed | Residential - New house and laneway house >BP: To construct a 2 storey + basement one-family dwelling ($850,000.00) with a parking pad, at the rear providing 1 parking spaces, having vehicular access from the lane. Note: This is a 2 storey building pursuant to the Zoning and Development By-Law 1- A/C unit proposed at rear by deck 2- 8’ bar sink proposed in rec. room, bsmt 3- Schedule B: O.Wegner, P.Eng, 604-579-0110 Structural 4- Schedule B: B.M. Lui, P.Eng, 604-882-8475 Geotechnical 5- HPO: Residential Builder, Belmont Homes Ltd "Combustible projections or roof soffits on an exposing building face shall not project to less than .45m from the property line and shall be in compliance with VBBL 2014 9.10.15.5.(9)" The entire building, INCLUDING THE ATTACHED GARAGE (if applicable), to be sprinklered to NFPA 13D. ******THIS PERMIT HAS BEEN ISSUED UNDER THE REQUIREMENTS OF VBBL 2019 AND THE GREEN HOMES PROGRAM****** This permit has been issued under the requirements of VBBL 2019 and the Green Homes Program | Nathan Jacob Teichrieb
EP-2023-00537 | 2023-01-23 | 2292 E 8TH AVENUE, Vancouver, BC V5N 1V5 | Electrical Permit | Residential | New | Expired | Temporary Power - Residential - To provide temporary power. | Red Seal Electric Ltd
GP-2022-03451 | 2022-11-08 | 2292 E 8TH AVENUE, Vancouver, BC V5N 1V5 | Gas Permit | Residential | New | Completed | Residential - Combi boiler, gas stove, bbq box and fireplace rough-in >>BP: To construct a 2 storey + basement one-family dwelling ($850,000.00) with a parking pad, at the rear providing 1 parking spaces, having vehicular access from the lane. Note: This is a 2 storey building pursuant to the Zoning and Development By-Law 1- A/C unit proposed at rear by deck 2- 8’ bar sink proposed in rec. room, bsmt 3- Schedule B: O.Wegner, P.Eng, 604-579-0110 Structural 4- Schedule B: B.M. Lui, P.Eng, 604-882-8475 Geotechnical 5- HPO: Residential Builder, Belmont Homes Ltd "Combustible projections or roof soffits on an exposing building face shall not project to less than .45m from the property line and shall be in compliance with VBBL 2014 9.10.15.5.(9)" The entire building, INCLUDING THE ATTACHED GARAGE (if applicable), to be sprinklered to NFPA 13D. ******THIS PERMIT HAS BEEN ISSUED UNDER THE REQUIREMENTS OF VBBL 2019 AND THE GREEN HOMES PROGRAM****** | Nathan Jacob Teichrieb
EP-2022-09284 | 2022-11-17 | 2292 E 8TH AVENUE, Vancouver, BC V5N 1V5 | Electrical Permit | Residential | New | Completed | Installation / Repair - Residential - Single family dwelling. Plug and light installation >BP: To construct a 2 storey + basement one-family dwelling ($850,000.00) with a parking pad, at the rear providing 1 parking spaces, having vehicular access from the lane. Note: This is a 2 storey building pursuant to the Zoning and Development By-Law 1- A/C unit proposed at rear by deck 2- 8’ bar sink proposed in rec. room, bsmt 3- Schedule B: O.Wegner, P.Eng, 604-579-0110 Structural 4- Schedule B: B.M. Lui, P.Eng, 604-882-8475 Geotechnical 5- HPO: Residential Builder, Belmont Homes Ltd "Combustible projections or roof soffits on an exposing building face shall not project to less than .45m from the property line and shall be in compliance with VBBL 2014 9.10.15.5.(9)" The entire building, INCLUDING THE ATTACHED GARAGE (if applicable), to be sprinklered to NFPA 13D. ******THIS PERMIT HAS BEEN ISSUED UNDER THE REQUIREMENTS OF VBBL 2019 AND THE GREEN HOMES PROGRAM****** This permit has been issued under the requirements of VBBL 2019 and the Green Homes Program | Red Seal Electric Ltd
EP-2022-09510 | 2022-11-17 | 2292 E 8TH AVENUE, Vancouver, BC V5N 1V5 | Electrical Permit | Residential | New | Completed | Installation / Repair - Residential - Rough wiring for Security, CATV, Ethernet and CCTV systems. Installation of Security system at finish. >BP: To construct a 2 storey + basement one-family dwelling ($850,000.00) with a parking pad, at the rear providing 1 parking spaces, having vehicular access from the lane. Note: This is a 2 storey building pursuant to the Zoning and Development By-Law 1- A/C unit proposed at rear by deck 2- 8’ bar sink proposed in rec. room, bsmt 3- Schedule B: O.Wegner, P.Eng, 604-579-0110 Structural 4- Schedule B: B.M. Lui, P.Eng, 604-882-8475 Geotechnical 5- HPO: Residential Builder, Belmont Homes Ltd "Combustible projections or roof soffits on an exposing building face shall not project to less than .45m from the property line and shall be in compliance with VBBL 2014 9.10.15.5.(9)" The entire building, INCLUDING THE ATTACHED GARAGE (if applicable), to be sprinklered to NFPA 13D. ******THIS PERMIT HAS BEEN ISSUED UNDER THE REQUIREMENTS OF VBBL 2019 AND THE GREEN HOMES PROGRAM****** This permit has been issued under the requirements of VBBL 2019 and the Green Homes Program | Techline Security & Sound Inc
EP-2022-00419 | 2022-02-08 | 2517 E 6TH AVENUE, Vancouver, BC V5M 1R1 | Electrical Permit | Residential | Renovation | Completed | Installation / Repair - Residential - Overhead Service upgrade and relocation. 100amp to 200amp. Service entrance to move to existing garage and sub-feed existing house panel. 50amp Car charger to be installed in garage. -Main Service will be relocated to Garage and Sub feed the existing house panel. Amend: Oct 17, 2022 To Include Hot Tub Wiring | Lonsdale Electric Ltd
GP-2022-00916 | 2022-03-23 | 2521 E 6TH AVENUE, Vancouver, BC V5M 1R1 | Gas Permit | Residential | Tenant Improvement | Completed | Residential - gas range re and re | Simon Appliance and Plumbing Ltd
EP-2023-04087 | 2023-06-07 | 3208 E 8TH AVENUE, Vancouver, BC V5M 1X8 | Electrical Permit | Residential | Addition | Completed | Installation / Repair - Residential - 1) Provide 240v power to outdoor Heat Pump Condenser Unit. 2) Replace existing sub panel with new sub panel and circuit breakers *MP-2023-00842: Completed (Heating and Cooling) >Permit Amendment Sep 19, 2023 -"Delete from the scope of the work the sub panel installation" -"Revised Load Calculation that includes the Heat Pump at 5760 watts, the 2 dryers and the 2 ranges. *Document(s) uploaded to "Application Documents" tab for Electrical Inspector review. Documents are at pending status at time of permit amendment approval | Daniel Topping
MP-2023-00842 | 2023-05-12 | 3208 E 8TH AVENUE, Vancouver, BC V5M 1X8 | Mechanical Permit | NULL | NULL | Completed | NULL | Pro Ace Heating & Air Conditioning Services Ltd
GP-2022-03847 | 2022-12-02 | 3229 E 8TH AVENUE, Vancouver, BC V5M 1X7 | Gas Permit | Residential | Renovation | Completed | Residential - Gas insert fireplace installation | Vaglio Fireplace LTD
EP-2022-00690 | 2022-02-01 | 3320 E 8TH AVENUE, Vancouver, BC V5M 1X9 | Electrical Permit | Residential | Addition | Completed | Installation / Repair - Residential - Installation of 14 solar panels using micro inverters. 1 - 2 pole 20 amp breaker 1 - 20 amp disconnect #6 copper grounded from ground to racking of array. Safety lamacoids installed >BP: Exterior alterations only to provide for the installation of fourteen (14) solar photovoltaic panels flush mounted to the existing roof of this existing One-Family Dwelling with Secondary Suite building. OK for SIPS processing as per district building inspector Hermann Gombots, September 28, 2021. | Rikur Energy Inc.
EP-2023-11156 | 2023-12-14 | 9 E BROADWAY, Vancouver, BC V5T 1V4 | Electrical Permit | Commercial | Addition | Issued | Installation / Repair - Commercial - Wiring and installation of transmitter for fire monitoring, connection to fire panel to be done by electrician. | Telus Custom Security Systems Inc
EP-2023-07491 | 2023-08-21 | 2511 E 8TH AVENUE, Vancouver, BC V5M 1W3 | Electrical Permit | Residential | Renovation | Issued | Installation / Repair - Residential - Electrical supply for Dsplit Single family dwelling -MP-2023-01499 | Milani Electric Limited
MP-2023-01499 | 2023-08-16 | 2511 E 8TH AVENUE, Vancouver, BC V5M 1W3 | Mechanical Permit | NULL | NULL | Completed | NULL | Milani Plumbing Heating & Air Conditioning Ltd
EP-2023-05846 | NULL | 627 E GEORGIA STREET, Vancouver, BC V6A 2A2 | Electrical Permit | Residential | New | Draft | Installation / Repair - Residential - relocate 200 amp service | Robert Fuller
NULL | NULL | 627 E GEORGIA STREET, Vancouver, BC V6A 2A2 | Electrical Permit | Residential | New | Draft | Installation / Repair - Residential - asdf | Robert Fuller
EP-2023-05848 | NULL | 627 E GEORGIA STREET, Vancouver, BC V6A 2A2 | Electrical Permit | Residential | New | Withdrawn | Installation / Repair - Residential - relocate 200 amp service | Robert Fuller
NULL | NULL | 627 E GEORGIA STREET, Vancouver, BC V6A 2A2 | Electrical Permit | Residential | Renovation | Draft | Installation / Repair - Residential - test | NULL
EP-2021-07509 | 2022-04-22 | 2205 E HASTINGS STREET, Vancouver, BC V5L 1V3 | Electrical Permit | Commercial | Addition | Completed | Installation / Repair - Commercial - Install door fob. Install outlet behind stock room door for the card reader | Gregg Electric Ltd
EP-2023-09630 | 2023-11-14 | 122 E HASTINGS STREET, Vancouver, BC V6A 1N4 | Electrical Permit | Commercial | Renovation | Issued | Installation / Repair - Commercial - Tenant improvements. New wiring for 26 units SRO, kitchen, laundry, washrooms. 4th floor only. -No structural work performed. FIRE ALARM WORK REPLACE CONTROL UNIT ONLY EP-2023-09615 | Always On Electric Inc
EP-2023-09615 | 2023-11-02 | 122 E HASTINGS STREET, Vancouver, BC V6A 1N4 | Electrical Permit | Commercial | Renovation | Issued | Installation / Repair - Commercial - Installation / Repair - Commercial - We will be replacing the existing defective fire alarm panel with a new Mircom FA-1000. Material and verification will be provided by Fairlane Fire Protection. Voluntary upgrade Option 2a Attachment 1C a direct replacement of control unit only without altering the existing wiring or outlet boxes, then such work is considered to be a straight replacement of the electrical equipment. The new control unit that is compatible with all the existing devices incorporated in the existing FAS. | Top Solutions Systems Integration Ltd
EP-2024-00089 | 2024-01-09 | 765 E 63RD AVENUE, Vancouver, BC V5X 2K6 | Electrical Permit | Residential | New | Issued | Installation / Repair - Residential - 200 amp main service 150 amp for house 100 amp for lwh Service location change for house to lwh | H.L. ELECTRICAL LTD
EP-2023-07628 | 2023-08-21 | 3215 E 6TH AVENUE, Vancouver, BC V5M 1S6 | Electrical Permit | Residential | New | Issued | Temporary Power - Residential - To provide temporary power. | GV ELECTRICAL INC
MP-2023-00353 | 2023-03-12 | 3215 E 6TH AVENUE, Vancouver, BC V5M 1S6 | Mechanical Permit | NULL | NULL | Issued | NULL | G & D Hayer Plumbing Ltd
PP-2023-00604 | 2023-02-21 | 3215 E 6TH AVENUE, Vancouver, BC V5M 1S6 | Plumbing Permit | Residential | New | Issued | Residential - plumbing >BP: To construct a 2 storey one-family dwelling with a secondary suite located in the Basement with an open parking pad, providing 1 parking space, having vehicular access from the 20' Lane. Note: The entire building, INCLUDING THE ATTACHED GARAGE (if applicable), to be sprinklered to NFPA 13D 1. Covenant registered at the Land Title Office under CA9662940 2. A/C proposed – Exterior component located in Rear, Interior component located in Second Floor 3. Schedule B: (J.J.S. Hui) P.Eng (778.319.3403) Structural & Geotechnical 4. HPO: Residential Builder- Aqua Homes Development Ltd | G & D Hayer Plumbing Ltd
EP-2023-05960 | 2023-07-04 | 3215 E 6TH AVENUE, Vancouver, BC V5M 1S6 | Electrical Permit | Residential | New | Issued | Installation / Repair - Residential - Low voltage rough-in and completion of security alarm, tel, data, cable. >BP: To construct a 2 storey one-family dwelling with a secondary suite located in the Basement ($704,750) with an open parking pad, providing 1 parking space, having vehicular access from the 20' Lane. Note: The entire building, INCLUDING THE ATTACHED GARAGE (if applicable), to be sprinklered to NFPA 13D 1. Covenant registered at the Land Title Office under CA9662940 2. A/C proposed – Exterior component located in Rear, Interior component located in Second Floor 3. Schedule B: (J.J.S. Hui) P.Eng (778.319.3403) Structural & Geotechnical 4. HPO: Residential Builder- Aqua Homes Development Ltd Note: This is a 2 storey building pursuant to the Zoning and Development By-Law **THIS PERMIT HAS BEEN ISSUED UNDER THE REQUIREMENTS OF VBBL #12511 (2019) ** | Infinitech Security & Integration Inc.
SP-2023-00854 | 2023-05-16 | 3215 E 6TH AVENUE, Vancouver, BC V5M 1S6 | Sprinkler Permit | Residential | New | Issued | Residential - new home >BP: To construct a 2 storey one-family dwelling with a secondary suite located in the Basement with an open parking pad, providing 1 parking space, having vehicular access from the 20' Lane. Note: The entire building, INCLUDING THE ATTACHED GARAGE (if applicable), to be sprinklered to NFPA 13D 1. Covenant registered at the Land Title Office under CA9662940 2. A/C proposed – Exterior component located in Rear, Interior component located in Second Floor 3. Schedule B: (J.J.S. Hui) P.Eng (778.319.3403) Structural & Geotechnical 4. HPO: Residential Builder- Aqua Homes Development Ltd | SBMS Construction Ltd
GP-2023-01634 | 2023-05-25 | 3215 E 6TH AVENUE, Vancouver, BC V5M 1S6 | Gas Permit | Residential | New | Issued | Residential - 2 Stove, 1 bbq & Boiler complete >BP: To construct a 2 storey one-family dwelling with a secondary suite | G & D Hayer Plumbing Ltd
EP-2023-04863 | 2023-06-09 | 3215 E 6TH AVENUE, Vancouver, BC V5M 1S6 | Electrical Permit | Residential | New | Issued | Installation / Repair - Residential - New house wiring 200A main service @ LWH 100A supply to main house -2 EV chargers using 1 Divee 40: 3840W- Max 20A overcurrent as per load calculation *An approved mechanical permit is required for the installation of air conditioning or heat pump unit at the time of installation before an electrical inspection will be performed >BP: To construct a 2 storey one-family dwelling with a secondary suite located in the Basement ($704,750) with an open parking pad, providing 1 parking space, having vehicular access from the 20' Lane. Note: The entire building, INCLUDING THE ATTACHED GARAGE (if applicable), to be sprinklered to NFPA 13D 1. Covenant registered at the Land Title Office under CA9662940 2. A/C proposed – Exterior component located in Rear, Interior component located in Second Floor 3. Schedule B: (J.J.S. Hui) P.Eng (778.319.3403) Structural & Geotechnical 4. HPO: Residential Builder- Aqua Homes Development Ltd Note: This is a 2 storey building pursuant to the Zoning and Development By-Law **THIS PERMIT HAS BEEN ISSUED UNDER THE REQUIREMENTS OF VBBL #12511 (2019) ** | L.H. ELECTRIC LTD
PP-2023-00064 | 2023-01-09 | 3215 E 6TH AVENUE, Vancouver, BC V5M 1S6 | Plumbing Permit | Residential | New | Issued | Residential - Storm Sump Installation | Apolla Demolition & Excavating Ltd.
EP-2022-06112 | 2022-07-20 | 3215 E 6TH AVENUE, Vancouver, BC V5M 1S6 | Electrical Permit | Residential | New | Expired | Temporary Power - Residential - To provide temporary power. | GV ELECTRICAL INC
GP-2023-00026 | 2023-01-04 | 3243 E 6TH AVENUE, Vancouver, BC V5M 1S6 | Gas Permit | Residential | Tenant Improvement | Completed | Residential - replace furnace | Coleman Heating Inc
GP-2023-01562 | 2023-05-15 | 2540 E 6TH AVENUE, Vancouver, BC V5M 1R2 | Gas Permit | Residential | Tenant Improvement | Cancelled | Residential - Re and Re the Furnace | Moore & Russell Heating Ltd
EP-2022-00830 | NULL | 2552 E 6TH AVENUE, Vancouver, BC V5M 1R2 | Electrical Permit | Residential | Renovation | Application Incomplete | Installation / Repair - Residential - Reconnection of power after power was cut from a fire. | PTX Electric Ltd
EP-2022-02062 | 2022-03-17 | 2552 E 6TH AVENUE, Vancouver, BC V5M 1R2 | Electrical Permit | Residential | Renovation | Completed | Installation / Repair - Residential - It was a Fire, reconnection of service and establish construction power for remediation. -Repair damaged circuits in kitchen, bedroom, hallway, living room. Rewire damaged lighting, install devices once finished process Amend: July 7, 2022 change the Installation Value including Labour and Materials to $8000.00 | Novawest Electrical Services Ltd
NULL | NULL | 2552 E 6TH AVENUE, Vancouver, BC V5M 1R2 | Gas Permit | Residential | Renovation | Draft | Residential - Re do furnace exhaust | Brian Mussato Plumbing & Heating Ltd
PP-2022-02232 | 2022-06-23 | 2552 E 6TH AVENUE, Vancouver, BC V5M 1R2 | Plumbing Permit | Residential | Renovation | Completed | Residential - Fire damage plumbing repair Exterior and interior alterations to repair fire damage to both floors of this existing one family dwelling building on this site. | Brian Mussato Plumbing & Heating Ltd
EP-2022-02187 | 2022-03-17 | 2666 E 6TH AVENUE, Vancouver, BC V5M 1R3 | Electrical Permit | Residential | New | Expired | Temporary Power - Residential - To provide temporary power. | Apaar Electrical Ltd
PP-2022-01476 | 2022-05-05 | 2666 E 6TH AVENUE, Vancouver, BC V5M 1R3 | Plumbing Permit | Residential | New | Completed | Residential - sump | Bhullar Excavating and Demolition
PP-2022-01981 | 2022-06-09 | 2666 E 6TH AVENUE, Vancouver, BC V5M 1R3 | Plumbing Permit | Residential | New | Completed | Residential - New Duplex house To construct a 2 storey two-family dwelling with two secondary suite located in the Basement with a detached accessory building (garage) and 2 open parking space , at the rear providing 4 parking spaces, having vehicular access from the lane. 1. A/C Unit proposed in rear yard. 2. Bar sink located in main floor. 3. Schedule B: (Shambhu N. Biswas) P.Eng (604.250.8666) Structural & Geotechnical 4. BC Housing: Kang Bros. Holdings Ltd. | Rain Coast Plumbing & Heating Ltd
EP-2022-06072 | 2022-07-21 | 2666 E 6TH AVENUE, Vancouver, BC V5M 1R3 | Electrical Permit | Residential | New | Completed | Installation / Repair - Residential - Low voltage rough wire & finish for data, TV cable, doorbell, intercom, security alarm and Vacuum. -complete security alarm >BP: To construct a 2 storey two-family dwelling with two secondary suite located in the Basement with a detached accessory building (garage) and 2 open parking space , at the rear providing 4 parking spaces, having vehicular access from the lane. 1. A/C Unit proposed in rear yard. 2. Bar sink located in main floor. 3. Schedule B: (Shambhu N. Biswas) P.Eng (604.250.8666) Structural & Geotechnical 4. BC Housing: Kang Bros. Holdings Ltd. | Paratech Integrated Systems Ltd
GP-2022-02167 | 2022-07-26 | 2666 E 6TH AVENUE, Vancouver, BC V5M 1R3 | Gas Permit | Residential | New | Completed | Residential - To install 2 boiler 2 range >BP: To construct a 2 storey two-family dwelling with two secondary suite located in the Basement with a detached accessory building (garage) and 2 open parking space , at the rear providing 4 parking spaces, having vehicular access from the lane. | JOT MECHANICAL LTD
EP-2022-06454 | 2022-08-05 | 2666 E 6TH AVENUE, Vancouver, BC V5M 1R3 | Electrical Permit | Residential | New | Completed | Installation / Repair - Residential - New Construction of two family dwelling. >DB: To construct a 2 storey two-family dwelling with two secondary suite located in the Basement with a detached accessory building (garage) and 2 open parking space , at the rear providing 4 parking spaces, having vehicular access from the lane. 1. A/C Unit proposed in rear yard. 2. Bar sink located in main floor. 3. Schedule B: (Shambhu N. Biswas) P.Eng (604.250.8666) Structural & Geotechnical 4. BC Housing: Kang Bros. Holdings Ltd. This is a 2 storey building pursuant to the Zoning and Development By-Law ******THIS PERMIT HAS BEEN ISSUED UNDER THE REQUIREMENTS OF VBBL 2019.****** Combustible projections or roof soffits on an exposing building face shall not project to less than .45m from the property line and shall be in compliance with VBBL 2019 9.10.15.5.(9) The entire building, to be sprinklered to NFPA 13D. Amend: Oct 21, 2022 Correct Load Cal | Apaar Electrical Ltd
SP-2022-01221 | 2022-08-02 | 2666 E 6TH AVENUE, Vancouver, BC V5M 1R3 | Sprinkler Permit | Residential | New | Completed | Residential - 2FD+2SS - WEST - 2666 E 6TH AV - #1 & #2 EAST - 2668 E 6TH AV - #1 & #2 new sprinkler installation To construct a 2 storey two-family dwelling with two secondary suite located in the Basement with a detached accessory building (garage) and 2 open parking space , at the rear providing 4 parking spaces, having vehicular access from the lane. 1. A/C Unit proposed in rear yard. 2. Bar sink located in main floor. | Real Tech Fire Protection Ltd
EP-2022-09389 | 2022-11-04 | 2686 E 6TH AVENUE, Vancouver, BC V5M 1R3 | Electrical Permit | Residential | Renovation | Completed | Installation / Repair - Residential - Move service from main house to laneway house and stays same at 100 amps | O J ELECTRIC LTD
PP-2022-03615 | 2022-10-12 | 2686 E 6TH AVENUE, Vancouver, BC V5M 1R3 | Plumbing Permit | Residential | Renovation | Completed | Residential - Install one outside sump without pump and drainage and sewer piping | Octiscapes Site Services Ltd
PP-2022-01477 | 2022-05-03 | 2537 E 8TH AVENUE, Vancouver, BC V5M 1W3 | Plumbing Permit | Residential | New | Completed | Residential - Install Backflow preventer for irrigation | David Bathurst
PP-2022-01751 | 2022-05-24 | 2568 E 8TH AVENUE, Vancouver, BC V5M 1W2 | Plumbing Permit | Residential | New | Completed | Residential - Installing new plumbing fixtures inside the duplex >BP: To construct a 2 storey two-family dwelling with 2 secondary suites located in the Basement ($997,850) with a detached accessory building (garage) and 2 open parking at the rear providing 4 parking spaces, having vehicular access from the lane. Note: The entire building, INCLUDING THE ATTACHED GARAGE (if applicable), to be sprinklered to 2 x NFPA 13D. 1. Covenant registered at the Land Title Office under CA9451173 2. A/C proposed – Exterior component located in Rear, Interior component located in Second Floor. 3. No Bar sink 4. Schedule B: (M.S. Alam) P.Eng (604.653.7475) Structural & Geotechnical 5. HPO: Residential Builder- Dalwinder Hundal Note: This is a 2 storey building pursuant to the Zoning and Development By-Law Address Information: Principle Dwelling (West): #1-2568 E 8th Av Principle Dwelling (East): #1-2570 E 8th Av Address and suite numbers assigned as per approved plans for Fire and Emergency response. The address numbers are to be posted to the building to be visible from the street and the suite numbers are to be posted at the suite entries in accordance with the Building By-law prior to final inspection. **THIS PERMIT HAS BEEN ISSUED UNDER THE REQUIREMENTS OF VBBL #12511 (2019)** | SUNSHINE PLUMBING LTD
PP-2022-01027 | 2022-03-28 | 2568 E 8TH AVENUE, Vancouver, BC V5M 1W2 | Plumbing Permit | Residential | New | Completed | Residential - 2FD+2SS - WEST UNIT - 2568 E 8TH AV - #1 & #2 EAST UNIT - 2570 E 8TH AV - #1 & #2 1 outside Sump without pump To construct a 2 storey two-family dwelling with 2 secondary suites located in the Basement with a detached accessory building (garage) and 2 open parking at the rear providing 4 parking spaces, having vehicular access from the lane. 1. Covenant registered at the Land Title Office under CA9451173 2. A/C proposed – Exterior component located in Rear, Interior component located in Second Floor. 3. No Bar sink AMEND: APR 27/2023 ADD 1 OUTSIDE SUMP WITH PUMP | ON TIME EXCAVATING & DEMOLITION LTD
EP-2022-10590 | 2022-12-15 | 2568 E 8TH AVENUE, Vancouver, BC V5M 1W2 | Electrical Permit | Residential | Addition | Expired | Temporary Power - Residential - To provide temporary power. Renewal of EP-2021-09111 Valid Dec 8th, 2022 until Dec 7th, 2023 | I WILL ELECTRIC LTD
GP-2022-01901 | 2022-06-24 | 2568 E 8TH AVENUE, Vancouver, BC V5M 1W2 | Gas Permit | Residential | New | Completed | Residential - 2568 e8 ave to install 1 boiler 1 range 1 bbq 2570 e8 ave to install 1 boiler 1 range 1 bbq | Symbolistic Heating Ltd
SP-2022-01041 | 2022-06-27 | 2568 E 8TH AVENUE, Vancouver, BC V5M 1W2 | Sprinkler Permit | Residential | New | Completed | Residential - Install sprinklers in Duplex To construct a 2 storey two-family dwelling with 2 secondary suites located in the Basement with a detached accessory building (garage) and 2 open parking at the rear providing 4 parking spaces, having vehicular access from the lane. 1. Covenant registered at the Land Title Office under CA9451173 2. A/C proposed – Exterior component located in Rear, Interior component located in Second Floor. 3. No Bar sink 4. Schedule B: (M.S. Alam) P.Eng (604.653.7475) Structural & Geotechnical 5. HPO: Residential Builder- Dalwinder Hundal | Gold Key Fire Protection Ltd
EP-2022-05679 | 2022-07-11 | 2568 E 8TH AVENUE, Vancouver, BC V5M 1W2 | Electrical Permit | Residential | New | Completed | Installation / Repair - Residential - 2FD+2SS - WEST - 2568 E 8TH AV - #1 & #2 EAST - 2570 E 8TH AV - #1 & #2 DUPLEX HOUSE ROUGH WIRING , FINISHING AND SERVICE. Two consumer's services (2X150A) supplied by a single BC Hydro supply service. DB: To construct a 2 storey two-family dwelling with 2 secondary suites located in the Basement with a detached accessory building (garage) and 2 open parking at the rear providing 4 parking spaces, having vehicular access from the lane. Note: The entire building, INCLUDING THE ATTACHED GARAGE (if applicable), to be sprinklered to 2 x NFPA 13D. 1. Covenant registered at the Land Title Office under CA9451173 2. A/C proposed – Exterior component located in Rear, Interior component located in Second Floor. 3. No Bar sink >>>Amend: January 4th, 2023 Hi so the reason of amending this application is we have a 400 amp overhead service before and hydro give us the approval for 400 amp overhead before we install service but now the house on final stage they don’t give us a 400 amp only they give us 200 amp overhead service single phase so i am sending the new load calculations for 200 amp single phase service overhead on garage please my humble request to you to update my information on permit and amend my permit if any questions please feel free to call me thanks | I WILL ELECTRIC LTD
EP-2022-05680 | NULL | 2568 E 8TH AVENUE, Vancouver, BC V5M 1W2 | Electrical Permit | Residential | New | Withdrawn | Installation / Repair - Residential - 2FD+2SS - WEST - 2568 E 8TH AV - #1 & #2 EAST - 2570 E 8TH AV - #1 & #2 SERVICE 150 To construct a 2 storey two-family dwelling with 2 secondary suites located in the Basement with a detached accessory building (garage) and 2 open parking at the rear providing 4 parking spaces, having vehicular access from the lane. Note: The entire building, INCLUDING THE ATTACHED GARAGE (if applicable), to be sprinklered to 2 x NFPA 13D. 1. Covenant registered at the Land Title Office under CA9451173 2. A/C proposed – Exterior component located in Rear, Interior component located in Second Floor. 3. No Bar sink | I WILL ELECTRIC LTD
EP-2022-05736 | 2022-07-07 | 2568 E 8TH AVENUE, Vancouver, BC V5M 1W2 | Electrical Permit | Residential | New | Completed | Installation / Repair - Residential - Extra Low Voltage Roughing and FinishingTV,data,telephone,doorbell & security system >BP: To construct a 2 storey two-family dwelling with 2 secondary suites located in the Basement ($997,850) with a detached accessory building (garage) and 2 open parking at the rear providing 4 parking spaces, having vehicular access from the lane. Note: The entire building, INCLUDING THE ATTACHED GARAGE (if applicable), to be sprinklered to 2 x NFPA 13D. 1. Covenant registered at the Land Title Office under CA9451173 2. A/C proposed – Exterior component located in Rear, Interior component located in Second Floor. 3. No Bar sink 4. Schedule B: (M.S. Alam) P.Eng (604.653.7475) Structural & Geotechnical 5. HPO: Residential Builder- Dalwinder Hundal Note: This is a 2 storey building pursuant to the Zoning and Development By-Law Address Information: Principle Dwelling (West): #1-2568 E 8th Av Principle Dwelling (East): #1-2570 E 8th Av Address and suite numbers assigned as per approved plans for Fire and Emergency response. The address numbers are to be posted to the building to be visible from the street and the suite numbers are to be posted at the suite entries in accordance with the Building By-law prior to final inspection. **THIS PERMIT HAS BEEN ISSUED UNDER THE REQUIREMENTS OF VBBL #12511 (2019)** | Charanjit Singh
NULL | NULL | 2568 E 8TH AVENUE, Vancouver, BC V5M 1W2 | Plumbing Permit | Residential | New | Draft | Residential - 1 outside Sump with pump | ON TIME EXCAVATING & DEMOLITION LTD
PP-2023-01465 | 2023-04-26 | 2568 E 8TH AVENUE, Vancouver, BC V5M 1W2 | Plumbing Permit | Residential | New | Completed | Residential - 1 outside Sump | ON TIME EXCAVATING & DEMOLITION LTD
EP-2022-10161 | 2022-12-01 | 2587 E 8TH AVENUE, Vancouver, BC V5M 1W3 | Electrical Permit | Residential | New | Completed | Installation / Repair - Residential - Emergency installation of meter base and service mast home service was damaged from a falling tree | TDR Electric Inc
PP-2023-03112 | 2023-09-05 | 2622 E 8TH AVENUE, Vancouver, BC V5M 1W5 | Plumbing Permit | Residential | Tenant Improvement | Completed | Residential - Replacement of failing poly B water supply lines >NOTE: Any structural work may require a building permit | Suter Services Ltd
GP-2023-02545 | 2023-09-05 | 2622 E 8TH AVENUE, Vancouver, BC V5M 1W5 | Gas Permit | Residential | Tenant Improvement | Completed | Residential - Replace hwt and boiler with combi boiler | Suter Services Ltd
PP-2022-04483 | 2022-12-15 | 2662 E 8TH AVENUE, Vancouver, BC V5M 1W5 | Plumbing Permit | Residential | Renovation | Issued | Residential - fixtures >BP: Exterior and interior alterations to change the use from a one family dwelling to a one family dwelling with a secondary suite at this existing 2 storey slab on grade building on this site. Scope of work to include: 1) To Sprinkler the entire building to NFPA 13D. 2) To validate the existing site conditions 3) To remove unauthorized awning above the approved sundeck 4) to validate the conversion of the approved carport to garage and to remove exterior side door. 5) Impermeability at this site at 63 Percent The services of a Structural Engineer may be required, based upon site inspection by the District Building Inspector. AMEND: MAR 16th, 2023 ADD SUMP OUTSIDE 1 | East West Plumbing (2007) Ltd
SP-2022-02129 | 2023-01-04 | 2662 E 8TH AVENUE, Vancouver, BC V5M 1W5 | Sprinkler Permit | Residential | Renovation | Issued | Residential - fixtuer >BP: Exterior and interior alterations to change the use from a one family dwelling to a one family dwelling with a secondary suite at this existing 2 storey slab on grade building on this site. Scope of work to include: 1) To Sprinkler the entire building to NFPA 13D. 2) To validate the existing site conditions 3) To remove unauthorized awning above the approved sundeck 4) to validate the conversion of the approved carport to garage and to remove exterior side door. 5) Impermeability at this site at 63 Percent | East West Plumbing (2007) Ltd
EP-2023-00522 | 2023-01-27 | 2662 E 8TH AVENUE, Vancouver, BC V5M 1W5 | Electrical Permit | Residential | Renovation | Issued | Installation / Repair - Residential - 1FD+SS - #1 & #2 - COMPLETE ROUGH WIRING AND FINISHING 31-750V >DB: Exterior and interior alterations to change the use from a one family dwelling to a one family dwelling with a secondary suite at this existing 2 storey slab on grade building on this site. Scope of work to include: 1) To Sprinkler the entire building to NFPA 13D. 2) To validate the existing site conditions 3) To remove unauthorized awning above the approved sundeck 4) to validate the conversion of the approved carport to garage and to remove exterior side door. 5) Impermeability at this site at 63 Percent | Simplex Electrical Ltd
EP-2023-02502 | 2023-03-23 | 2662 E 8TH AVENUE, Vancouver, BC V5M 1W5 | Electrical Permit | Residential | New | Issued | Installation / Repair - Residential - Install Low Voltage wiring (networking), CCTV, Data, Tel. Rough-In and Finishing >BP: Exterior and interior alterations to change the use from a one family dwelling to a one family dwelling with a secondary suite at this existing 2 storey slab on grade building on this site. Scope of work to include: 1) To Sprinkler the entire building to NFPA 13D. 2) To validate the existing site conditions 3) To remove unauthorized awning above the approved sundeck 4) to validate the conversion of the approved carport to garage and to remove exterior side door. 5) Impermeability at this site at 63 Percent | Magnificent Security Inc.
GP-2023-00929 | 2023-03-15 | 2662 E 8TH AVENUE, Vancouver, BC V5M 1W5 | Gas Permit | Residential | Renovation | Issued | Residential - 1FD+SS - #1 & #2 - fixture >DB: Exterior and interior alterations to change the use from a one family dwelling to a one family dwelling with a secondary suite at this existing 2 storey slab on grade building on this site. Scope of work to include: 1) To Sprinkler the entire building to NFPA 13D. 2) To validate the existing site conditions 3) To remove unauthorized awning above the approved sundeck 4) to validate the conversion of the approved carport to garage and to remove exterior side door. 5) Impermeability at this site at 63 Percent | East West Plumbing (2007) Ltd
EP-2023-02199 | NULL | 2662 E 8TH AVENUE, Vancouver, BC V5M 1W5 | Electrical Permit | Residential | Renovation | Withdrawn | Installation / Repair - Residential - **Homeowner PERMIT Low Voltage installation as part of a greater renovation of a single-family renovation where a separate electrical permit is in place for the high voltage work. >BP: Exterior and interior alterations to change the use from a one family dwelling to a one family dwelling with a secondary suite at this existing 2 storey slab on grade building on this site. Scope of work to include: 1) To Sprinkler the entire building to NFPA 13D. 2) To validate the existing site conditions 3) To remove unauthorized awning above the approved sundeck 4) to validate the conversion of the approved carport to garage and to remove exterior side door. 5) Impermeability at this site at 63 Percent The services of a Structural Engineer may be required, based upon site inspection by the District Building Inspector. | NULL
MP-2023-00172 | 2023-02-08 | 2662 E 8TH AVENUE, Vancouver, BC V5M 1W5 | Mechanical Permit | NULL | NULL | Completed | NULL | Pro Ace Heating & Air Conditioning Services Ltd
SP-2022-00233 | 2022-02-22 | 2668 E 8TH AVENUE, Vancouver, BC V5M 1W5 | Sprinkler Permit | Residential | New | Completed | Residential - NEW HOME To construct a 2-storey two-family dwelling with one secondary suite and a detached accessory building (garage) at the rear providing 2 parking spaces, with a small car surface parking having vehicular access from the lane. The entire building to be sprinklered to NFPA 13D. 1. Covenant registered at the Land Title Office under CA9351715 2. No strata titling permitted 3. No A/C units proposed 4. Schedule B Md. Shahidul Alam P.Eng (604-653-7475) Structural & Geotechnical 5. BC Housing Budget Homes Ltd | SBMS Construction Ltd
EP-2022-01508 | 2022-03-02 | 2668 E 8TH AVENUE, Vancouver, BC V5M 1W5 | Electrical Permit | Residential | New | Completed | Installation / Repair - Residential - Extra low voltage tv , data , alarm system, security rouging and finishing >BP: To construct a 2-storey two-family dwelling with one secondary suite and a detached accessory building (garage) at the rear providing 2 parking spaces, with a small car surface parking having vehicular access from the lane. The entire building to be sprinklered to NFPA 13D. 1. Covenant registered at the Land Title Office under CA9351715 2. No strata titling permitted 3. No A/C units proposed 4. Schedule B Md. Shahidul Alam P.Eng (604-653-7475) Structural & Geotechnical 5. BC Housing Budget Homes Ltd Note: This is a 2 storey building pursuant to the Zoning and Development By-Law All rooms adjacent to East and West exposing building face shall be sprinklered. "Combustible projections or roof soffits on an exposing building face shall not project to less than .45m from the property line and shall be in compliance with VBBL 2019 9.10.15.5.(9)" ******THIS PERMIT HAS BEEN ISSUED UNDER THE REQUIREMENTS OF VBBL 2019****** | Smarthomes Security Ltd.
PP-2022-00246 | 2022-01-26 | 2668 E 8TH AVENUE, Vancouver, BC V5M 1W5 | Plumbing Permit | Residential | New | Completed | Residential - 2FD+SS - FRONT UNIT - 2668 E 8TH AV - #1 &#2 - NORTH PORTION BACK UNIT 2666 E 8TH AV - SOUTH PORTION New plumbing and heating To construct a 2-storey two-family dwelling with one secondary suite and a detached accessory building (garage) at the rear providing 2 parking spaces, with a small car surface parking having vehicular access from the lane. The entire building to be sprinklered to NFPA 13D. 1. Covenant registered at the Land Title Office under CA9351715 2. No strata titling permitted 3. No A/C units proposed | Apple Plumbing & Heating Services
GP-2022-00680 | 2022-03-03 | 2668 E 8TH AVENUE, Vancouver, BC V5M 1W5 | Gas Permit | Residential | New | Completed | Residential - to install 1 boiler 1 range 1 bbq to install 1 boiler 1 range 1 bbq >To construct a 2-storey two-family dwelling with one secondary suite and a detached accessory building (garage) at the rear providing 2 parking spaces, with a small car surface parking having vehicular access from the lane. | Symbolistic Heating Ltd
EP-2022-02963 | 2022-04-13 | 2684 E 8TH AVENUE, Vancouver, BC V5M 1W5 | Electrical Permit | Residential | New | Expired | Temporary Power - Residential - To provide temporary power. | Morning Star Electrical Ltd
NULL | NULL | 2684 E 8TH AVENUE, Vancouver, BC V5M 1W5 | Electrical Permit | Residential | New | Draft | Temporary Power - Residential - To provide temporary power. | Morning Star Electrical Ltd
SP-2022-00259 | 2022-09-14 | 2684 E 8TH AVENUE, Vancouver, BC V5M 1W5 | Sprinkler Permit | Commercial | Addition | Completed | Commercial - BLDG #1, To install sprinklers to NFPA 13R in this 3-storey Multiple Conversion Dwelling (3-Unit) sharing a built-in 2-car garage in the infill dwelling (separate permit) at the rear having vehicular access from the rear lane. | NewTech Fire Protection Ltd
GP-2023-01049 | 2023-04-03 | 2684 E 8TH AVENUE, Vancouver, BC V5M 1W5 | Gas Permit | Residential | New | Completed | Residential - gas pipe >BP: BLDG #1, To alter and convert the existing two-storey plus basement One-Family Dwelling to a 3-storey Multiple Conversion Dwelling (3-Unit) sharing a built-in 2-car garage in the infill dwelling (separate permit) at the rear having vehicular access from the rear lane. | PRIDE GAS & HEATING LTD.
GP-2023-01081 | 2023-03-29 | 2684 E 8TH AVENUE, Vancouver, BC V5M 1W5 | Gas Permit | Residential | New | Completed | Residential - Two gas fireplace >BP: BLDG #1, To alter and convert the existing two-storey plus basement One-Family Dwelling to a 3-storey Multiple Conversion Dwelling (3-Unit) sharing a built-in 2-car garage in the infill dwelling (separate permit) at the rear having vehicular access from the rear lane. | Canadian Fireplace Ltd
EP-2023-02952 | 2023-04-11 | 2684 E 8TH AVENUE, Vancouver, BC V5M 1W5 | Electrical Permit | Commercial | New | Issued | Temporary Power - Commercial - TO CONTINUE TEMP POWER WORK STARTED BY OTHERS (EP-2022-02963) To provide temporary power. | Credible Electric Ltd
EP-2023-02781 | 2023-03-30 | 2684 E 8TH AVENUE, Vancouver, BC V5M 1W5 | Electrical Permit | Residential | New | Completed | Installation / Repair - Residential - Tv telephone security alarm prewire and complete >BP: BLDG #1, To alter and convert the existing two-storey plus basement One-Family Dwelling to a 3-storey Multiple Conversion Dwelling (3-Unit) sharing a built-in 2-car garage in the infill dwelling (separate permit) at the rear having vehicular access from the rear lane. | Tvisha Technologies Ltd
MP-2022-00742 | 2022-12-23 | 2684 E 8TH AVENUE, Vancouver, BC V5M 1W5 | Mechanical Permit | NULL | NULL | Completed | NULL | SKY HIGH PLUMBING & HEATING LTD
PP-2022-04313 | 2022-12-01 | 2684 E 8TH AVENUE, Vancouver, BC V5M 1W5 | Plumbing Permit | Residential | New | Completed | Residential - plumbing >BP: BLDG #1, To alter and convert the existing two-storey plus basement One-Family Dwelling to a 3-storey Multiple Conversion Dwelling (3-Unit) sharing a built-in 2-car garage in the infill dwelling (separate permit) at the rear having vehicular access from the rear lane. | SKY HIGH PLUMBING & HEATING LTD
PP-2022-02789 | 2022-08-11 | 2684 E 8TH AVENUE, Vancouver, BC V5M 1W5 | Plumbing Permit | Residential | New | Completed | Residential - MCD - 3 sump out of the house 1drain tile with pump 1sewer sump with pump 1 rain water leader with gravity BLDG #1, To alter and convert the existing two-storey plus basement One-Family Dwelling to a 3-storey Multiple Conversion Dwelling (3-Unit) sharing a built-in 2-car garage in the infill dwelling (separate permit) at the rear having vehicular access from the rear lane. | Jewel Mini Excavating Ltd
EP-2022-06771 | 2022-08-25 | 2684 E 8TH AVENUE, Vancouver, BC V5M 1W5 | Electrical Permit | Residential | New | Completed | Installation / Repair - Residential - MCD - Single family Dwelling is re developed to a three stratafied units. Main consumer's service: 200A. Installation of a five-gang meter base - five subdivisions of consumer’s service. 2684 E 8TH AV - 70A. 2686 E 8TH AV - 70A. 2688 E 8TH AV - 60A. 2690 E 8TH AV - 70A. House service - 60A. Special permission has been granted in accordance with CE Code Rule 6-104. BP: BLDG #1, To alter and convert the existing two-storey plus basement One-Family Dwelling to a 3-storey Multiple Conversion Dwelling (3-Unit) sharing a built-in 2-car garage in the infill dwelling (separate permit) at the rear having vehicular access from the rear lane. Amend May 18, 2023 -"Add electrical closet on permit - 200A Overhead Electrical Service is feeding Electric Closet with Meterstacks located inside closet to supply the unit | Credible Electric Ltd
EP-2022-09881 | 2022-11-23 | 5 E 8TH AVENUE, Vancouver, BC V5T 1R6 | Electrical Permit | Commercial | Tenant Improvement | Completed | Installation / Repair - Commercial - RE & RE Sump Pump Panel Retrofit - Like for like exact appliance replacement. Service remained the same, breaker & electrical feed confirmed to be originally sized properly. Equipment will be replaced in the same location as the existing unit. June8/2023-AMEND Please change the FSR on this permit to to our new company B ticket FSR - Bradley Hill - CEL000 257743 | Haakon Industries (Canada) Ltd.
EP-2023-10125 | 2023-12-06 | 5 E 8TH AVENUE, Vancouver, BC V5T 1R6 | Electrical Permit | Commercial | Tenant Improvement | Issued | Installation / Repair - Commercial - WO 168808 RE & RE of ClimateMaster water-source heat pumps Retrofit/Replacement only Like for like exact appliance replacement. Service remained the same, breaker & electrical feed confirmed to be originally sized properly. Equipment will be replaced in the same location as the existing unit. No change in equipment capacity or fuel. | Haakon Industries (Canada) Ltd.
PP-2023-02280 | 2023-06-27 | 137 E HASTINGS STREET, Vancouver, BC V6A 1N5 | Plumbing Permit | Commercial | Renovation | Completed | Commercial - Adding new Eyewash Station and 1 Backlfow | Across Town Plumbing & Heating (2017) Ltd
EP-2022-07824 | 2022-09-15 | 141 E HASTINGS STREET, Vancouver, BC V6A 1N5 | Electrical Permit | Commercial | Renovation | Completed | Installation / Repair - Commercial - Installation of a fire alarm system on a building that had no previous system. **Building permit to follow as discussed with Jason Rowley. Further work may be required once building permit has been reviewed and approved.** Case file to be created to track building permit issuance. | 0777792 BC Ltd
EP-2022-02568 | 2022-03-30 | 141 E HASTINGS STREET, Vancouver, BC V6A 1N5 | Electrical Permit | Commercial | Renovation | Completed | Installation / Repair - Commercial - - Supply and install 3 dedicated circuits - Supply and install 1 outdoor rated quad receptacle box complete with outdoor rated bubble cover and 2 GFCI receptacles. | Lux Electric Group Ltd
EP-2023-00442 | 2023-01-19 | 159 E HASTINGS STREET, Vancouver, BC V6A 1N6 | Electrical Permit | Commercial | Renovation | Expired | Temporary Power - Commercial - To provide temporary power. CF-2022-001334 CF-2022-000204 BP-2022-04682---demo---under review ***NOTE: Work authorized by this permit is for placement of a temporary power pole only and does not authorize any site construction and/or excavation. A separate Building Permit will be required prior to commencement of any other work on this site. | ARC Electric Ltd
EP-2023-10398 | 2023-11-17 | 159 E HASTINGS STREET, Vancouver, BC V6A 1N6 | Electrical Permit | Commercial | Renovation | Issued | Temporary Power - Commercial - To provide temporary power. NOTE: Work authorized by this permit is for placement of a temporary power pole only and does not authorize any site construction and/or excavation. A separate Building Permit will be required prior to commencement of any other work on this site. | ARC Electric Ltd
EP-2023-07326 | 2023-08-11 | 159 E HASTINGS STREET, Vancouver, BC V6A 1N6 | Electrical Permit | Commercial | New | Issued | Temporary Power - Commercial - To provide temporary power. VALID AUG 11, 2023 UNTIL AUG 10, 2024 | ARC Electric Ltd
EP-2022-07956 | 2022-09-23 | 235 E HASTINGS STREET, Vancouver, BC V6A 1P2 | Electrical Permit | Commercial | Tenant Improvement | Completed | Installation / Repair - Commercial - Voluntary replacement of an existing Fire Lite Fire Alarm Control Panel with an Fite Lite Addressable Fire Alarm Control Panel. The current system is obsolete and there are no longer parts available and the building would like a modern panel installed to replace the existing panel so that if there is any service(s) required into the future that there are parts available. The building would like to be proactive to keep the building safe for all of their residents.. All of the existing devices will remain in their current location. All of the existing bells will be changed to horns in order to be compatible with the new system, and a new compatible LED annunciator will be installed indoors. A full third party verification will be completed to CAN/ULC-S537-13 to meet the requirements of the VBBL and the Bulletin 2018-004-BU/EL. >>CF-2022-006213 | PROVEN ENERGY ELECTRIC LTD
NULL | NULL | 254 E HASTINGS STREET, Vancouver, BC V6A 1P1 | Electrical Permit | Commercial | NULL | Draft | Movie Set / Filming - To allow for Movie Set/Filming Applicant shall provide completed Contractor Declaration form, and dates of filming and associated location(s) to csinspection.clerks@vancouver.ca prior to the commencement of filming. Visit vancouver.ca/inspections for more details. | NULL
EP-2022-06750 | 2022-08-12 | 261 E HASTINGS STREET, Vancouver, BC V6A 1P2 | Electrical Permit | Commercial | Renovation | Completed | Installation / Repair - Commercial - Change old sauna to new sauna -exact same location | SWIFT ELECTRIC LTD
SP-2023-00996 | NULL | 2285 E HASTINGS STREET, Vancouver, BC V5L 1V3 | Sprinkler Permit | Commercial | Tenant Improvement | Applicant Revisions | Commercial - Tenant Improvement on existing sprinkler system >BP: Exterior and interior alterations to renovate this existing retail space for a new retail limited food tenant in this existing one storey building. This permit is to replace DB-2018-05750. 2019 VBBL | Bernin Fire Protection Ltd
EP-2022-02962 | 2022-04-12 | 3323 E 6TH AVENUE, Vancouver, BC V5M 1S8 | Electrical Permit | Residential | Addition | Completed | Installation / Repair - Residential - upgrading existing electrical service from 100 amps to 200 amps | Big Forest Electric Ltd
GP-2024-00005 | 2024-01-02 | 585 E 61ST AVENUE, Vancouver, BC V5X 2B8 | Gas Permit | Residential | New | Issued | Residential - 3 Ranges, 2 BBQ's & 1 Dryer To install piping and appliances for a new duplex with complete installation >BP: To construct a 2 storey duplex with a secondary suite located in the Basement ($750,000) with a detached accessory building (garage) and 1 open parking at the rear providing 3 parking spaces, having vehicular access from the lane. | Skyway Plumbing & gas Ltd
SP-2023-02321 | 2024-01-02 | 585 E 61ST AVENUE, Vancouver, BC V5X 2B8 | Sprinkler Permit | Residential | New | Issued | Residential - To install piping and fixtures for a new duplex. >BP: To construct a 2 storey duplex with a secondary suite located in the Basement with a detached accessory building (garage) and 1 open parking at the rear providing 3 parking spaces, having vehicular access from the lane. Note: The entire building to be sprinklered to 2 x NFPA 13D 1. Covenant registered at the Land Title Office under CB898568 2. Exterior Mechanical Unit located in rear and front yard, Interior component located in upper floor 3. Schedule B: (Jason Hui) P.Eng (778.319.3403) Struct. & Geo. 4. HPO: Residential Builder- Sphere Development Ltd #52437 | Skyway Plumbing & gas Ltd
EP-2023-11257 | 2023-12-19 | 585 E 61ST AVENUE, Vancouver, BC V5X 2B8 | Electrical Permit | Residential | New | Issued | Installation / Repair - Residential - tv,telephone,security alarm prewire and complete >BP: To construct a 2 storey duplex with a secondary suite located in the Basement ($750,000) with a detached accessory building (garage) and 1 open parking at the rear providing 3 parking spaces, having vehicular access from the lane. Note: The entire building to be sprinklered to 2 x NFPA 13D 1. Covenant registered at the Land Title Office under CB898568 2. Exterior Mechanical Unit located in rear and front yard, Interior component located in upper floor 3. Schedule B: (Jason Hui) P.Eng (778.319.3403) Struct. & Geo. 4. HPO: Residential Builder- Sphere Development Ltd #52437 Note: This is a 2 storey building pursuant to the Zoning and Development By-Law ***This permit is issued under the VBBL 2019, with updated energy requirements as per bylaw # 12997 effective Jan 01, 2022.*** | Tvisha Technologies Ltd
PP-2023-04144 | 2023-11-24 | 585 E 61ST AVENUE, Vancouver, BC V5X 2B8 | Plumbing Permit | Residential | New | Issued | Residential - To install piping and fixtures for a new duplex. >BP: To construct a 2 storey duplex with a secondary suite located in the Basement with a detached accessory building (garage) and 1 open parking at the rear providing 3 parking spaces, having vehicular access from the lane. Note: The entire building to be sprinklered to 2 x NFPA 13D 1. Covenant registered at the Land Title Office under CB898568 2. Exterior Mechanical Unit located in rear and front yard, Interior component located in upper floor 3. Schedule B: (Jason Hui) P.Eng (778.319.3403) Struct. & Geo. 4. HPO: Residential Builder- Sphere Development Ltd #52437 | Skyway Plumbing & gas Ltd
MP-2023-02108 | 2023-11-29 | 585 E 61ST AVENUE, Vancouver, BC V5X 2B8 | Mechanical Permit | NULL | NULL | Issued | NULL | Skyway Plumbing & gas Ltd
PP-2023-03521 | 2023-10-05 | 585 E 61ST AVENUE, Vancouver, BC V5X 2B8 | Plumbing Permit | Residential | New | Issued | Residential - 2FD+SS - Sentry and storm con with sump | AKAL DEMOLITION & EXCAVATING LTD
EP-2023-08934 | 2023-11-01 | 585 E 61ST AVENUE, Vancouver, BC V5X 2B8 | Electrical Permit | Residential | New | Issued | Installation / Repair - Residential - Rough wire and finishing of duplex with detached garage Divvee load share for car charger. >BP: To construct a 2 storey duplex with a secondary suite located in the Basement ($750,000) with a detached accessory building (garage) and 1 open parking at the rear providing 3 parking spaces, having vehicular access from the lane. Note: The entire building to be sprinklered to 2 x NFPA 13D 1. Covenant registered at the Land Title Office under CAXXXXXXX 2. Exterior Mechanical Unit located in rear and front yard, Interior component located in upper floor 3. Schedule B: (Jason Hui) P.Eng (778.319.3403) Struct. & Geo. 4. HPO: Residential Builder- Sphere Development Ltd #52437 Note: This is a 2 storey building pursuant to the Zoning and Development By-Law ***This permit is issued under the VBBL 2019, with updated energy requirements as per bylaw # 12997 effective Jan 01, 2022.*** | Hayat Electrical Ltd
EP-2023-04774 | 2023-05-30 | 585 E 61ST AVENUE, Vancouver, BC V5X 2B8 | Electrical Permit | Residential | New | Issued | Temporary Power - Residential - To provide temporary power. | Hayat Electrical Ltd
GP-2023-03831 | 2023-12-02 | 707 E 61ST AVENUE, Vancouver, BC V5X 2C1 | Gas Permit | Residential | Renovation - Dwelling Unit(s) only | Completed | Residential - Boiler replacement t | Heatco Furnace Services Ltd
GP-2022-01172 | 2022-04-13 | 708 E 61ST AVENUE, Vancouver, BC V5X 2C2 | Gas Permit | Residential | Renovation | Completed | Residential - GAS TANKLESS WATER HEATER INSTALL | ROMA Heating Ltd
GP-2022-03431 | 2022-11-03 | 711 E 61ST AVENUE, Vancouver, BC V5X 2C1 | Gas Permit | Residential | Renovation | Cancelled | Residential - To Replace 1 Boiler Re/Re | ALL TIME HEATING PLUMBING & AIR CONDITIONING
GP-2022-03587 | 2022-11-21 | 711 E 61ST AVENUE, Vancouver, BC V5X 2C1 | Gas Permit | Residential | Renovation | Completed | Residential - installation a boiler | Advantage Home Service Ltd
GP-2022-01290 | 2022-04-25 | 726 E 61ST AVENUE, Vancouver, BC V5X 2C2 | Gas Permit | Residential | Renovation | Completed | Residential - Gas range disconnect and reconnect | Fast Track Appliances Ltd
EP-2023-03506 | 2023-04-27 | 735 E 61ST AVENUE, Vancouver, BC V5X 2C1 | Electrical Permit | Residential | Addition | Completed | Installation / Repair - Residential - Upgrade of electrical service to 200-amps. New meter base, panel, and ground plate to be installed. | Lukas Kadlcek
EP-2022-08754 | 2022-10-14 | 2787 E 6TH AVENUE, Vancouver, BC V5M 1R6 | Electrical Permit | Residential | Renovation | Completed | Installation / Repair - Residential - Overhead service change due to laneway Amend: Apr 3rd, 2023 Amend main panel from 200A amps to 125A | Vanline Electric Ltd
EP-2022-03369 | 2022-04-28 | 369 E 65TH AVENUE, Vancouver, BC V5X 2P5 | Electrical Permit | Residential | New | Completed | Installation / Repair - Residential - NEW ELECTRICAL FOR DUPLEX WITH SUITE MAIN SERVICE 200AMPS 125AMPS TO EACH UNIT >BP: To construct a 2 storey two-family dwelling with 2 secondary suites)located in the Basement ($940,000) with a detached accessory building (garage) and 2 open parking at the rear providing 4 parking spaces, having vehicular access from the lane. 1. Covenant registered at the Land Title Office under CA9526514 2. A/C proposed – Exterior component located in rear, Interior component located in second floor. 3. Schedule B: (A.D.A. Prahalad) P.Eng (604.831.1431) Structural 4. Schedule B: (Z. Guan ) P.Eng (778.868.5635) Geotechnical 5. HPO: Residential Builder- Senator Homes Ltd Note: This is a 2 storey building pursuant to the Zoning and Development By-Law Address Information: Principle Dwelling (West): #1-369 E 65th Av Principle Dwelling (East): #1-371 E 65th Av Address and suite numbers assigned as per approved plans for Fire and Emergency response. The address numbers are to be posted to the building to be visible from the street and the suite numbers are to be posted at the suite entries in accordance with the Building By-law prior to final inspection. **THIS PERMIT HAS BEEN ISSUED UNDER THE REQUIREMENTS OF VBBL #12511 (2019)** | Indy Electrical Ltd
SP-2022-00782 | 2022-05-18 | 369 E 65TH AVENUE, Vancouver, BC V5X 2P5 | Sprinkler Permit | Residential | New | Completed | Residential - Install sprinklers in Duplex To construct a 2 storey two-family dwelling with 2 secondary suites)located in the Basement with a detached accessory building (garage) and 2 open parking at the rear providing 4 parking spaces, having vehicular access from the lane. 1. Covenant registered at the Land Title Office under CA9526514 2. A/C proposed – Exterior component located in rear, Interior component located in second floor. 3. Schedule B: (A.D.A. Prahalad) P.Eng (604.831.1431) Structural 4. Schedule B: (Z. Guan ) P.Eng (778.868.5635) Geotechnical 5. HPO: Residential Builder- Senator Homes Ltd | Gold Key Fire Protection Ltd
GP-2022-01435 | 2022-05-11 | 369 E 65TH AVENUE, Vancouver, BC V5X 2P5 | Gas Permit | Residential | New | Completed | Residential - To install 2 boiler 3 range 2 bbq dryer There is piping for 1 range 2 bbq dryer 365 e 65 has boiler 2 range bbq and dryer 371 e 65 has boiler range bbq | JOT MECHANICAL LTD
EP-2022-03728 | 2022-05-09 | 369 E 65TH AVENUE, Vancouver, BC V5X 2P5 | Electrical Permit | Residential | New | Completed | Installation / Repair - Residential - cable network camera and speaker wiring complete alarm system >BP: To construct a 2 storey two-family dwelling with 2 secondary suites)located in the Basement ($940,000) with a detached accessory building (garage) and 2 open parking at the rear providing 4 parking spaces, having vehicular access from the lane. 1. Covenant registered at the Land Title Office under CA9526514 2. A/C proposed – Exterior component located in rear, Interior component located in second floor. 3. Schedule B: (A.D.A. Prahalad) P.Eng (604.831.1431) Structural 4. Schedule B: (Z. Guan ) P.Eng (778.868.5635) Geotechnical 5. HPO: Residential Builder- Senator Homes Ltd Note: This is a 2 storey building pursuant to the Zoning and Development By-Law Address Information: Principle Dwelling (West): #1-369 E 65th Av Principle Dwelling (East): #1-371 E 65th Av Address and suite numbers assigned as per approved plans for Fire and Emergency response. The address numbers are to be posted to the building to be visible from the street and the suite numbers are to be posted at the suite entries in accordance with the Building By-law prior to final inspection. **THIS PERMIT HAS BEEN ISSUED UNDER THE REQUIREMENTS OF VBBL #12511 (2019)** | Tutronic Security Sytem Co Ltd
PP-2022-01374 | 2022-04-25 | 369 E 65TH AVENUE, Vancouver, BC V5X 2P5 | Plumbing Permit | Residential | New | Completed | Residential - 2FD+2SS - WEST UNIT - 369 E 65TH AV - #1 & #2 EAST UNIT - 371 E 65TH AV - #1 & #2 Plumbing roughin To construct a 2 storey two-family dwelling with 2 secondary suites)located in the Basement with a detached accessory building (garage) and 2 open parking at the rear providing 4 parking spaces, having vehicular access from the lane. 1. Covenant registered at the Land Title Office under CA9526514 2. A/C proposed – Exterior component located in rear, Interior component located in second floor. | Dynasty Developments Ltd
PP-2022-00913 | 2022-03-18 | 369 E 65TH AVENUE, Vancouver, BC V5X 2P5 | Plumbing Permit | Residential | New | Completed | Residential - 2FD+2SS - WEST UNIT - 369 E 65TH AV - #1 & #2 EAST UNIT - 371 E 65TH AV - #1 & #2 Install one outside storm sump no pump To construct a 2 storey two-family dwelling with 2 secondary suites)located in the Basement with a detached accessory building (garage) and 2 open parking at the rear providing 4 parking spaces, having vehicular access from the lane. 1. Covenant registered at the Land Title Office under CA9526514 2. A/C proposed – Exterior component located in rear, Interior component located in second floor. | PTL Contracting Ltd
GP-2022-00475 | 2022-02-13 | 654 E 7TH AVENUE, Vancouver, BC V5T 1P1 | Gas Permit | Residential | Tenant Improvement | Completed | Residential - The furnace was replace without proper permit. We were hired to perform the proper correcting deficiencies , inspecting and commissioning | MIDCITY PLUMBERS INC
EP-2024-00586 | 2024-01-30 | 677 E 7TH AVENUE, Vancouver, BC V5T 1N9 | Electrical Permit | Commercial | Tenant Improvement | Issued | Installation / Repair - Commercial - RE & RE of Hot water boiler, Retrofit/Replacement, Like for like exact appliance replacement. Service remained the same, breaker & electrical feed confirmed to be originally sized properly. Equipment will be replaced in the same location as the existing unit. No change in equipment capacity or fuel. | Haakon Industries (Canada) Ltd.
EP-2022-02553 | 2022-03-30 | 138 E 8TH AVENUE, Vancouver, BC V5T 1R7 | Electrical Permit | Commercial | New | Completed | Installation / Repair - Commercial - Heat trace cable install on parkade sprinkler. Line voltage connection and control power done by other >BP: To construct a 6-Storey mixed-use building with commercial unit (shell only) on the ground floor and 18 market dwelling units on levels 2 to 6 all over 2 levels of underground parking accessed from the adjacent lane. Separate tenant improvement permit is required for shell tenant space. This permit has been reviewed under the 2014 Vancouver Building By-law (#10908). Reviewed during the 2020 pandemic crisis. STAGED CONSTRUCTION Stage 1: Excavating and Shoring - issued Feb. 12, 2019 Stage 2: Full Structural - issued Jun. 19, 2019 Revision #1: Change of Owner and Building Contractor - issued Nov. 28, 2019 Revision #2: Revised Shoring design on the west wall and revised Structural drawings to replace previously issued Stage 2 set - issued August 12, 2020 Stage 3: Full Construction - issued Dec. 2, 2020 | Eastern Valley Electrical Ltd
EP-2022-03817 | 2022-05-11 | 138 E 8TH AVENUE, Vancouver, BC V5T 1R7 | Electrical Permit | Commercial | New | Completed | Installation / Repair - Commercial - Prewire and finishing of coaxial cable system for Shaw Communications. Responsible for the install and termination of 1 living room outlet per suite and coaxial drop back to the electrical closet. Building was fully drywalled prior to scope being assigned. All lines pulled via string, fully protected, through flexible conduit from each suites' media panel to outlet end. >BP: To construct a 6-Storey mixed-use building with commercial unit (shell only) on the ground floor and 18 market dwelling units on levels 2 to 6 all over 2 levels of underground parking accessed from the adjacent lane. Separate tenant improvement permit is required for shell tenant space. This permit has been reviewed under the 2014 Vancouver Building By-law (#10908). Reviewed during the 2020 pandemic crisis. STAGED CONSTRUCTION Stage 1: Excavating and Shoring - issued Feb. 12, 2019 Stage 2: Full Structural - issued Jun. 19, 2019 Revision #1: Change of Owner and Building Contractor - issued Nov. 28, 2019 Revision #2: Revised Shoring design on the west wall and revised Structural drawings to replace previously issued Stage 2 set - issued August 12, 2020 Stage 3: Full Construction - issued Dec. 2, 2020 | SOS COMMUNICATIONS INC
EP-2022-09666 | 2022-11-17 | 138 E 8TH AVENUE, Vancouver, BC V5T 1R7 | Electrical Permit | Commercial | New | Completed | Installation / Repair - Commercial - Install heat trace cable and components to domestic water in the parkade. Electrical connection by others. To construct a 6-Storey mixed-use building with commercial unit (shell only) on the ground floor and 18 market dwelling units on levels 2 to 6 all over 2 levels of underground parking accessed from the adjacent lane. Separate tenant improvement permit is required for shell tenant space. This permit has been reviewed under the 2014 Vancouver Building By-law (#10908). Reviewed during the 2020 pandemic crisis. STAGED CONSTRUCTION Stage 1: Excavating and Shoring - issued Feb. 12, 2019 | Centurion Electric Ltd
PP-2022-01765 | 2022-05-25 | 288 E 8TH AVENUE, Vancouver, BC V5T 4S8 | Plumbing Permit | Commercial | Tenant Improvement | Completed | Commercial - Backflow for premise isolation. | J 8 PLUMBING & HEATING INC
GP-2022-00237 | 2022-02-04 | 2928 E GEORGIA STREET, Vancouver, BC V5K 2K6 | Gas Permit | Residential | Renovation | Completed | Residential - GAS FURNACE INSTALLATION | ROMA Heating Ltd
GP-2023-03333 | 2023-11-01 | 2960 E GEORGIA STREET, Vancouver, BC V5K 2K6 | Gas Permit | Residential | Tenant Improvement | Issued | Residential - Goodman furnace replacement | Wah Fai Plumbing & Heating Inc
EP-2022-03785 | 2022-05-10 | 3006 E GEORGIA STREET, Vancouver, BC V5K 2K7 | Electrical Permit | Residential | Renovation | Completed | Installation / Repair - Residential - Service upgrade to 200A Rough in house basement and finishing for main floor, kitchen, living room and new washer/dryer connection >BP: CF-2021-011590 Interior and Exterior alterations to renovate the kitchen, bathroom, add new furnace, replace windows, lighting, insulation and repair drywall to this existing one family dwelling and to repair the rear deck. | Hopemate Electrical Solutions Inc
PP-2022-01224 | 2022-04-19 | 3006 E GEORGIA STREET, Vancouver, BC V5K 2K7 | Plumbing Permit | Residential | Renovation | Completed | Residential - New basement renovation CF-2021-011590 Interior and Exterior alterations to renovate the kitchen, bathroom, add new furnace, replace windows, lighting, insulation and repair drywall to this existing one family dwelling and to repair the rear deck. AMEND: APR 21/2022 Add (1) Floor Drain to permit | PACIFIC FLO MECHANICAL
GP-2022-01130 | 2022-04-11 | 3006 E GEORGIA STREET, Vancouver, BC V5K 2K7 | Gas Permit | Residential | Renovation | Completed | Residential - New basement renovation | PACIFIC FLO MECHANICAL
EP-2023-00457 | 2023-01-19 | 3024 E GEORGIA STREET, Vancouver, BC V5K 2K7 | Electrical Permit | Residential | New | Expired | Temporary Power - Residential - To provide temporary power. | ALPHA ONE ELECTRIC LTD
PP-2023-01983 | 2023-06-05 | 3024 E GEORGIA STREET, Vancouver, BC V5K 2K7 | Plumbing Permit | Residential | New | Completed | Residential - Plumbing Duplex House >BP: To construct a 2 storey two-family dwelling with 2 secondary suites located in the Basement with a detached accessory building (garage) and 2 open parking at the rear providing a total of 4 parking spaces, having vehicular access from the lane. 1. Covenant registered at the Land Title Office under JA1178 and Priority Agreement CB205456 2. A/C proposed – Exterior components located in rear yard, Interior component located in closets on Floor Plan – Level 2. 3. Bar sink not proposed. 4. Schedule A: Christopher Huxtable, 604-363-2494 5. Schedule B: (Christopher Huxtable, 604-363-2494) Architectural 6. Schedule B: (Alan Pralahad, P.Eng, 604-831-1431) Structural + Geotechnical 7. HPO: Residential Builder- (SVM Homes Ltd. | Karan Plumbing & Heating Ltd
MP-2023-01072 | 2023-06-11 | 3024 E GEORGIA STREET, Vancouver, BC V5K 2K7 | Mechanical Permit | NULL | NULL | Issued | NULL | Karan Plumbing & Heating Ltd
PP-2023-01616 | 2023-05-08 | 3024 E GEORGIA STREET, Vancouver, BC V5K 2K7 | Plumbing Permit | Residential | New | Issued | Residential - 2FD+2SS - sump placing | Metro Contracting Ltd
EP-2023-05740 | 2023-07-10 | 3024 E GEORGIA STREET, Vancouver, BC V5K 2K7 | Electrical Permit | Residential | New | Issued | Installation / Repair - Residential - ¦2FD + 2SS¦ 2 Separate Services ¦ 3024 E Georgia St- 200A ¦ 3026 E Georgia St- 200A ¦ Electrical work throughout whole duplex >BP: To construct a 2 storey two-family dwelling with 2 secondary suites located in the Basement ($854,500.00) with a detached accessory building (garage) and 2 open parking at the rear providing a total of 4 parking spaces, having vehicular access from the lane. 1. Covenant registered at the Land Title Office under JA1178 and Priority Agreement CB205456 2. A/C proposed – Exterior components located in rear yard, Interior component located in closets on Floor Plan – Level 2. 3. Bar sink not proposed. 4. Schedule A: Christopher Huxtable, 604-363-2494 5. Schedule B: (Christopher Huxtable, 604-363-2494) Architectural 6. Schedule B: (Alan Pralahad, P.Eng, 604-831-1431) Structural + Geotechnical 7. HPO: Residential Builder- (SVM Homes Ltd. Note 1: This is a 2 storey building pursuant to the Zoning and Development By-Law Note 2: As shown by an asterisk (*) on the building permit floor plans and/or elevations, exit protection is required to be provided in accordance with Articles 9.9.4.4., 9.9.4.6., and/or 9.37.2.8. of the 2019 VBBL. ***This permit is issued under the VBBL 2019, with updated energy requirements as per bylaw # 12997 effective Jan 01, 2022.*** | N & M Electric Ltd
SP-2023-01185 | 2023-07-04 | 3024 E GEORGIA STREET, Vancouver, BC V5K 2K7 | Sprinkler Permit | Residential | New | Issued | Residential - NEW SPRINKLER INSTALLATION >BP: To construct a 2 storey two-family dwelling with 2 secondary suites located in the Basement with a detached accessory building (garage) and 2 open parking at the rear providing a total of 4 parking spaces, having vehicular access from the lane. 1. Covenant registered at the Land Title Office under JA1178 and Priority Agreement CB205456 2. A/C proposed – Exterior components located in rear yard, Interior component located in closets on Floor Plan – Level 2. 3. Bar sink not proposed. 4. Schedule A: Christopher Huxtable, 604-363-2494 5. Schedule B: (Christopher Huxtable, 604-363-2494) Architectural 6. Schedule B: (Alan Pralahad, P.Eng, 604-831-1431) Structural + Geotechnical 7. HPO: Residential Builder- (SVM Homes Ltd. | Real Tech Fire Protection Ltd
GP-2023-02018 | 2023-07-06 | 3024 E GEORGIA STREET, Vancouver, BC V5K 2K7 | Gas Permit | Residential | New | Issued | Residential - 2 Rages & 2 BBQ's >BP: To construct a 2 storey two-family dwelling with 2 secondary suites | Karan Plumbing & Heating Ltd
EP-2023-06470 | 2023-07-18 | 3024 E GEORGIA STREET, Vancouver, BC V5K 2K7 | Electrical Permit | Residential | New | Issued | Installation / Repair - Residential - Low Voltage: Data, Tel, TV, Alarm, Intercom & Cameras. >BP: To construct a 2 storey two-family dwelling with 2 secondary suites located in the Basement ($854,500.00) with a detached accessory building (garage) and 2 open parking at the rear providing a total of 4 parking spaces, having vehicular access from the lane. 1. Covenant registered at the Land Title Office under JA1178 and Priority Agreement CB205456 2. A/C proposed – Exterior components located in rear yard, Interior component located in closets on Floor Plan – Level 2. 3. Bar sink not proposed. 4. Schedule A: Christopher Huxtable, 604-363-2494 5. Schedule B: (Christopher Huxtable, 604-363-2494) Architectural 6. Schedule B: (Alan Pralahad, P.Eng, 604-831-1431) Structural + Geotechnical 7. HPO: Residential Builder- (SVM Homes Ltd. Note 1: This is a 2 storey building pursuant to the Zoning and Development By-Law Note 2: As shown by an asterisk (*) on the building permit floor plans and/or elevations, exit protection is required to be provided in accordance with Articles 9.9.4.4., 9.9.4.6., and/or 9.37.2.8. of the 2019 VBBL. ***This permit is issued under the VBBL 2019, with updated energy requirements as per bylaw # 12997 effective Jan 01, 2022.*** | Ads Security Systems Ltd
GP-2022-04148 | 2022-12-27 | 3092 E GEORGIA STREET, Vancouver, BC V5K 2K7 | Gas Permit | Residential | Renovation | Completed | Residential - To Replace 1 Furnace Re/Re | ALL TIME HEATING PLUMBING & AIR CONDITIONING
EP-2022-06680 | 2022-08-09 | 720 E HASTINGS STREET, Vancouver, BC V6A 1R5 | Electrical Permit | Commercial | NULL | Expired | Annual / Operating - misc electrical work throughout Renewal of EP-2021-05772 Valid: August 01, 2022 to July 31, 2023 | Mott Electric General Partnership
EP-2023-06576 | 2023-07-21 | 748 E HASTINGS STREET, Vancouver, BC V6A 1R5 | Electrical Permit | Commercial | Renovation | Completed | Installation / Repair - Commercial - Installation of new receptacles (plugs). | Vijay Kumar Sharma
PP-2023-02685 | 2023-07-28 | 748 E HASTINGS STREET, Vancouver, BC V6A 1R5 | Plumbing Permit | Commercial | Renovation | Completed | Commercial - Relocate existing sink two feet along wall & replace existing bathroom vanities & basins **No Building alterations or Building work otherwise a BP will be required | Frederick Vernon Anderson DBA Adept Plumbing & Heating
PP-2023-04096 | 2023-11-27 | 2434 E HASTINGS STREET, Vancouver, BC V5K 1Z1 | Plumbing Permit | Commercial | Tenant Improvement | Issued | Commercial - Plumbing for: Coffee shop 75 GPM - 2-comp - d/w - espresso - sgl prep sink - mop - fd >BP: Exterior and interior alterations to this existing Retail - Limited Food service (Maximum 16 seats) in this existing commercial building. Scope of work includes new walls, plumbing, washrooms and office. New Tenant: Breka Bakery | Infinity Pacific Mechanical Ltd
EP-2022-07974 | 2022-09-22 | 2434 E HASTINGS STREET, Vancouver, BC V5K 1Z1 | Electrical Permit | Commercial | Renovation | Completed | Installation / Repair - Commercial - BC hydro disconnected power for roofer to work safely about a month ago. BC hydro requires a permit to reconnect power. We need a service inspection. All has been organized though hydro. >>>>Amend: Oct. 6th -Bring up old service to the latest electrical and hydro standard. Fix grounding and failed meter base. Clean up electrical room. of old non used Equipment We also need to increase the cost of the job by $7000 | Root 3 Electric Ltd
SP-2022-01736 | 2023-02-09 | 2439 E HASTINGS STREET, Vancouver, BC V5K 1Y8 | Sprinkler Permit | Commercial | Renovation | Issued | Commercial - For sprinkler system alterations to the 2019 VBBL and NFPA 13, 2013 for the tenant improvements to provide interior and exterior alterations which include the combination of two units (2439 and 2441 East Hastings Street) and the change of use from Retail and Photography Studio to a Restaurant Class 1 in this existing commercial building.conditions: 1. This application does not include any of the following: • Warehouse storage arrangements, or mobile compact storage arrangements. • Flexible sprinkler pipe. • Information Technology Equipment Rooms (e.g. IT Rooms, LAN Rooms, etc.). • New alternative solutions and/or modifications to existing alternative solutions. Engineer of Record: Tian Cai 604-475-7733 tcsprinkler@gmail.com | Alco Fire Protection Ltd
EP-2023-04203 | 2023-11-21 | 2439 E HASTINGS STREET, Vancouver, BC V5K 1Y8 | Electrical Permit | Commercial | Renovation | Issued | Installation / Repair - Commercial - Rough wiring and finishing -electrical rough wiring and finishing of a restaurant. >BP: Interior and exterior alterations which include the combination of two units (2439 and 2441 East Hastings Street) and the change of use from Retail and Photography Studio to a Restaurant Class 1 in this existing commercial building subject to the following conditions: a) Existing b) Ground floor c) One storey d) Previously retail and photography studio E/D to A2 VBBL 2019 Reviewed and issued during the COVID-19 Pandemic Revision 1 November 29, 2022 1. Changes to floor layout by removing sprinkler room, coat check room, shower, and relocating hot water tank 2. Replacing CRP, BEP, and architect of record. | Mr Power Electrical & Construction Ltd.
NULL | NULL | 2466 E HASTINGS STREET, Vancouver, BC | Electrical Permit | Commercial | Addition | Withdrawn | Installation / Repair - Commercial - Install one 15 AMP circuit with 3 receptacles for lottery 2 TVs and ticket checker. | NULL
EP-2023-04877 | 2023-06-01 | 2466 E HASTINGS STREET, Vancouver, BC | Electrical Permit | Commercial | Addition | Completed | Installation / Repair - Commercial - Install one 15 AMP circuit with 3 receptacles for lottery 2 TVs and ticket checker. | Lang's Ventures Inc
EP-2024-00477 | 2024-01-30 | 437 E HASTINGS STREET, Vancouver, BC V6A 1P5 | Electrical Permit | Commercial | Renovation | Issued | Installation / Repair - Commercial - Fire alarm panel replacement due to fault found during routine testing and maintenance. The existing panel is obsolete to recommend, hence, replacing with FA-1000. Note: The issuance of this permit is based on Bulletin 2018-004-BU/EL. | 0777792 BC Ltd
EP-2022-04089 | 2022-05-18 | 440 E HASTINGS STREET, Vancouver, BC V6A 1P7 | Electrical Permit | Commercial | Addition | Issued | Installation / Repair - Commercial - Security System Installation | Price's Alarm Systems Ltd.
EP-2022-02939 | 2022-04-12 | 450 E HASTINGS STREET, Vancouver, BC V6A 1P7 | Electrical Permit | Commercial | Addition | Completed | Installation / Repair - Commercial - Supply & Install alarm system, install customer supplied camera system >BP: Interior alterations, change of use and change of major occupancy from existing "Food or Beverage Manufacturing- Class A" (Group F2) to Social Service Centre (Group D). This is a for a time limited period expiring September 30, 2022 unless extended by the Director of Planning. Permit Amendment #1- 2022-04-XX- S.Le Add voluntary FAS upgrade to the scope of work. | Advance Connexions Inc
EP-2022-03085 | 2022-04-20 | 450 E HASTINGS STREET, Vancouver, BC V6A 1P7 | Electrical Permit | Commercial | Addition | Completed | Installation / Repair - Commercial - Install wiring for C can - 60 amp 240 volt >BP: Interior alterations, change of use and change of major occupancy from existing "Food or Beverage Manufacturing- Class A" (Group F2) to Social Service Centre (Group D). This is a for a time limited period expiring September 30, 2022 unless extended by the Director of Planning. Permit Amendment #1- 2022-04-XX- S.Le Add voluntary FAS upgrade to the scope of work. | Larry Husty
EP-2022-02633 | 2022-04-05 | 450 E HASTINGS STREET, Vancouver, BC V6A 1P7 | Electrical Permit | Commercial | Addition | Completed | Installation / Repair - Commercial - Installation of fire monitoring system -extra low volt security panel for the intention of monitoring the building main fire panel. This is a ULC listed installation. >BP: Interior alterations, change of use and change of major occupancy from existing "Food or Beverage Manufacturing- Class A" (Group F2) to Social Service Centre (Group D). This is a for a time limited period expiring September 30, 2022 unless extended by the Director of Planning. | ACCURATE ALARMS Ltd
GP-2022-00468 | 2022-02-14 | 450 E HASTINGS STREET, Vancouver, BC V6A 1P7 | Gas Permit | Commercial | New | Completed | Commercial - Gas Heating Supply Line Roof top ( HVAC) information uploaded Interior alterations, change of use and change of major occupancy from existing "Food or Beverage Manufacturing- Class A" (Group F2) to Social Service Centre (Group D). | One Degree HVAC Service Group Ltd.
NULL | NULL | 450 E HASTINGS STREET, Vancouver, BC V6A 1P7 | Gas Permit | Commercial | Tenant Improvement | Draft | Commercial - Install new Domestic hot water tank | NULL
GP-2022-00382 | 2022-02-14 | 450 E HASTINGS STREET, Vancouver, BC V6A 1P7 | Gas Permit | Commercial | Tenant Improvement | Completed | Commercial - Installation of a new gas-fired domestic hot water heater | Frederick Vernon Anderson DBA Adept Plumbing & Heating
EP-2023-07449 | 2023-08-15 | 450 E HASTINGS STREET, Vancouver, BC V6A 1P7 | Electrical Permit | Commercial | Addition | Completed | Installation / Repair - Commercial - FIRE ALARM SYSTEM: ADD SMOKE DETECTOR & HORN IN SEA CAN. >BP: Interior alterations, change of use and change of major occupancy from existing "Food or Beverage Manufacturing- Class A" (Group F2) to Social Service Centre (Group D). This is a for a time limited period expiring September 30, 2022 unless extended by the Director of Planning. Revision #1- 2022-07-13- S.Le Add voluntary FAS upgrade to the scope of work. Revision #2- 2023-XX-XX- S.Le Exterior alterations to add a retrofitted container to the rear of this building and to change the permit Applicant. Container to be used as ancillary storage and office. Refer to DP-2022-00731 for time extension to September 30th, 2023. | MILKYWAY INDUSTRY LTD
EP-2023-07168 | 2023-08-08 | 450 E HASTINGS STREET, Vancouver, BC V6A 1P7 | Electrical Permit | Commercial | NULL | Issued | Annual / Operating - Annual Operating Permit Operate and maintain emergency fire services EXPIRED EP-2022-07234 VALID AUG 30/2023 UNTIL AUG 29/2024 | Vijay Kumar Sharma
EP-2022-07234 | 2022-08-29 | 450 E HASTINGS STREET, Vancouver, BC V6A 1P7 | Electrical Permit | Commercial | NULL | Expired | Annual / Operating - Annual Operating Permit Operate and maintain emergency fire services | Vijay Kumar Sharma
GP-2022-00343 | 2022-02-14 | 838 E 61ST AVENUE, Vancouver, BC V5X 2C3 | Gas Permit | Residential | Addition | Completed | Residential - Replacement of boiler system | BCRC Plumbing and Heating Ltd
EP-2023-09300 | 2023-10-27 | 1038 E 61ST AVENUE, Vancouver, BC V5X 2C4 | Electrical Permit | Residential | Addition | Issued | Installation / Repair - Residential - ¦ 1FD- 125 DISCONNECT/ RE-CONNECT ¦ New service 200 amp duplex meter base. Car charger wire. | High Watt Electric Ltd
EP-2022-08552 | 2022-10-11 | 1052 E 61ST AVENUE, Vancouver, BC V5X 2C4 | Electrical Permit | Residential | Addition | Completed | Installation / Repair - Residential - Installing Exit sign, Smoke/CO2 combo & replacing receptacles to Tamer Resistant | Mann Electrical Services Ltd
EP-2022-01535 | 2022-02-25 | 1115 E 61ST AVENUE, Vancouver, BC V5X 2C5 | Electrical Permit | Residential | Renovation | Completed | Installation / Repair - Residential - Add some lights, repecticals, and move laundry plugs in old house | Universal Electrical Services Ltd
EP-2023-03419 | 2023-06-28 | 1115 E 61ST AVENUE, Vancouver, BC V5X 2C5 | Electrical Permit | Residential | Renovation | Issued | Installation / Repair - Residential - TO CONTINUE WORK STARTED BY OTHERS (EP-2022-01535) Safety/repair check | Mr Power Electrical & Construction Ltd.
EP-2022-02116 | 2022-03-18 | 1175 E 61ST AVENUE, Vancouver, BC V5X 2C5 | Electrical Permit | Residential | Addition | Completed | Installation / Repair - Residential - Two smoke alarms wiring/installation in basement. >BP: Exterior and interior alterations and a change of this existing 2 storey plus basement one family dwelling to one family dwelling with a secondary suite with 3 off street parking provided in the detached garage, having vehicular access off the rear lane. Exterior alterations are limited to: 1. Removal of concrete at rear to 60 percent impermeable 2. Removal of unauthorized awnings on the South Elevation, 2nd level 3. Removal of unauthorized awnings on the North Elevation, over the sunken patio and deck at rear. Interior scope of work includes replacing bathroom fixtures and installing new lighting in the kitchen. Okay for Field Review per M. Lee, July 9, 2021 This building is sprinklered. A separate sprinkler permit is required for all related work. Note: 1. Related to CF-2020-004787. 2. No strata-titling will be permitted. 3. This is a two-storey building pursuant to the Zoning and Development By-law. 4. An annual Vancouver Business License must be obtained prior to the rental of this approved one-family dwelling and/or secondary suite on this site. 5. Install interconnected, hardwired, 120 volt smoke alarms with battery back-up and silencing feature, in each sleeping unit and within 5m outside each sleeping areas on each storey as per Building Bylaw 9.10.19. 6. Install Carbon Monoxide Alarm as per Building By-Law 9.32.4.2. & Bulletin 2007-007-BU/EL 7. Dedicated 3' wide firefighter access path with overhead clearance of 2m to be maintained at all times. | Centrum Electric Ltd
EP-2022-10109 | 2022-11-30 | 395 E 6TH AVENUE, Vancouver, BC V5T 1K2 | Electrical Permit | Commercial | NULL | Expired | Annual / Operating - Annual Electrical Operating Permit for Boys & Girls Club - Kimount | Mott Electric General Partnership
EP-2023-10907 | 2023-12-05 | 395 E 6TH AVENUE, Vancouver, BC V5T 1K2 | Electrical Permit | Commercial | NULL | Issued | Annual / Operating - Misc work throughout Renewal of EP-2022-10109 Valid: Nov 30, 2023 to Nov 29, 2024 | Mott Electric General Partnership
EP-2023-07931 | 2023-09-07 | 775 E 7TH AVENUE, Vancouver, BC V5T 1P3 | Electrical Permit | Commercial | Tenant Improvement | Completed | Installation / Repair - Commercial - Installation of (1) 40A EV Branch Circuit and (2) EV Chargers. Supply and install (1) 40-amp 2 pole breakers on existing House Panel. Use existing House Panel for EV Charging Circuits. Installation 100 feet 1/2" conduit for data and WAP. Installation of up to 80 feet #8 AWG Cu Teck cable from electrical room to parkade. | MJR Electric Ltd
GP-2023-03636 | 2023-11-20 | 960 E 7TH AVENUE, Vancouver, BC V5T 1P6 | Gas Permit | Residential | Renovation | Completed | Residential - Removal & replacement of furnace | Pioneer Plumbing & Heating Inc
EP-2022-02931 | 2022-08-17 | 1040 E 7TH AVENUE, Vancouver, BC V5T 1P7 | Electrical Permit | Residential | Renovation | Completed | Installation / Repair - Residential - - Supply and install conduits and wire for outside lights and on balconies. - Supply and install conduits and wire for feeds for mechanical loads. - Supply and install exterior luminaires mounted on wall, balconies etc. - Supply and install switches for balcony lights where specified. - Disconnect, Reconnect bath/hood fans in units where specified. -Remove and Replace luminaires in units where specified. - Supply and Install disconnects for MUA , as well as feeds for sump pumps and exhaust fans. - Supply and install receptacles for roof top unit and for DHWB units. (CF-2022-004904) >BP: Exterior alterations for building envelope remediation, structural remediation including seismic upgrades and mechanical upgrades on this 3 storey, over 1 level of underground parking having vehicular access from East 7th Ave, multiple dwelling building (Group C) Scope of building envelope work includes: Exterior cladding replacement with rain screen assembly, window replacement for all units, SBS roof replacement, new guardrails and railings throughout site, new interface detailing and tie-in details, rainwater management, rehabilitation of the concrete slab, improvements of exterior lighting, improvement of site landscaping for tenant use, determine the condition of the sanitary waste piping and perimeter drainage piping and replace and/or upgrade as necessary. Structural remediation includes: seismic upgrades, replacement of decayed framing members due to water ingress, and repairs/upgrades to parking garage. | Terminal City Electric Ltd
PP-2022-04554 | 2023-01-25 | 1040 E 7TH AVENUE, Vancouver, BC V5T 1P7 | Plumbing Permit | Commercial | Renovation | Completed | Commercial - Diverting rain water leaders to not need the sump pump. Adding draintile sump and pump to parkade. swapping domestic hot water boilers >Exterior alterations for building envelope remediation, structural remediation including seismic upgrades and mechanical upgrades on this 3 storey, over 1 level of underground parking having vehicular access from East 7th Ave, multiple dwelling building (Group C) Scope of building envelope work includes: Exterior cladding replacement with rain screen assembly, window replacement for all units, SBS roof replacement, new guardrails and railings throughout site, new interface detailing and tie-in details, rainwater management, rehabilitation of the concrete slab, improvements of exterior lighting, improvement of site landscaping for tenant use, determine the condition of the sanitary waste piping and perimeter drainage piping and replace and/or upgrade as necessary. Structural remediation includes: seismic upgrades, replacement of decayed framing members due to water ingress, and repairs/upgrades to parking garage. Mechanical upgrades include: mechanical exhaust ventilation with controls (including bathrooms and kitchens), and two new roof top units. Building envelope and environmental separation as per Part 5 design: Schedule A, Schedule B (Architectural), Schedule D (Building Envelope) Christopher Wright, P.Eng. (250-888-0820) Schedule B (Structural) Farya Pirbazari, P.Eng. (604.618.2962) Schedule B (Mechanical and Plumbing), Geoffrey Chiu, P.Eng. (604-807-0243 and Schedule B (Electrical) Khalil Al Arab, P.Eng. (250-301-9869) submitted for this project. Building Review Branch Notes: 1. This permit has been reviewed under the requirements of the VBBL #12511 (2019) 2. All new openings to match existing. | Hashtag Plumbing Inc
NULL | NULL | 1040 E 7TH AVENUE, Vancouver, BC V5T 1P7 | Plumbing Permit | Residential | Renovation | Draft | Residential - drain tile piping | SABTECH PLUMBING & DRAINAGE LTD.
EP-2023-04036 | 2023-05-09 | 1120 E 7TH AVENUE, Vancouver, BC | Electrical Permit | Commercial | Renovation | Completed | Installation / Repair - Commercial - CCTV Installation >BP: Vocational College building B (1120 E 7th Ave) re: BP-2022-05067 Interior alterations to renovate the foundation department on the ground floor of this existing Vocational College building B (1120 E 7th Ave) on this site. Okay for Field Review by J Zhang November 8 2022. Letters of assurance provided by: Bassem Tawfik, Reg. Arch, Schedule A, Architectural Sched B. Kevin Hill P.Eng, Plumbing, Mechanical, Fire Supression Schedule B. Roger Dupuis, P.Eng, Electrical Schedule B. Energy: E2-Retrofit path: 1@E2/ E2 - Lighting - Upgrade to Local Control (per 9.4.1.1.(a) of ASHRAE 90.1-2016) | Fusion Security Inc
EP-2022-01937 | 2022-03-10 | 1245 E 7TH AVENUE, Vancouver, BC | Electrical Permit | Commercial | New | Completed | Installation / Repair - Commercial - Installation of access control and cctv system | Telus Custom Security Systems Inc
EP-2022-00964 | 2022-02-08 | 1245 E 7TH AVENUE, Vancouver, BC | Electrical Permit | Commercial | Tenant Improvement | Expired | Installation / Repair - Commercial - Replacement of a faulty fire alarm control panel. Note: This permit has been issued based on Bulletin 2018-004-BU/EL. | 0777792 BC Ltd
EP-2022-02355 | 2022-03-28 | 3108 E GEORGIA STREET, Vancouver, BC V5K 2L1 | Electrical Permit | Residential | New | Completed | Installation / Repair - Residential - Electrical wiring for: New construction duplex. >BP: To construct a 2-storey two-family dwelling ($647,600.00) with a detached accessory building (garage) at the rear providing 2 parking spaces, having vehicular access from the lane. The entire building to be sprinklered to 2 x NFPA 13D. 1.Rev#1: 2 A/C units proposed on both side of duples units A & B 2. Schedule B: O Wegner P.Eng (604-579-0110) Structural 3. Schedule B: Paullus K.F. Young P.Eng (604-841-7748) Geotechnical 4. BC Housing: Jack son Werner Homes Ltd. Note: This is a 2 storey building pursuant to the Zoning and Development By-Law ******THIS PERMIT HAS BEEN ISSUED UNDER THE REQUIREMENTS OF VBBL 2019****** >>>> Amend: Sept. 1st -Amend load calculation for larger AC loads for both side of duplex 7200w instead of 4800w per side | Delbrook Electric Ltd
EP-2022-03187 | 2022-04-20 | 3108 E GEORGIA STREET, Vancouver, BC V5K 2L1 | Electrical Permit | Residential | New | Expired | Temporary Power - Residential - To provide temporary power.renewal of EP-2021-02770 | Delbrook Electric Ltd
PP-2022-01048 | 2022-03-29 | 3108 E GEORGIA STREET, Vancouver, BC V5K 2L1 | Plumbing Permit | Residential | New | Completed | Residential - 2FD - FRONT UNIT - 3108 E GEORGIA ST BACK UNIT - 3106 E GEORGIA ST Install 1 36" drainage sump and stub out at PL for city hookup To construct a 2-storey two-family dwelling with a detached accessory building (garage) at the rear providing 2 parking spaces, having vehicular access from the lane. The entire building to be sprinklered to 2 x NFPA 13D. 1. No A/C units proposed | Ground Busters Excavation & Demolition
GP-2022-02397 | 2022-08-15 | 3108 E GEORGIA STREET, Vancouver, BC V5K 2L1 | Gas Permit | Residential | New | Completed | Residential - 2FD - FRONT - 3108 E GEORGIA ST BACK - 3106 E GEORGIA ST piping To construct a 2-storey two-family dwelling with a detached accessory building (garage) at the rear providing 2 parking spaces, having vehicular access from the lane. The entire building to be sprinklered to 2 x NFPA 13D. NOTE: To achieve the required FSR a floor space exclusion of 2% has been applied to this application as per section 10.11.1 of the district schedule, to accommodate improved building performance. 1. No A/C units proposed | GS Plumbing Ltd
PP-2022-02499 | 2022-07-18 | 3108 E GEORGIA STREET, Vancouver, BC V5K 2L1 | Plumbing Permit | Residential | New | Completed | Residential - all rough in and finishing | GS Plumbing Ltd
SP-2022-01014 | 2022-06-22 | 3108 E GEORGIA STREET, Vancouver, BC V5K 2L1 | Sprinkler Permit | Residential | New | Completed | Residential - new fire sprinkler system installation >To construct a 2-storey two-family dwelling ($647,600.00) with a detached accessory building (garage) at the rear providing 2 parking spaces, having vehicular access from the lane. The entire building to be sprinklered to 2 x NFPA 13D. NOTE: To achieve the required FSR a floor space exclusion of 2% has been applied to this application as per section 10.11.1 of the district schedule, to accommodate improved building performance. 1. No A/C units proposed 2. Schedule B: O Wegner P.Eng (604-579-0110) Structural 3. Schedule B: Paullus K.F. Young P.Eng (604-841-7748) Geotechnical 4. BC Housing: Jackson Werner Homes Ltd. Note: This is a 2 storey building pursuant to the Zoning and Development By-Law ******THIS PERMIT HAS BEEN ISSUED UNDER THE REQUIREMENTS OF VBBL 2019****** FRONT UNIT 3108 E Georgia St - One Family Dwelling (north side 1st-3rd floor) BACK UNIT 3106 E Georgia St - One Family Dwelling (south side 1st-3rd floor) Address numbers assigned as per approved plans for Fire and Emergency response. The address numbers are to be posted to the building to be visible from the street and in accordance with the Building By-law prior to final inspection. | CENTRE LINE FIRE SPRINKLERS LTD
EP-2023-00070 | 2023-01-11 | 3135 E GEORGIA STREET, Vancouver, BC V5K 2K9 | Electrical Permit | Residential | Addition | Completed | Installation / Repair - Residential - Tie in to electrical panels for Solar PV panels >BP: To install solar panels on the roof of this existing one family dwelling. Documents uploaded. | Rikur Energy Inc.
EP-2023-06957 | 2023-08-04 | 3148 E GEORGIA STREET, Vancouver, BC V5K 2L1 | Electrical Permit | Residential | New | Issued | Temporary Power - Residential - To provide temporary power. Valid Aug 04, 2023 til Aug 03, 2024 NOTE: Work authorized by this permit is for placement of a temporary power pole only and does not authorize any site construction and/or excavation. A separate Building Permit will be required prior to commencement of any other work on this site. | Ample Star Electrical Ltd.
PP-2024-00169 | 2024-01-26 | 3148 E GEORGIA STREET, Vancouver, BC V5K 2L1 | Plumbing Permit | Residential | New | Issued | Residential - 2FD - sump without pump | Bhullar Excavating and Demolition
MP-2023-01326 | 2023-07-20 | 3153 E GEORGIA STREET, Vancouver, BC V5K 2K9 | Mechanical Permit | NULL | NULL | Completed | NULL | Ultra Mechanical Ltd
SP-2023-01230 | 2023-07-12 | 3153 E GEORGIA STREET, Vancouver, BC V5K 2K9 | Sprinkler Permit | Residential | New | Completed | Residential - 2FD - FRONT - 3155 E GEORGIA ST BACK - 3153 E GEORGIA ST duplex with new sprinklers >DB: To construct a 2.5-storey two-family dwelling with a detached accessory building (garage) and 1 open parking pad at the rear providing 3 parking spaces in total, having vehicular access from the lane. Note: The entire building, INCLUDING THE ATTACHED GARAGE (if applicable), to be sprinklered to 2 x NFPA 13D 1. A/C proposed – Exterior component located in Rear, Interior component located in Second Floor. Note: This is a 2.5 storey building pursuant to the Zoning and Development By-Law ******THIS PERMIT HAS BEEN ISSUED UNDER THE REQUIREMENTS OF VBBL 2019****** | BC Fire Sprinklers Ltd
PP-2023-01707 | 2023-05-15 | 3153 E GEORGIA STREET, Vancouver, BC V5K 2K9 | Plumbing Permit | Residential | New | Completed | Residential - 2FD - FRONT - 3155 E GEORGIA ST BACK - 3153 E GEORGIA ST plumbing >DB: To construct a 2.5-storey two-family dwelling with a detached accessory building (garage) and 1 open parking pad at the rear providing 3 parking spaces in total, having vehicular access from the lane. Note: The entire building, INCLUDING THE ATTACHED GARAGE (if applicable), to be sprinklered to 2 x NFPA 13D 1. A/C proposed – Exterior component located in Rear, Interior component located in Second Floor. | Avion Mechanical Ltd
MP-2023-00908 | 2023-05-22 | 3153 E GEORGIA STREET, Vancouver, BC V5K 2K9 | Mechanical Permit | NULL | NULL | Completed | NULL | Avion Mechanical Ltd
EP-2023-00964 | 2023-02-04 | 3153 E GEORGIA STREET, Vancouver, BC V5K 2K9 | Electrical Permit | Residential | New | Expired | Temporary Power - Residential - To provide temporary power. | H.L. ELECTRICAL LTD
PP-2023-00854 | 2023-03-14 | 3153 E GEORGIA STREET, Vancouver, BC V5K 2K9 | Plumbing Permit | Residential | New | Completed | Residential - Sentry and storm con with sump >DB: To construct a 2.5-storey two-family dwelling with a detached accessory building (garage) and 1 open parking pad at the rear providing 3 parking spaces in total, having vehicular access from the lane. Note: The entire building, INCLUDING THE ATTACHED GARAGE (if applicable), to be sprinklered to 2 x NFPA 13D 1. A/C proposed – Exterior component located in Rear, Interior component located in Second Floor. | AKAL DEMOLITION & EXCAVATING LTD
EP-2022-03445 | 2022-05-02 | 3167 E GEORGIA STREET, Vancouver, BC V5K 2K9 | Electrical Permit | Residential | New | Completed | Installation / Repair - Residential - 200 amp main service 100 amp for house and 100 amp for New LWH re/re exisitng service to laneway BUILDING 1: EXISTING #1-3167 E Georgia St - One Family Dwelling BUILDING 2 #3-3167 E Georgia St - Laneway House (1.5 storey) | H.L. ELECTRICAL LTD
PP-2024-00170 | 2024-01-25 | 3167 E GEORGIA STREET, Vancouver, BC V5K 2K9 | Plumbing Permit | Residential | New | Issued | Residential - 1FD - #1 - sump without pump | Bhullar Excavating and Demolition
EP-2024-00755 | 2024-02-01 | 3167 E GEORGIA STREET, Vancouver, BC V5K 2K9 | Electrical Permit | Residential | Renovation | Issued | Installation / Repair - Residential - Rénovation. Wiring and finishing of extra low voltage including data, cable, alarm and cameras. >BP: Whole project is to be 100% electric. HRC - Exterior and interior alterations to existing single detached house at 3167 E Georgia St. Scope of work to include removing exterior hazmat stucco and replace with siding, extend length (not depth) of existing rear deck, interior layout changes and replacement of drywall, plumbing upgrades, electrical upgrades, replace staircase. ReUP: 100% electric, heat pump replacement, and Electric DHW - 12 total selected points, 7 required. Sch B (Struct & Geo): Beerinder Sidhu, #47380, 604-339-0034, Optimum Engineering Design Corp QP for salvage and abatement of hazardous materials: Peter Van Bakel | Creative Security Solutions Ltd
EP-2024-00131 | 2024-01-26 | 3167 E GEORGIA STREET, Vancouver, BC V5K 2K9 | Electrical Permit | Residential | New | Issued | Installation / Repair - Residential - ¦ 1FD- 125A DISCONNECT/ RECONNECT ¦ RENO ¦ 200 amp main service 125 amp for house 100 amp for lwh All new wiring and finishing --Yes. Exterior and interior all new wiring and finishing Service is increasing 100 amp to 150 amp as load calc *An approved mechanical permit is required for the installation of air conditioning or heat pump unit before a final electrical inspection will be performed >BP: HRC - Exterior and interior alterations to existing single detached house at 3167 E Georgia St. Scope of work to include removing exterior hazmat stucco and replace with siding, extend length (not depth) of existing rear deck, interior layout changes and replacement of drywall, plumbing upgrades, electrical upgrades, replace staircase. ReUP: 100% electric, heat pump replacement, and Electric DHW - 12 total selected points, 7 required. Sch B (Struct & Geo): Beerinder Sidhu, #47380, 604-339-0034, Optimum Engineering Design Corp QP for salvage and abatement of hazardous materials: Peter Van Bakel | H.L. ELECTRICAL LTD
PP-2024-00024 | 2024-01-05 | 3167 E GEORGIA STREET, Vancouver, BC V5K 2K9 | Plumbing Permit | Residential | Renovation | Issued | Residential - plumbing >BP: HRC - Exterior and interior alterations to existing single detached house at 3167 E Georgia St. Scope of work to include removing exterior hazmat stucco and replace with siding, extend length (not depth) of existing rear deck, interior layout changes and replacement of drywall, plumbing upgrades, electrical upgrades, replace staircase. | Easyway Plumbing & Heating Ltd
EP-2023-02721 | 2023-04-13 | 3177 E GEORGIA STREET, Vancouver, BC V5K 2K9 | Electrical Permit | Commercial | Renovation | Completed | Installation / Repair - Commercial - wiring for heat pump *MP-2023-00532 | David Stein
MP-2023-00532 | 2023-03-31 | 3177 E GEORGIA STREET, Vancouver, BC V5K 2K9 | Mechanical Permit | NULL | NULL | Completed | NULL | Green Mountain Solutions Inc
EP-2023-08775 | 2023-09-28 | 680 E 8TH AVENUE, Vancouver, BC V5T 1T1 | Electrical Permit | Commercial | Renovation | Issued | Installation / Repair - Commercial - Voluntary upgrade to replace the existing Edwards 6616 fire alarm panel with a Mircom FX-2000 fire alarm control panel. Note: The issuance of this permit is based on Bulletin 2018-004-BU/EL. | Elite Fire Protection Ltd
GP-2022-01184 | 2022-04-14 | 459 E HASTINGS STREET, Vancouver, BC V6A 1P5 | Gas Permit | Residential | Renovation | Completed | Residential - Furnace re&re | Ferenc Nagy
EP-2023-01285 | 2023-02-23 | 540 E HASTINGS STREET, Vancouver, BC V6A 1P8 | Electrical Permit | Commercial | Addition | Completed | Installation / Repair - Commercial - Provide new security monitoring wire for existing fire alarm panel. Provide dedicated circuit for security monitoring. Voluntary FA work. | Tytan Electric Inc.
EP-2022-09954 | 2022-11-24 | 540 E HASTINGS STREET, Vancouver, BC V6A 1P8 | Electrical Permit | Commercial | Addition | Completed | Installation / Repair - Commercial - Upgrade of existing security alarm system | Chubb Fire & Security Canada Corp
EP-2022-01559 | 2022-03-01 | 561 E HASTINGS STREET, Vancouver, BC V6A 1P9 | Electrical Permit | Residential | Renovation | Completed | Installation / Repair - Residential - Fire panel upgrade. To remove, replace, program and perform verification of fire alarm panel. The current panel is an Edwards 2280 and will be replaced with an Edwards 10-zone Fireshield Panel. All existing devices will be re-used, with exception to bells which will be replaced with horns for compatibility reasons. Note: This permit has been issued based on Bulletin 2018-004-BU/EL. | Cobing Building Solutions Ltd
EP-2023-00517 | 2023-01-24 | 567 E HASTINGS STREET, Vancouver, BC V6A 1P9 | Electrical Permit | Commercial | Renovation | Completed | Installation / Repair - Commercial - -Re and Re 2X4 troffer lights. -Add emergency and exit lighting. -Install 16 power ccts. -Add smoke/co detector. -Re and re electrical panel. >BP: To change the use from Community Centre (A2) to Retail Store (E), and to alter the exterior and interior of this existing one-storey commercial building to remove the unauthorized rear addition and to provide improvements for the new retail store tenant. Scope of work: - To remove a washroom, interior doors & walls, plumbing fixtures - To install shelves, equipment, millwork, electrical and plumbing cap off. OK for Field Review as per A. Patterson Energy Upgrade: E2 - Lighting - Upgrade to incorporate Automatic Full OFF (per 9.4.1.1.(h) of ASHRAE 90.1-2016) | Arcwest Electric Ltd
PP-2023-00302 | 2023-01-30 | 567 E HASTINGS STREET, Vancouver, BC V6A 1P9 | Plumbing Permit | Commercial | Renovation | Completed | Commercial - Adding utility sink. Moving kitchen sink. >BP: To change the use from Community Centre (A2) to Retail Store (E), and to alter the exterior and interior of this existing one-storey commercial building to remove the unauthorized rear addition and to provide improvements for the new retail store tenant. Scope of work: - To remove a washroom, interior doors & walls, plumbing fixtures - To install shelves, equipment, millwork, electrical and plumbing cap off. OK for Field Review as per A. Patterson Energy Upgrade: E2 - Lighting - Upgrade to incorporate Automatic Full OFF (per 9.4.1.1.(h) of ASHRAE 90.1-2016) | Hyack Plumbing and Heating
NULL | NULL | 567 E HASTINGS STREET, Vancouver, BC V6A 1P9 | Plumbing Permit | Commercial | Renovation | Withdrawn | Commercial - Adding a laundry sink. Re piping | Hyack Plumbing and Heating
EP-2022-08176 | 2022-09-28 | 601 E HASTINGS STREET, Vancouver, BC V6A 1J7 | Electrical Permit | Commercial | NULL | Expired | Annual / Operating - ANNUAL OPERATING PERMIT VALID: SEPT 16/2022 TO SEPT 15/2023 EXPIRED PERMIT: EP-2021-07024 Repairs and maintenance under Operating Permit | Colwin Electrical Group
EP-2023-08257 | 2023-09-13 | 601 E HASTINGS STREET, Vancouver, BC V6A 1J7 | Electrical Permit | Commercial | NULL | Issued | Annual / Operating - ANNUAL OPERATING PERMIT VALID: SEPT 16/2023 TO SEPT 15/2024 RENEWAL OF EP-2022-08176 Repairs and maintenance under Operating Permit | Colwin Electrical Group
PP-2023-02077 | 2023-06-13 | 633 E HASTINGS STREET, Vancouver, BC V6A 1R2 | Plumbing Permit | Commercial | Tenant Improvement | Completed | Commercial - DWV ROUGH IN ( System 15 ) , Main water line and distribution lines. >BP: Interior renovation and change the use of this existing Laundromat unit (Major Occupancy Classification D) to a Small Scale Pharmacy operating in conjunction with a Health Care Office (Major Occupancy Classification D) in this existing one-storey Vancouver Heritage "B" building on this site. Notes: 1. Portion of the existing laundromat building is converted to Health Care office and the remaining portion is converted to Small Scale Pharmacy. The Health care office is the primary service provider in this site. 2. The application was reviewed for compliance with VBBL 2019. | HIGH STAR PLUMBING & HEATING LTD
PP-2023-02260 | 2023-06-26 | 633 E HASTINGS STREET, Vancouver, BC V6A 1R2 | Plumbing Permit | Commercial | Renovation | Completed | Commercial - One sump out of the Bulding | Jewel Mini Excavating Ltd
EP-2023-05501 | 2023-06-30 | 633 E HASTINGS STREET, Vancouver, BC V6A 1R2 | Electrical Permit | Commercial | Tenant Improvement | Completed | Installation / Repair - Commercial - Pharmacy and medical offices all wiring and finishing (reference:-CF-2020-003892) >Permit Amendment Sep 19, 2023 -"Add extra low voltage on permit data cables" >BP: Interior renovation and change the use of this existing Laundromat unit (Major Occupancy Classification D) to a Small Scale Pharmacy operating in conjunction with a Health Care Office (Major Occupancy Classification D) in this existing one-storey Vancouver Heritage "B" building on this site. Notes: 1. Portion of the existing laundromat building is converted to Health Care office and the remaining portion is converted to Small Scale Pharmacy. The Health care office is the primary service provider in this site. 2. The application was reviewed for compliance with VBBL 2019. | H.L. ELECTRICAL LTD
EP-2023-05824 | 2023-06-28 | 635 E HASTINGS STREET, Vancouver, BC V6A 1R2 | Electrical Permit | Commercial | Tenant Improvement | Completed | Installation / Repair - Commercial - Supply dedicated feeds to coolers | BC Smart Homes Ltd
GP-2021-04122 | 2023-08-14 | 648 E HASTINGS STREET, Vancouver, BC V6A 1R1 | Gas Permit | Commercial | Tenant Improvement | Issued | Commercial - Replacement of existing 90,000 BTU furnace. | Pacific Breeze Heating & Cooling Inc
GP-2023-00615 | 2023-02-21 | 659 E HASTINGS STREET, Vancouver, BC V6A 1R2 | Gas Permit | Commercial | Renovation | Completed | Commercial - Replace roof top heating and air conditioning unit | Pioneer Plumbing & Heating Inc
MP-2023-00243 | 2023-02-22 | 659 E HASTINGS STREET, Vancouver, BC V6A 1R2 | Mechanical Permit | NULL | NULL | Completed | NULL | Pioneer Plumbing & Heating Inc
EP-2022-06868 | 2022-08-16 | 659 E HASTINGS STREET, Vancouver, BC V6A 1R2 | Electrical Permit | Commercial | Renovation | Completed | Installation / Repair - Commercial - 24 outlets, 8 switches, 3 exit combo and 20 track lights BP: Interior alterations to this retail store for a new retail tenant (art gallery) in this existing one storey plus basement building. Scope of Work: Removing ceiling tiles, Reconfiguring non- structural interior walls , Re-installation of overhead lighting, Cleaning and balancing HVAC system, reframing and reinforcement of the existing front and rear doors | TC Courtco Signature Contracting Ltd
EP-2023-08140 | 2023-09-15 | 711 E HASTINGS STREET, Vancouver, BC V6A 1R3 | Electrical Permit | Commercial | Renovation | Completed | Installation / Repair - Commercial - Install receptacles and check the lights. CF-2018-015264 >BP: Interior and exterior alterations to remove the work without permit construction at the rear, and inside this existing two-storey commercial building. Scope of work includes removing unauthorized storage structure at rear of building and interior layout changes to revert building back to original state. OK for field review per Steve Jordan 29 June 2023 Sched A and sched B Arch provided by Pooyan Sean Tajadod - 6043538609 | Silver Star Electric Ltd
EP-2022-10387 | 2022-12-09 | 447 E 6TH AVENUE, Vancouver, BC V5T 1K8 | Electrical Permit | Commercial | Renovation | Completed | Installation / Repair - Commercial - Fire Damage at Main Switch **Amend 12/12/2022*** Address should read 447 East 6th avenue. Not 447 East 61 Avenue | Allwest Electric Ltd
GP-2023-01021 | 2023-03-23 | 3133 E 62ND AVENUE, Vancouver, BC V5S 2G6 | Gas Permit | Residential | Renovation | Completed | Residential - Replacing existing boiler to high efficiency boiler with an indirect hot water tank | Able Heating & Plumbing Ltd
GP-2022-03566 | 2022-11-15 | 3138 E 62ND AVENUE, Vancouver, BC V5S 2G3 | Gas Permit | Residential | Renovation - Dwelling Unit(s) only | Completed | Residential - RE & RE FURNACE | 484081 BC LTD
GP-2024-00015 | 2024-01-03 | 3138 E 62ND AVENUE, Vancouver, BC V5S 2G3 | Gas Permit | Residential | Tenant Improvement | Completed | Residential - RE & RE HOT WATER TANK | 484081 BC LTD
MP-2024-00015 | 2024-01-04 | 3141 E 62ND AVENUE, Vancouver, BC V5S 2G6 | Mechanical Permit | NULL | NULL | Issued | NULL | Rain Coast Plumbing & Heating Ltd
PP-2023-04315 | 2023-12-13 | 3141 E 62ND AVENUE, Vancouver, BC V5S 2G6 | Plumbing Permit | Residential | New | Issued | Residential - 2FD+SS - WEST - Plumbing for new duplex house >DB: To construct a 2 storey duplex with a secondary suite located in the Basement with an attached garage providing 2 parking spaces, having vehicular access from the street. Note: The entire building, INCLUDING THE ATTACHED GARAGE (if applicable), to be sprinklered to 2 x NFPA 13D 1. Covenant registered at the Land Title Office under CB612217-CB612218 2. Mechanical unit proposed – Exterior component located in the rear yard. 3. Bar sink located in Unit A Basement + Main Floor Note: This is a 2 storey building pursuant to the Zoning and Development By-Law ***This permit is issued under the VBBL 2019, with updated energy requirements as per bylaw # 12997 effective Jan 01, 2022.*** | Rain Coast Plumbing & Heating Ltd
PP-2023-03610 | 2023-10-13 | 3141 E 62ND AVENUE, Vancouver, BC V5S 2G6 | Plumbing Permit | Residential | New | Issued | Residential - One outside sump | East West Excavating 2022 ltd
GP-2022-01588 | 2022-05-24 | 3149 E 62ND AVENUE, Vancouver, BC V5S 2G6 | Gas Permit | Residential | Tenant Improvement | Completed | Residential - Re Re Furnace | Moore & Russell Heating Ltd
PP-2022-04325 | 2023-01-24 | 3157 E 62ND AVENUE, Vancouver, BC V5S 2G6 | Plumbing Permit | Residential | Renovation | Completed | Residential - Complete rough in of plumbing work started by other plumber >DB: To construct a 2 storey one-family with an attached garage . Envelope and Environmental Separation designed according to Part 5 Design. 1- No strata titling permitted 2- A/C unit proposed in rear yard | Energy 1 Services Ltd
GP-2023-02022 | 2023-07-11 | 3157 E 62ND AVENUE, Vancouver, BC V5S 2G6 | Gas Permit | Residential | Addition | Completed | Residential - running gas line to fireplace and 2 barbecue >BP: To construct a 2 storey one-family with an attached garage ** October 27, 2023 - Amend To continue work started by previous contractor (GP-2020-02523) Change of contractor letter uploaded into the documents tab ***October 30, 2023 - Amend - Added 1 Range & 1 Boiler | GSP Services Ltd
GP-2022-02477 | 2022-08-20 | 3165 E 62ND AVENUE, Vancouver, BC V5S 2G6 | Gas Permit | Residential | Renovation | Completed | Residential - Replace gas furnace on ground floor. | Canadian Care Heating & Cooling Ltd
GP-2023-00538 | 2023-02-14 | 3176 E 62ND AVENUE, Vancouver, BC V5S 2G5 | Gas Permit | Residential | Tenant Improvement | Completed | Residential - Re and re the furnace | Moore & Russell Heating Ltd
GP-2023-02813 | 2023-09-26 | 3180 E 62ND AVENUE, Vancouver, BC V5S 2G5 | Gas Permit | Residential | Addition | Issued | Residential - This is a old house getting boiler replaced. | AKAL Plumbing & Heating Ltd
EP-2023-08710 | 2023-10-17 | 3180 E 62ND AVENUE, Vancouver, BC V5S 2G5 | Electrical Permit | Residential | Renovation | Issued | Installation / Repair - Residential - New branch circuit for AH and AC unit. Swap old duplex style receptacles and toggle switches to decora style, Add pot light in bathroom Wire up basement wet bar -No structural work\alteration is being performed *An approved mechanical permit is required for the installation of air conditioning or heat pump unit at the time of installation before an electrical inspection will be performed | Optimal Electrical Ltd
EP-2023-08960 | 2023-10-04 | 3210 E 62ND AVENUE, Vancouver, BC V5S 2G5 | Electrical Permit | Residential | New | Issued | Temporary Power - Residential - To provide temporary power. | MSD Electrical Ltd.
EP-2023-03429 | 2023-05-30 | 3210 E 62ND AVENUE, Vancouver, BC V5S 2G5 | Electrical Permit | Residential | New | Issued | Installation / Repair - Residential - New construction -12/3 wire and finishing with plate -service with 4 gang meter base -we confirm the location with hydro *An approved mechanical permit is required for the installation of air conditioning or heat pump unit at the time of installation before an electrical inspection will be performed >BP: To construct a 2 storey two-family dwelling with 2 secondary suites located in the Basement ($1,425,000) with a attached garage providing 2 parking spaces having vehicular access from the street. Note: The entire building, INCLUDING THE ATTACHED GARAGE (if applicable), to be sprinklered to 2 x NFPA 13D 1. Covenant registered at the Land Title Office under CA9409328 2. No A/C Unit proposed 3. Schedule B: (A.C.M Wang) P.Eng (604.618-6236) Structural & Geotechnical 4. HPO: Residential Builder- CMGT Construction Group Ltd | MSD Electrical Ltd.
NULL | NULL | 3210 E 62ND AVENUE, Vancouver, BC V5S 2G5 | Electrical Permit | Residential | New | Withdrawn | Installation / Repair - Residential - New house | MSD Electrical Ltd.
NULL | NULL | 3210 E 62ND AVENUE, Vancouver, BC V5S 2G5 | Electrical Permit | Residential | New | Withdrawn | Installation / Repair - Residential - New house wiring | NULL
GP-2023-02093 | 2023-07-13 | 3210 E 62ND AVENUE, Vancouver, BC V5S 2G5 | Gas Permit | Residential | New | Issued | Residential - To install 2 boiler 2 range 2 BBQ & 2 Fireplaces >BP: To construct a 2 storey two-family dwelling with 2 secondary suites located in the Basement *Amend* August 25, 2023 - Add 2 Gas Fireplaces 20,000 BTU each* | JOT MECHANICAL LTD
EP-2023-06684 | 2023-07-25 | 3210 E 62ND AVENUE, Vancouver, BC V5S 2G5 | Electrical Permit | Residential | New | Issued | Installation / Repair - Residential - Alarm, data, phone rough wire and finishing. >BP: To construct a 2 storey two-family dwelling with 2 secondary suites located in the Basement ($1,425,000) with a attached garage providing 2 parking spaces having vehicular access from the street. Note: The entire building, INCLUDING THE ATTACHED GARAGE (if applicable), to be sprinklered to 2 x NFPA 13D 1. Covenant registered at the Land Title Office under CA9409328 2. No A/C Unit proposed 3. Schedule B: (A.C.M Wang) P.Eng (604.618-6236) Structural & Geotechnical 4. HPO: Residential Builder- CMGT Construction Group Ltd Note: This is a 2 storey building pursuant to the Zoning and Development By-Law **THIS PERMIT HAS BEEN ISSUED UNDER THE REQUIREMENTS OF VBBL #12511 (2019)** | Charanjit Singh
MP-2023-01074 | 2023-06-12 | 3210 E 62ND AVENUE, Vancouver, BC V5S 2G5 | Mechanical Permit | NULL | NULL | Issued | NULL | Mann Plumbing and Heating (2019) Ltd
PP-2023-01965 | 2023-06-02 | 3210 E 62ND AVENUE, Vancouver, BC V5S 2G5 | Plumbing Permit | Residential | New | Issued | Residential - New duplex plumbing >BP: To construct a 2 storey two-family dwelling with 2 secondary suites located in the Basement with a attached garage providing 2 parking spaces having vehicular access from the street. Note: The entire building, INCLUDING THE ATTACHED GARAGE (if applicable), to be sprinklered to 2 x NFPA 13D 1. Covenant registered at the Land Title Office under CA9409328 2. No A/C Unit proposed 3. Schedule B: (A.C.M Wang) P.Eng (604.618-6236) Structural & Geotechnical 4. HPO: Residential Builder- CMGT Construction Group Ltd | Mann Plumbing and Heating (2019) Ltd
SP-2023-00939 | 2023-05-30 | 3210 E 62ND AVENUE, Vancouver, BC V5S 2G5 | Sprinkler Permit | Residential | New | Issued | Residential - installation of a new fire sprinkler system >BP: To construct a 2 storey two-family dwelling with 2 secondary suites located in the Basement with a attached garage providing 2 parking spaces having vehicular access from the street. Note: The entire building, INCLUDING THE ATTACHED GARAGE (if applicable), to be sprinklered to 2 x NFPA 13D 1. Covenant registered at the Land Title Office under CA9409328 2. No A/C Unit proposed 3. Schedule B: (A.C.M Wang) P.Eng (604.618-6236) Structural & Geotechnical 4. HPO: Residential Builder- CMGT Construction Group Ltd | CENTRE LINE FIRE SPRINKLERS LTD
EP-2022-06700 | 2022-08-09 | 3210 E 62ND AVENUE, Vancouver, BC V5S 2G5 | Electrical Permit | Residential | New | Expired | Temporary Power - Residential - To provide temporary power. | MSD Electrical Ltd.
PP-2023-00006 | 2023-01-04 | 3210 E 62ND AVENUE, Vancouver, BC V5S 2G5 | Plumbing Permit | Residential | New | Issued | Residential - Sumps | Dryland Excavating Ltd
GP-2022-03312 | 2022-10-26 | 1749 E 7TH AVENUE, Vancouver, BC V5N 1S1 | Gas Permit | Residential | Renovation | Completed | Residential - Re&re Tankless | Milani Plumbing Heating & Air Conditioning Ltd
MP-2023-00735 | 2023-05-01 | 1768 E 7TH AVENUE, Vancouver, BC V5N 1S2 | Mechanical Permit | NULL | NULL | Completed | NULL | Tek Climate Heating & Air Conditioning Ltd
EP-2023-08595 | NULL | 1768 E 7TH AVENUE, Vancouver, BC V5N 1S2 | Electrical Permit | Residential | Addition | Application Incomplete | Installation / Repair - Residential - Wiring split A/C (reference: MP-2023-00735) | Tek Climate Heating & Air Conditioning Ltd
MP-2023-01737 | 2023-09-24 | 3061 E 6TH AVENUE, Vancouver, BC V5M 1S2 | Mechanical Permit | NULL | NULL | Issued | NULL | Young Boys Mechanical Ltd
PP-2023-03322 | 2023-09-19 | 3061 E 6TH AVENUE, Vancouver, BC V5M 1S2 | Plumbing Permit | Residential | New | Issued | Residential - Plumbing and radiant heating >BP: 2.5 FD To construct a 2 and half-storey, two-family dwelling with a 2 car detached accessory building (garage), at the rear providing 3 parking spaces, having vehicular access from the lane. The entire building, INCLUDING THE ATTACHED GARAGE (if applicable), to be sprinklered to 2 x NFPA 13D. Note: This is a 2 and a half storey building pursuant to the Zoning and Development By-Law 1. A/C unit proposed at rear 2. No bar sink proposed 3. Schedule B: Md. Shahidul Alam, P.Eng 604.653.7475 structural & Geotechnical 4. BC Housing Residential Builder: Gaijo Development Group | Young Boys Mechanical Ltd
EP-2023-09086 | 2023-11-03 | 3061 E 6TH AVENUE, Vancouver, BC V5M 1S2 | Electrical Permit | Residential | New | Issued | Installation / Repair - Residential - Rough in Wiring and Finishing for Duplex Home. Heating type Hydronic (By Electrical Boiler) for Both Units. AC to be installed in Both Units. Both Units have EV chargers and rough in wiring for Extra low voltage. each unit 200 A and main service (2x200 A) seperate meters. >BP: To construct a 2 and half-storey, two-family dwelling ($635,000) with a 2 car detached accessory building (garage), at the rear providing 3 parking spaces, having vehicular access from the lane. The entire building, INCLUDING THE ATTACHED GARAGE (if applicable), to be sprinklered to 2 x NFPA 13D. Note: This is a 2 and a half storey building pursuant to the Zoning and Development By-Law 1. A/C unit proposed at rear 2. No bar sink proposed 3. Schedule B: Md. Shahidul Alam, P.Eng 604.653.7475 structural & Geotechnical 4. BC Housing Residential Builder: Gaijo Development Group ***This permit is issued under the VBBL 2019, with updated energy requirements as per bylaw # 12997 effective Jan 01, 2022.*** | AMTEK Electric Ltd
GP-2023-03254 | 2023-10-27 | 3061 E 6TH AVENUE, Vancouver, BC V5M 1S2 | Gas Permit | Residential | New | Issued | Residential - 2 Ranges, 2 BBQ's & 2 Fireplaces To install 2 range 2 BBQ 2 fireplace There is pipping for 2 BBQ 2 fireplace >BP: To construct a 2 and half-storey, two-family dwelling ($635,000) with a 2 car detached accessory building (garage), at the rear providing 3 parking spaces, having vehicular access from the lane. | JOT MECHANICAL LTD
SP-2023-02095 | 2023-11-17 | 3061 E 6TH AVENUE, Vancouver, BC V5M 1S2 | Sprinkler Permit | Residential | New | Issued | Residential - Install sprinklers in Dupkex >BP: 2.5 FD To construct a 2 and half-storey, two-family dwelling with a 2 car detached accessory building (garage), at the rear providing 3 parking spaces, having vehicular access from the lane. The entire building, INCLUDING THE ATTACHED GARAGE (if applicable), to be sprinklered to 2 x NFPA 13D. Note: This is a 2 and a half storey building pursuant to the Zoning and Development By-Law 1. A/C unit proposed at rear 2. No bar sink proposed 3. Schedule B: Md. Shahidul Alam, P.Eng 604.653.7475 structural & Geotechnical 4. BC Housing Residential Builder: Gaijo Development Group | Gold Key Fire Protection Ltd
GP-2023-03622 | 2023-11-20 | 3061 E 6TH AVENUE, Vancouver, BC V5M 1S2 | Gas Permit | Residential | New | Issued | Residential - 2 Fireplaces INSTALLATION >BP: To construct a 2 and half-storey, two-family dwelling ($635,000) with a 2 car detached accessory building (garage), at the rear providing 3 parking spaces, having vehicular access from the lane. | REAL LIGHTING & FIREPLACES LTD
EP-2023-01852 | 2023-03-05 | 3061 E 6TH AVENUE, Vancouver, BC V5M 1S2 | Electrical Permit | Residential | New | Issued | Temporary Power - Residential - To provide temporary power. | AMTEK Electric Ltd
PP-2023-02416 | 2023-07-10 | 3061 E 6TH AVENUE, Vancouver, BC V5M 1S2 | Plumbing Permit | Residential | New | Issued | Residential - sump | JVT EXCAVATING & DEMOLITION LTD
EP-2023-01013 | 2023-02-07 | 3081 E 6TH AVENUE, Vancouver, BC V5M 1S2 | Electrical Permit | Residential | Addition | Completed | Installation / Repair - Residential - service upgrade to 200 amps for future heat pump and ev charger. Single family dwelling load calc is less than 100 amps. we will install new overhaed service with bolt in point of attachment. *MP-2023-00560 *Apr 04 Permit Amendment: -Wiring for heat pump | ELECTRICAL SAVVY CONTRACTING INC
MP-2023-00560 | 2023-04-03 | 3081 E 6TH AVENUE, Vancouver, BC V5M 1S2 | Mechanical Permit | NULL | NULL | Completed | NULL | 1236318 BC Ltd DBA Aquatech Vancouver
GP-2023-02130 | 2023-07-18 | 2083 E 7TH AVENUE, Vancouver, BC V5N 1S5 | Gas Permit | Residential | Renovation | Completed | Residential - Re&re Tankless water heater | Milani Plumbing Heating & Air Conditioning Ltd
EP-2022-10602 | 2022-12-19 | 2083 E 7TH AVENUE, Vancouver, BC V5N 1S5 | Electrical Permit | Residential | Renovation | Completed | Installation / Repair - Residential - Electrical supply for Heatpump related to MP-2022-00715 | Milani Electric Limited
MP-2022-00715 | 2022-12-15 | 2083 E 7TH AVENUE, Vancouver, BC V5N 1S5 | Mechanical Permit | NULL | NULL | Completed | NULL | Milani Electric Limited
EP-2023-00894 | 2023-02-14 | 2091 E 7TH AVENUE, Vancouver, BC V5N 1S5 | Electrical Permit | Residential | Addition | Issued | Installation / Repair - Residential - new house wiring including service. -NEW 200AMP SERVICE WITH A GROUND PLATE >BP: Exterior and interior alterations and change of use from one family dwelling to a one family dwelling with secondary suite at this existing building on site. Scope of work includes lowering the basement slab, kitchen renovation on the main floor, addition of a new dormer on the West side and new skylights. Structural Schedule B, submitted by: Carlos Chiu, P. Eng., Struct. Eng., 604.737.9830 Renovation Energy Upgrade Proposal provided by Doug Martin of Energy Smart Consulting, 604.614.7985 The entire building to be sprinklered to NFPA-13D requirements. A separate Sprinkler Permit is required. Note: - No strata-titling will be permitted. - This is a two-storey building pursuant to the Zoning and Development By-law. - 2 off-street parking spaces provided (1 garage with access from Lakewood Dr, 1 surface with access from rear Lane) - An annual Vancouver Business License must be obtained prior to the rental of this approved one-family dwelling and/or secondary suite on this site. - Install interconnected, hardwired, 120 volt smoke alarms with battery back-up and silencing feature, in each sleeping unit and within 5m outside each sleeping areas on each storey as per Building Bylaw 9.10.19. - Install Carbon Monoxide Alarm as per Building By-Law 9.32.4.2. & Bulletin 2007-007-BU/EL | Rutledge Electric Ltd
EP-2023-06718 | 2023-08-15 | 2091 E 7TH AVENUE, Vancouver, BC V5N 1S5 | Electrical Permit | Residential | Addition | Issued | Installation / Repair - Residential - TO CONTINUE WORK STARTED BY OTHERS (EP-2023-00894) Wiring of a family dwelling with a secondary suite. 200 amp 120/240v service -No EVSE wiring. >BP: Exterior and interior alterations and change of use from single detached house to a single detached house with secondary suite at this existing building on site. Scope of work includes lowering the basement slab, kitchen renovation on the main floor, addition of a new dormer on the West side and new skylights. Note: - Heat pump unit proposed at rear - No strata-titling will be permitted - This is a two-storey building pursuant to the Zoning and Development By-law - 2 off-street parking spaces provided (1 garage with access from Lakewood Dr, 1 surface with access from rear Lane) - An annual Vancouver Business License must be obtained prior to the rental of this approved single detached house and/or secondary suite on this site. - Install interconnected, hardwired, 120 volt smoke alarms with battery back-up and silencing feature, in each sleeping unit and within 5m outside each sleeping areas on each storey as per Building Bylaw 9.10.19. - Install Carbon Monoxide Alarm as per Building By-Law 9.32.4.2. & Bulletin 2007-007-BU/EL ******** REVISION #1 - new french door and sunken patio on the South elevation - increase basement window size on the East elevation - increase rear deck size and include trellis - reconfigure master bedroom and ensuite on the main floor - powder room replaced with pantry on the main floor MT Feb 21/23 | Bally's Fast Electric Inc
SP-2023-01241 | 2023-07-13 | 2091 E 7TH AVENUE, Vancouver, BC V5N 1S5 | Sprinkler Permit | Residential | New | Issued | Residential - 1FD+SS - new sprinkler system >DB: Exterior and interior alterations and change of use from single detached house to a single detached house with secondary suite at this existing building on site. Scope of work includes lowering the basement slab, kitchen renovation on the main floor, addition of a new dormer on the West side and new skylights. Structural Schedule B, submitted by: Carlos Chiu, P. Eng., Struct. Eng., 604.737.9830 Renovation Energy Upgrade Proposal provided by Doug Martin of Energy Smart Consulting, 604.614.7985 The entire building to be sprinklered to NFPA-13D requirements. A separate Sprinkler Permit is required. Note: - Heat pump unit proposed at rear - No strata-titling will be permitted - This is a two-storey building pursuant to the Zoning and Development By-law - 2 off-street parking spaces provided (1 garage with access from Lakewood Dr, 1 surface with access from rear Lane) - An annual Vancouver Business License must be obtained prior to the rental of this approved single detached house and/or secondary suite on this site. - Install interconnected, hardwired, 120 volt smoke alarms with battery back-up and silencing feature, in each sleeping unit and within 5m outside each sleeping areas on each storey as per Building Bylaw 9.10.19. - Install Carbon Monoxide Alarm as per Building By-Law 9.32.4.2. & Bulletin 2007-007-BU/EL | Alco Fire Protection Ltd
GP-2023-02002 | 2023-07-05 | 2091 E 7TH AVENUE, Vancouver, BC V5N 1S5 | Gas Permit | Residential | Addition | Completed | Residential - 1 Gas insert fireplace installation | Vaglio Fireplace LTD
GP-2023-01550 | 2023-07-31 | 2091 E 7TH AVENUE, Vancouver, BC V5N 1S5 | Gas Permit | Residential | New | Issued | Residential - Gas fit existing house >BP: Exterior and interior alterations and change of use from single detached house to a single detached house with secondary suite at this existing building on site. Scope of work includes lowering the basement slab, kitchen renovation on the main floor, addition of a new dormer on the West side and new skylights. July 28/2023-AMEND Please amend permit Gas appliances being installed Gas Boiler 150,000btu Gas range 60,000k Fireplace 25,000BTU BBQ rough in 60,000 | Next Day Home Services Inc.
MP-2023-00838 | 2023-05-12 | 2091 E 7TH AVENUE, Vancouver, BC V5N 1S5 | Mechanical Permit | NULL | NULL | Issued | NULL | Next Day Home Services Inc.
PP-2023-00960 | 2023-03-21 | 2091 E 7TH AVENUE, Vancouver, BC V5N 1S5 | Plumbing Permit | Residential | Renovation | Issued | Residential - House Lifted, new foundation, new drainage, new sump, new sewers to PL >BP: Exterior and interior alterations and change of use from single detached house to a single detached house with secondary suite at this existing building on site. Scope of work includes lowering the basement slab, kitchen renovation on the main floor, addition of a new dormer on the West side and new skylights. | L Walter Zdebiak House Raising Co Ltd
PP-2023-01313 | 2023-04-17 | 2091 E 7TH AVENUE, Vancouver, BC V5N 1S5 | Plumbing Permit | Residential | Renovation | Issued | Residential - Re plumbing existing house drainage and water lines from grade to roof >BP: Exterior and interior alterations and change of use from single detached house to a single detached house with secondary suite at this existing building on site. Scope of work includes lowering the basement slab, kitchen renovation on the main floor, addition of a new dormer on the West side and new skylights. | Howard Frank Engstrom
GP-2022-03410 | 2022-11-02 | 2124 E 7TH AVENUE, Vancouver, BC V5N 1S7 | Gas Permit | Residential | Addition | Completed | Residential - re and re gas hot water tank.. | Christopher Sterling
EP-2023-06192 | 2023-07-27 | 2141 E 7TH AVENUE, Vancouver, BC V5N 1S8 | Electrical Permit | Residential | Addition | Issued | Installation / Repair - Residential - NEW GARAGE ELECTRICAL. -New detached garage electrical with a new separate 100amp electrical Service. EV CHARGER >Permit Amendment Jan 03, 2023 -Service Details Amendment: Approved ¦ -"Changing from a 100 amp to a 200 amp electrical service!" >BP: To construct a two car 22' by 23'6" accessory garage building (two-car-garage) at the rear of the existing one family dwelling having vehicle access from the rear lane. Roof drain to existing drain tile system. Structural/ Geotechnical Schedule B provided by Jeff Allester OK for SIPs per W. Wong October 28, 2022 | Rutledge Electric Ltd
GP-2022-04029 | 2022-12-16 | 2155 E 7TH AVENUE, Vancouver, BC V5N 1S8 | Gas Permit | Residential | Tenant Improvement | Completed | Residential - Swap hot water tank with on demand water heater | Meridian West Mechanical Ltd
NULL | NULL | 2155 E 7TH AVENUE, Vancouver, BC V5N 1S8 | Gas Permit | NULL | NULL | Draft | NULL | Even Flow Plumbing
PP-2023-04183 | 2023-11-29 | 2155 E 7TH AVENUE, Vancouver, BC V5N 1S8 | Plumbing Permit | Residential | Renovation | Issued | Residential - re pipe water pipe and replace 5 plmg fixtures. >BP: Exterior and interior alterations to renovate the kitchen on the main floor of this existing Single Detached House on this site. the exterior alterations are to add a new window and close off a door on the rear. AMEND: JAN 23/2024 Add pot filler | Even Flow Plumbing
GP-2023-03753 | 2023-11-28 | 2155 E 7TH AVENUE, Vancouver, BC V5N 1S8 | Gas Permit | Residential | Renovation | Issued | Residential - add 1 gas stove >BP: Exterior and interior alterations to renovate the kitchen on the main floor of this existing Single Detached House on this site. the exterior alterations are to add a new window and close off a door on the rear. | Even Flow Plumbing
EP-2023-10309 | 2023-11-21 | 2155 E 7TH AVENUE, Vancouver, BC V5N 1S8 | Electrical Permit | Residential | Renovation | Issued | Installation / Repair - Residential - Rewiring main level, kitchen Reno, updating smoke detectors, bathroom reno -Adding pot lights throughout house, rewiring circuits for efficiency. Rewire kitchen >BP: Exterior and interior alterations to renovate the kitchen on the main floor of this existing Single Detached House on this site. the exterior alterations are to add a new window and close off a door on the rear. OKAY FOR DTI BY J. ZHANG. | Elephant Electric Company
MP-2023-01599 | 2023-08-31 | 2155 E 7TH AVENUE, Vancouver, BC V5N 1S8 | Mechanical Permit | NULL | NULL | Issued | NULL | Kits Plumbing and Heating Ltd
EP-2023-01933 | 2023-03-13 | 944 E 8TH AVENUE, Vancouver, BC V5T 1T8 | Electrical Permit | Commercial | New | Completed | Installation / Repair - Commercial - Finishing of camera system only - class 2 ccts >BP: To construct a four-storey plus basement secured market rental multiple dwelling building containing 15 units, providing one car-share and one visitor parking space at the rear, having vehicular access from the lane on this site. Sch A, Arch B, Stru B, Mech B, Plmb B, Elec B, Geotech B, and Sch D-1 are submitted. ******THIS PERMIT HAS BEEN ISSUED UNDER THE REQUIREMENTS OF VBBL 2014******** Building Review Branch Notes: - Garbage & Recycle area must not be enclosed with a roof at any time. - FPR of fire dampers shall comply with VBBL 3.1.8.4. - No fuel burning appliances are permitted. - Finish material in interior exit stairs shall be slip resistant as per VBBL 3.4.6.1. REVISION #1 (IN PROCESS): related to M/A DP-2022-00707 | Sea-West Communications & Security Inc
NULL | NULL | 1016 E 8TH AVENUE, Vancouver, BC V5T 1T9 | Gas Permit | Commercial | New | Draft | Commercial - Install two gas Navien on-demand water heaters | KC's Plumbing & Heating
PP-2022-01864 | NULL | 1016 E 8TH AVENUE, Vancouver, BC V5T 1T9 | Plumbing Permit | Commercial | Renovation | Cancelled | Commercial - Install two Navien tankless water heaters | KC's Plumbing & Heating
NULL | NULL | 1230 E 8TH AVENUE, Vancouver, BC V5T 1V2 | Electrical Permit | Commercial | Addition | Draft | Installation / Repair - Commercial - Will be installing EV Charger infrastructure for 35 energized outlets powered from two 200A panels. | 0968458 BC Ltd DBA Relight Solutions
PP-2022-03168 | 2022-09-14 | 1330 E 8TH AVENUE, Vancouver, BC V5N 1T2 | Plumbing Permit | Commercial | Renovation | Completed | Commercial - Fire restoration. New bathtub,valve, toilet and basin -Contractor says the only plumbing is in #314, which was the source for the fire. >BP: Exterior and interior alterations to repair the fire damage in multiple units (#314/121/122/101/112/112/114) and 3rd floor common corridor in this exiting multiple dwelling building. letters of assurance submitted by: Scott Gordon, Reg.Architect, Architectural Schedule B, Schedule D. Note to applicant: The services of a structural engineer may be required, based upon site inspection by the District Building Inspector. A Sprinkler permit may be required, as determined by the District Building Inspector. Energy checklist is currently no longer required with your Building Permit (BP) application. Some supporting documents are still required at BP stage, specifically Envelope and HVAC, if applicable. Service Water Heating and Lighting supporting documents, if applicable, must be submitted with your related Trades permits (e.g. electrical and plumbing). All energy upgrades will be checked during inspections stage. It is the applicant’s responsibility to identify and note all required upgrades including energy upgrades on their BP drawings at BP stage. | Lane T Van De Waal
EP-2022-07724 | 2022-09-15 | 1330 E 8TH AVENUE, Vancouver, BC V5N 1T2 | Electrical Permit | Commercial | Renovation | Completed | Installation / Repair - Commercial - Complete re-wire of unit #314 Exterior and interior alterations to repair the fire damage in multiple units (#314/121/122/101/112/112/114) and 3rd floor common corridor in this exiting multiple dwelling building. | Wespac Electrical Contractor Ltd
GP-2023-02078 | 2023-07-11 | 1370 E 8TH AVENUE, Vancouver, BC V5N 1T2 | Gas Permit | Residential | Renovation | Completed | Residential - replace gas furnace | Joyce Heating Services Ltd
EP-2022-08495 | 2022-10-07 | 3561 E GEORGIA STREET, Vancouver, BC V5K 2L9 | Electrical Permit | Residential | Tenant Improvement | Completed | Installation / Repair - Residential - Re/RE exisitng service to new laneway Service 100 A120/240V.Complete work started under EP-2019-07381 Main consumer's service 200A. Main house service 100A. LWH service 100A. | Coast Electric Ltd.
GP-2023-00222 | 2023-01-18 | 3562 E GEORGIA STREET, Vancouver, BC V5K 2L8 | Gas Permit | Residential | Renovation | Completed | Residential - Remove old hot water tank, install new tankless water heater | Derek Drewniak
SP-2022-02058 | 2023-07-26 | 3010 E KENT AVENUE SOUTH, Vancouver, BC | Sprinkler Permit | Commercial | New | Issued | Commercial - For all sprinkler work to the 2019 VBBL; NFPA 13, 2013; for work to construct a new 1-storey Childcare Centre (group A2) with 69 spaces of 4 groups – Infants (12 spaces), Toddlers (12 spaces), full time Preschool (25 spaces) and part time Preschool (20 spaces), public washrooms (group F2) for users of the adjacent park, and a waste facility. This is a CP Process Permit and the applicant is Andrew Harmsworth, P. Eng., CP. Engineer of Record: Keith Trulson 604-687-1800 ktrulson@integralgroup.com | Kraico Mechanical Ltd
PP-2022-04269 | 2023-03-22 | 3010 E KENT AVENUE SOUTH, Vancouver, BC | Plumbing Permit | Commercial | New | Issued | Commercial - Install Fixtures ****Separate permit required for civil, sumps and all outside work*** To construct a new 1-storey Childcare Centre (group A2) with 69 spaces of 4 groups – Infants (12 spaces), Toddlers (12 spaces), full time Preschool (25 spaces) and part time Preschool (20 spaces), public washrooms (group F2) for users of the adjacent park, and a waste facility. This is a CP Process Permit and the applicant is Andrew Harmsworth, P. Eng., CP. Building to be sprinklered to NFPA 13. This building is voluntarily LEED Gold and Passive House. Occupant Load = Max 85 persons (Max 50 adults at any given time due to washroom capacity) | DAVIDSON BROS MECHANICAL CONTRACTORS
EP-2023-06204 | 2023-07-12 | 3010 E KENT AVENUE SOUTH, Vancouver, BC | Electrical Permit | Commercial | Renovation | Issued | Installation / Repair - Commercial - Installation of class 2 circuits and devices for HVAC control system. | Ainsworth Inc
PP-2023-01712 | 2023-05-26 | 3010 E KENT AVENUE SOUTH, Vancouver, BC | Plumbing Permit | Commercial | New | Issued | Commercial - Site services >BP: To construct a new 1-storey Childcare Centre (Group A2) with 69 spaces of 4 groups – Infants (12 spaces), Toddlers (12 spaces), full-time Preschool (25 spaces) and part-time Preschool (20 spaces), public washrooms (Group F2) for users of the adjacent park, and a waste facility. This is a CP Process Permit and the applicant is Andrew Harmsworth, P. Eng., CP. Contrary to the Building Code Data Sheet, the geotechnical report, by Tetra Tech (File No. 704-ENG.VGEO03868-01, March 4, 2022), specifies that this project can be designed to SITE CLASS E; however, if the design parameters change then a site specific evaluation is required. Refer to Section 6.1 of the noted report. Building to be sprinklered to NFPA 13. This building is voluntarily LEED Gold and Passive House. Occupant Load = Max 84 persons (Max 50 adults at any given time due to washroom capacity) Class 3 Cooking Operation: A sign shall be posted near the range that reads “This is a Class 3 Cooking Operation, with a grease capacity alike to a single-family residence. No commercial cooking is permitted, including preparation of meals for more than a normal household on a regularly repeated basis.” ******REVIEWED UNDER THE PROVISIONS OF VBBL 2019******** STAGED CONSTRUCTION Stage 1: Full Construction (Jan.4/23, A. Min) Stage 1 - REVISION #1 (Feb 28/23, A.Min): Change of Civil Engineer from Wall Carter, P.Eng at WEB Engineering Ltd to Marco Cusano, P.Eng at McElhanney Ltd. effective Jan 13, 2023. | ACE EXCAVATING
EP-2023-04332 | 2023-05-17 | 3010 E KENT AVENUE SOUTH, Vancouver, BC | Electrical Permit | Commercial | New | Issued | Temporary Power - Commercial - To provide temporary power >Permit Amendment Oct 05, 2023 -"Change the 400Amp, 120/208V, 1 phase service to 400Amp, 120/208V, 3 phase service please" | ARC Electric Ltd
EP-2023-05379 | 2023-06-21 | 3010 E KENT AVENUE SOUTH, Vancouver, BC | Electrical Permit | Commercial | New | Issued | Temporary Power - Commercial - To provide temporary power. THIS TEMP POWER IS FOR THE EQUIPMENT: GENERATOR | ARC Electric Ltd
EP-2023-05388 | 2023-06-16 | 3010 E KENT AVENUE SOUTH, Vancouver, BC | Electrical Permit | Commercial | New | Issued | Temporary Power - Commercial - To provide temporary power. | Polo Security Services Ltd
EP-2023-03431 | 2023-05-11 | 3010 E KENT AVENUE SOUTH, Vancouver, BC | Electrical Permit | Commercial | New | Issued | Installation / Repair - Commercial - Electrical installation for new daycare, including service, lighting, emergency lighting, fire alarm, and receptacles. >BP: To construct a new 1-storey Childcare Centre (Group A2) with 69 spaces of 4 groups – Infants (12 spaces), Toddlers (12 spaces), full-time Preschool (25 spaces) and part-time Preschool (20 spaces), public washrooms (Group F2) for users of the adjacent park, and a waste facility. This is a CP Process Permit and the applicant is Andrew Harmsworth, P. Eng., CP. Contrary to the Building Code Data Sheet, the geotechnical report, by Tetra Tech (File No. 704-ENG.VGEO03868-01, March 4, 2022), specifies that this project can be designed to SITE CLASS E; however, if the design parameters change then a site specific evaluation is required. Refer to Section 6.1 of the noted report. Building to be sprinklered to NFPA 13. This building is voluntarily LEED Gold and Passive House. Occupant Load = Max 84 persons (Max 50 adults at any given time due to washroom capacity) Class 3 Cooking Operation: A sign shall be posted near the range that reads “This is a Class 3 Cooking Operation, with a grease capacity alike to a single-family residence. No commercial cooking is permitted, including preparation of meals for more than a normal household on a regularly repeated basis.” ******REVIEWED UNDER THE PROVISIONS OF VBBL 2019******** STAGED CONSTRUCTION Stage 1: Full Construction (Jan.4/23, A. Min) Stage 1 - REVISION #1 (Feb 28/23, A.Min): Change of Civil Engineer from Wall Carter, P.Eng at WEB Engineering Ltd to Marco Cusano, P.Eng at McElhanney Ltd. effective Jan 13, 2023. | ARC Electric Ltd
SP-2023-00161 | NULL | 3010 E KENT AVENUE SOUTH, Vancouver, BC | Sprinkler Permit | Commercial | New | Withdrawn | Commercial - New CHildcare Building >BP: To construct a new 1-storey Childcare Centre (Group A2) with 69 spaces of 4 groups – Infants (12 spaces), Toddlers (12 spaces), full-time Preschool (25 spaces) and part-time Preschool (20 spaces), public washrooms (Group F2) for users of the adjacent park, and a waste facility. This is a CP Process Permit and the applicant is Andrew Harmsworth, P. Eng., CP. | Kraico Mechanical Ltd
NULL | NULL | 312 E KING EDWARD AVENUE, Vancouver, BC V5V 2C5 | Gas Permit | Residential | Renovation | Draft | Residential - Samsung 30" Gas Range | Han Appliances & Refrigeration Ltd
GP-2022-02978 | 2022-10-03 | 318 E KING EDWARD AVENUE, Vancouver, BC V5V 2C5 | Gas Permit | Residential | Renovation | Completed | Residential - Installation of gas furnace | ROMA Heating Ltd
GP-2023-01786 | 2023-06-09 | 341 E KING EDWARD AVENUE, Vancouver, BC V5V 2C4 | Gas Permit | Residential | Tenant Improvement | Completed | Residential - Replacing gas hot water tank with gas tankless water heater. | 0994152 BC Ltd
EP-2023-04162 | 2023-05-19 | 341 E KING EDWARD AVENUE, Vancouver, BC V5V 2C4 | Electrical Permit | Residential | Tenant Improvement | Completed | Installation / Repair - Residential - Electrical to outdoor heat pump *MP-2023-00829: Issued (Heating and Cooling) | 0994152 BC Ltd
MP-2023-00829 | 2023-05-11 | 341 E KING EDWARD AVENUE, Vancouver, BC V5V 2C4 | Mechanical Permit | NULL | NULL | Completed | NULL | 0994152 BC Ltd
GP-2023-04250 | 2023-12-31 | 358 E KING EDWARD AVENUE, Vancouver, BC V5V 2C5 | Gas Permit | Residential | Renovation | Issued | Residential - re/re of hwt with tankless water heater | 1236318 BC Ltd DBA Aquatech Vancouver
GP-2024-00118 | 2024-01-15 | 16 E 63RD AVENUE, Vancouver, BC V5X 2J6 | Gas Permit | Residential | Renovation | Issued | Residential - boiler | Milani Plumbing Heating & Air Conditioning Ltd
GP-2023-01732 | 2023-06-05 | 16 E 63RD AVENUE, Vancouver, BC V5X 2J6 | Gas Permit | Residential | New | Completed | Residential - 1 Gas Cooktop >BP: Interior alterations for improvements and to convert the existing Crawl Space to a new Bedroom at the Foundation Plan and to provide minor improvements to master Ensuite and the closets at the Bedrooms on the Upper Floor Plan of this existing Single Detached House. | Han Appliances & Refrigeration Ltd
EP-2023-02630 | 2023-03-28 | 16 E 63RD AVENUE, Vancouver, BC V5X 2J6 | Electrical Permit | Residential | Addition | Issued | Installation / Repair - Residential - 200amp service upgrade | Wire-Man Electric Ltd
EP-2022-07557 | 2023-03-27 | 16 E 63RD AVENUE, Vancouver, BC V5X 2J6 | Electrical Permit | Residential | Renovation | Completed | Installation / Repair - Residential - Removal of all existing potlights on the main and upper floor. Electrical rough-in and conversion of all the potlights on the main and second floor to 4" potlights. Replacement of exterior potlights (same size as before). Electrical rough ins and installation of new smoke alarms in bedrooms as per building code. Replacement of all smoke alarms on the main and upper floor. Installation of light fixtures in bathrooms on main and upper floor. Electrical rough-in and wiring for steam shower. Supply and install of three new NU-tone 100/80 CFM bathroom fans Remove reinstallation of plugs and switches in kitchen and bathrooms There is only small hall will cut on the ceiling. Install under cabinet lighting in the Kitchen and living room, receptacle in each room living room specifically for TV, pendant lighting in kitchen, bathroom sauna circuit in master bedroom, add dedicated kitchen receptacle circuits, add washer and dryer circuit on second floor. >BP: Interior alterations for improvements and to convert the existing Crawl Space to a new Bedroom at the Foundation Plan and to provide minor improvements to master Ensuite and the closets at the Bedrooms on the Upper Floor Plan of this existing Single Detached House. Note: The scope of work also includes exterior alterations to remove the unauthorized rear deck with the metal roof cover over and to rebuild a new 8'-0" wide by 4'-0" deep rear landing with new stairs. OK for Field Review processing as per Howie Chow, March 6, 2023. Letters of assurance submitted by: H.Ilbeigi Timouri, P.Eng, Structural, Geotechnical Schedule B. | Canadian Eagle Electric Ltd
GP-2022-02767 | 2022-09-16 | 16 E 63RD AVENUE, Vancouver, BC V5X 2J6 | Gas Permit | Residential | Addition | Completed | Residential - Add a new BBQ box on 2nd floor >Interior alterations for improvements and to convert the existing Crawl Space to a new Bedroom at the Foundation Plan and to provide minor improvements to master Ensuite and the closets at the Bedrooms on the Upper Floor Plan of this existing Single Detached House. Note: The scope of work also includes exterior alterations to remove the unauthorized rear deck with the metal roof cover over and to rebuild a new 8'-0" wide by 4'-0" deep rear landing with new stairs. OK for Field Review processing as per Howie Chow, March 6, 2023. Letters of assurance submitted by: H.Ilbeigi Timouri, P.Eng, Structural, Geotechnical Schedule B. | J&YMechanical Ltd
PP-2022-03248 | 2022-09-23 | 16 E 63RD AVENUE, Vancouver, BC V5X 2J6 | Plumbing Permit | Residential | Renovation | Completed | Residential - house reno there is only replace shower and tub in same location, water pipe remain the same , the rest of plumbing fixture are only replace on same location the new washer is next by the lavatory, in the washroom ***NOTE: Any structural work may require a building permit*** >Interior alterations for improvements and to convert the existing Crawl Space to a new Bedroom at the Foundation Plan and to provide minor improvements to master Ensuite and the closets at the Bedrooms on the Upper Floor Plan of this existing Single Detached House. Note: The scope of work also includes exterior alterations to remove the unauthorized rear deck with the metal roof cover over and to rebuild a new 8'-0" wide by 4'-0" deep rear landing with new stairs. OK for Field Review processing as per Howie Chow, March 6, 2023. Letters of assurance submitted by: H.Ilbeigi Timouri, P.Eng, Structural, Geotechnical Schedule B. | J&YMechanical Ltd
GP-2022-03719 | 2022-11-24 | 46 E 63RD AVENUE, Vancouver, BC V5X 2J6 | Gas Permit | Residential | Renovation | Completed | Residential - Re and re gas log set to e25i insert | BC Fireplace Service Inc
GP-2023-03201 | 2023-10-24 | 66 E 63RD AVENUE, Vancouver, BC V5X 2J6 | Gas Permit | Residential | Addition | Completed | Residential - re and re gas range | Christopher Sterling
EP-2023-09697 | 2023-11-06 | 1155 E 6TH AVENUE, Vancouver, BC V5T 1E6 | Electrical Permit | Commercial | Tenant Improvement | Completed | Installation / Repair - Commercial - Replace existing fire alarm panel with new Simplex panel. Reconnect all existing zones. Replace smoke detectors with new conventional smoke detectors. All other devices (pull stations, heat detectors, sprinkler, bells) to remain and be reconnected to new panel. Verification upon completion. -EMERGENCY REPLACEMENT since existing fire alarm panel has died. | Sasco Contractors Ltd
SP-2021-01396 | 2023-01-24 | 1555 E 6TH AVENUE, Vancouver, BC V5N 1P2 | Sprinkler Permit | Commercial | Renovation | Issued | Commercial - To install a Zurn 350A DCVA on the existing parkade sprinkler system. No standpipe per letter. | Ace Fire Prevention Ltd
SP-2021-01395 | 2023-01-24 | 1595 E 6TH AVENUE, Vancouver, BC V5N 5S1 | Sprinkler Permit | Commercial | Renovation | Issued | Commercial - To install a Zurn 350A DCVA on the existing parkade sprinkler system. No standpipe per letter. | Ace Fire Prevention Ltd
MP-2022-00616 | 2022-11-28 | 1842 E 7TH AVENUE, Vancouver, BC V5N 1S2 | Mechanical Permit | NULL | NULL | Completed | NULL | 0994152 BC Ltd
EP-2022-10002 | NULL | 1842 E 7TH AVENUE, Vancouver, BC V5N 1S2 | Electrical Permit | Residential | Tenant Improvement | Withdrawn | Installation / Repair - Residential - Electrical to outdoor Heat Pump | 0994152 BC Ltd
GP-2022-03741 | 2022-11-25 | 1842 E 7TH AVENUE, Vancouver, BC V5N 1S2 | Gas Permit | Residential | Tenant Improvement | Completed | Residential - Decommissioning and removal of gas furnace | 0994152 BC Ltd
EP-2022-08558 | 2022-11-14 | 1842 E 7TH AVENUE, Vancouver, BC V5N 1S2 | Electrical Permit | Residential | Renovation | Issued | Installation / Repair - Residential - Upgrade existing panel to 200 amp panel Supply & Install new 30 amp heat pump circuit | City Spark Electrical Ltd
EP-2023-11346 | 2024-01-17 | 2180 E 7TH AVENUE, Vancouver, BC V5N 1S7 | Electrical Permit | Residential | Addition | Issued | Installation / Repair - Residential - Upgrade the current 100A service to 200A -The owner is thinking about installing a air conditioner/heat pump in this summer and a EV charger in future some time. | Firmstone Construction Ltd
EP-2023-09391 | 2023-10-30 | 2201 E 7TH AVENUE, Vancouver, BC V5N 1S8 | Electrical Permit | Residential | Addition | Issued | Installation / Repair - Residential - Change old panel to new panel service re/re due to laneway >Permit Amendment Nov 02, 2023 -Service power amp is 100 instead of 125 amp. Please add 100 amp | ALPHA ONE ELECTRIC LTD
PP-2023-03053 | 2023-08-29 | 2201 E 7TH AVENUE, Vancouver, BC V5N 1S8 | Plumbing Permit | Residential | Addition | Issued | Residential - One outside sump | East West Excavating 2022 ltd
EP-2022-04596 | 2022-06-01 | 370 E BROADWAY, Vancouver, BC V5T 4G5 | Electrical Permit | Commercial | NULL | Expired | Special Event - Temporary set up of sound equipment for June 3rd and 4th. | Tytan Electric Inc.
EP-2023-10768 | 2023-12-06 | 389 E BROADWAY, Vancouver, BC | Electrical Permit | Commercial | Renovation - Dwelling Unit(s) only | Completed | Installation / Repair - Commercial - repair as per building dept. - just working on appliance circuit CF-2023-011138 CF-2023-009809 **Amend 01/09/2024** Correct address from 2449 Prince Edward St to 389 E Broadway | Shield Electric Ltd
EP-2022-03589 | 2022-05-03 | 409 E BROADWAY, Vancouver, BC V5T 1W8 | Electrical Permit | Commercial | Tenant Improvement | Completed | Installation / Repair - Commercial - Safety Inspection of all panels, wiring, devices etc; fix/replace all exit signs as required, add where required; re&re of FA to meet inspector requirements; re&re receptacles to tamper proof as needed; fix/re&re any other items on the inspectors list or that we recognize as a code violation. | Houle Electric Limited
SP-2021-01626 | 2022-04-20 | 107 E BROADWAY, Vancouver, BC V5T 1W1 | Sprinkler Permit | Commercial | New | Issued | Commercial - Install new DCVA Separate permit required for electrical connections | Brent C Williams
GP-2022-03252 | NULL | 141 E BROADWAY, Vancouver, BC V5T 1W1 | Gas Permit | Commercial | Renovation | Withdrawn | Commercial - Installation of on demand system >To repair and restore the damaged northeast portion of the existing building, related to CF-2020-005356. Interior and Exterior alteration includes replace kitchen cooking lineup, kitchen ventilation hood and kitchen exhaust fan on roof. Repair surface parking at the back of the building, parking access from East 8th Ave. Upgrade Mechanisms: F1, S2, N1, A2 and E2. Class 1 Cooking (Grease-Laden Vapours): 1. Class 1 cooking operations (Grease-Laden Vapours). 2. Commercial kitchen exhaust system to NFPA 96 (Type 1 hood). Related to BP-2020-01583. Ok for BP per Mandy S. | J 8 PLUMBING & HEATING INC
NULL | NULL | 141 E BROADWAY, Vancouver, BC V5T 1W1 | Plumbing Permit | Commercial | Renovation | Draft | Commercial - Install of on demand system. | J 8 PLUMBING & HEATING INC
NULL | NULL | 141 E BROADWAY, Vancouver, BC V5T 1W1 | Plumbing Permit | Commercial | Renovation | Draft | Commercial - Install of on demand hot water system with storage tank | J 8 PLUMBING & HEATING INC
EP-2023-05389 | 2023-06-29 | 175 E BROADWAY, Vancouver, BC V5T 1W2 | Electrical Permit | Commercial | Renovation - Dwelling Unit(s) only | Completed | Installation / Repair - Commercial - lights, plugs and switches full gut reno >BP: Interior alterations to provide improvements to dwelling unit #405 on the 4th floor of this mixed-use building that is on the Vancouver Heritage Register (B). Scope of work includes: new partition walls, celling bulkheads, plumbing fixture unites, electrical, lighting, finishes, doors, and cabinetry, OK for Field Review per W. Wong July 14, 2022 Letters of assurance submitted: Sch B (Str): Arash Jamalirad, P.Eng., 604.401.0253 Notes: 1. This building is sprinklered 2. Energy upgrade triggers: E2 - Lighting - Install lighting dimmer, timers, and/or motion detectors on interior lights | David Stein
EP-2023-05296 | 2023-06-13 | 175 E BROADWAY, Vancouver, BC V5T 1W2 | Electrical Permit | Residential | Renovation | Completed | Installation / Repair - Residential - Structured Wiring. >BP: Interior alterations to provide improvements to dwelling unit #405 on the 4th floor of this mixed-use building that is on the Vancouver Heritage Register (B). Scope of work includes: new partition walls, celling bulkheads, plumbing fixture unites, electrical, lighting, finishes, doors, and cabinetry, OK for Field Review per W. Wong July 14, 2022 Letters of assurance submitted: Sch B (Str): Arash Jamalirad, P.Eng., 604.401.0253 Notes: 1. This building is sprinklered 2. Energy upgrade triggers: E2 - Lighting - Install lighting dimmer, timers, and/or motion detectors on interior lights | Vancouver Audiospace Home Control Ltd
PP-2023-02375 | 2023-07-06 | 175 E BROADWAY, Vancouver, BC V5T 1W2 | Plumbing Permit | Commercial | Renovation - Dwelling Unit(s) only | Completed | Commercial - Plumbing >BP: #405 Interior alterations to provide improvements to dwelling unit #405 on the 4th floor of this mixed-use building that is on the Vancouver Heritage Register (B). Scope of work includes: new partition walls, celling bulkheads, plumbing fixture unites, electrical, lighting, finishes, doors, and cabinetry, | Avante Plumbing & Heating Ltd
GP-2023-02010 | NULL | 175 E BROADWAY, Vancouver, BC V5T 1W2 | Gas Permit | Residential | Renovation | Application Incomplete | Residential - Gas Stove | Avante Plumbing & Heating Ltd
SP-2023-02316 | 2024-01-02 | 175 E BROADWAY, Vancouver, BC V5T 1W2 | Sprinkler Permit | Commercial | Renovation - Dwelling Unit(s) only | Completed | Commercial - relocate sprinkler heads to suit new layout >BP: #405 Interior alterations to provide improvements to dwelling unit #405 on the 4th floor of this mixed-use building that is on the Vancouver Heritage Register (B). Scope of work includes: new partition walls, celling bulkheads, plumbing fixture unites, electrical, lighting, finishes, doors, and cabinetry, *****This application does not include any of the following: 1. Not more than 20 sprinklers (add, relocate, or remove), 2. hydraulic calculations, 3. change in occupancy and /or hazard classification, 4. warehouse storage arrangements, 5. mobile compact storage arrangements, 6. alternative solutions, 7. changes to the sprinkler system supply piping (e.g. valves, mains, cross-mains, branch-lines, etc.), or 8. flexible sprinkler pipe. | Alpine Sprinkler Systems Ltd
EP-2023-09452 | 2023-10-19 | 333 E BROADWAY, Vancouver, BC | Electrical Permit | Commercial | NULL | Issued | Annual / Operating - Annual Operating Permit Renewal of EP-2022-07664 Valid: Sept 14,2023 - Sept 13,2024 | Hall Electrical Ltd
EP-2022-07664 | 2022-09-14 | 333 E BROADWAY, Vancouver, BC | Electrical Permit | Commercial | NULL | Expired | Annual / Operating - Annual Operating Permit Valid: Sept 14,2022 - Sept 13,2023 | Hall Electrical Ltd
EP-2022-00711 | 2022-02-01 | 333 E BROADWAY, Vancouver, BC | Electrical Permit | Commercial | Renovation | Completed | Installation / Repair - Commercial - Renovation to and additional wiring for electrical devices, dedicated circuits and lighting. >BP: #201 - 2nd Floor Interior alterations to provide tenant improvements to this existing health care office on the 2nd floor (#201) of this existing commercial building. Work includes removing of existing partition walls and doors. | Accura Electrical Systems Inc
EP-2022-00707 | 2022-02-01 | 333 E BROADWAY, Vancouver, BC | Electrical Permit | Commercial | Renovation | Completed | Installation / Repair - Commercial - Wiring renovation to unit 208 333 E. Broadway, including receptacles, lights, emergency lighting and dedicated circuits. #208 - 2nd Floor Interior alterations to provide tenant improvements to this existing health care office on the 2nd floor (#208) of this existing commercial building. | Accura Electrical Systems Inc
EP-2022-01592 | 2022-03-15 | 333 E BROADWAY, Vancouver, BC | Electrical Permit | Commercial | Tenant Improvement | Completed | Installation / Repair - Commercial - Data cabling >#208 - 2nd Floor Interior alterations to provide tenant improvements to this existing health care office on the 2nd floor (#208) of this existing commercial building. Work includes removing of existing partition walls and doors, new t-bar ceiling OK for field review per Wayland Wong Letter of Assurance submitted by: - Schedule A and Architectural Schedule B, Samuel Chan, AIBC, 778.571.0618 - Schedule B, Architectural/Structural/Mechanical/Electrical, John Steiner, P.Eng, 604.687.8812 - Schedule B, Electrical, Herb Sweeney, P. Eng., 604.475.6725 Building Sprinklered – Building inspector to determine on site if a separate sprinkler permit is required. Energy Upgrade Selected: E2 - Lighting - Upgrade to Local Control as per 9.4.1.1.(a) of ASHRAE 90.1-2016 | Direct Telecom Solutions Inc
EP-2022-02075 | 2022-03-17 | 333 E BROADWAY, Vancouver, BC | Electrical Permit | Commercial | Tenant Improvement | Completed | Installation / Repair - Commercial - Installation of Data wiring >BP: #201 - 2nd Floor Interior alterations to provide tenant improvements to this existing health care office on the 2nd floor (#201) of this existing commercial building. Work includes removing of existing partition walls and doors. OK for field review per Wayland Wong Letter of Assurance submitted by: - Schedule A and Architectural Schedule B, Samuel Chan, AIBC, 778.571.0618 - Schedule B, Architectural/Structural/Mechanical/Electrical, John Steiner, P.Eng, 604.687.8812 - Schedule B, Electrical, Herb Sweeney, P. Eng., 604.475.6725 Building Sprinklered – Building inspector to determine on site if a separate sprinkler permit is required. Energy Upgrade Selected: E2 - Lighting - Upgrade to Local Control per 9.4.1.1.(a) of ASHRAE 90.1-2016. | Direct Telecom Solutions Inc
GP-2023-03339 | 2023-11-01 | 3605 E GEORGIA STREET, Vancouver, BC V5K 2M2 | Gas Permit | Residential | Addition | Completed | Residential - Combi Boiler 199,000 BTU re/re | HAMZEH GERAMI Dba Nation Heating & Cooling
GP-2022-02539 | 2022-08-25 | 3656 E GEORGIA STREET, Vancouver, BC V5K 2M1 | Gas Permit | Residential | Renovation | Completed | Residential - HWT re&re | Ferenc Nagy
EP-2022-08434 | 2022-10-12 | 526 E CORDOVA STREET, Vancouver, BC V6A 1L7 | Electrical Permit | Residential | Renovation | Completed | Installation / Repair - Residential - Replace old fuse panel with new breaker panel to prepare for service re-connection. | Bright Ocean Electric Ltd
EP-2023-00674 | 2023-01-27 | 534 E CORDOVA STREET, Vancouver, BC V6A 1L7 | Electrical Permit | Commercial | NULL | Expired | Annual / Operating - Annual Operating Permit for Industrial Food Processing Plant Renewal for EP-2022-00553 Valid: January 21, 2023 to January 20, 2024 | SPECTRUM ELECTRIC LTD
EP-2024-00621 | 2024-02-02 | 534 E CORDOVA STREET, Vancouver, BC V6A 1L7 | Electrical Permit | Commercial | NULL | Issued | Annual / Operating - Annual Operating Permit for Industrial Food Processing Plant Renewal for EP-2023-00674 Valid to January 21, 2024 - January 20, 2025 | SPECTRUM ELECTRIC LTD
EP-2022-00553 | 2022-01-26 | 534 E CORDOVA STREET, Vancouver, BC V6A 1L7 | Electrical Permit | Commercial | NULL | Expired | Annual / Operating - Annual Operating Permit for Industrial Food Processing Plant Expired permit # EP 2021-00651 RENEWAL FOR EP-2021-00651 Valid: January 21, 2022 to January 20, 2023 | SPECTRUM ELECTRIC LTD
EP-2022-01427 | 2022-02-24 | 534 E CORDOVA STREET, Vancouver, BC V6A 1L7 | Electrical Permit | Commercial | Renovation | Completed | Installation / Repair - Commercial - Install Exit signs and emergency lighting throughout. Make building safe incase of black out or fire exits. >BP: Interior alterations to provide improvements to this Food and Beverage Products Manufacturing Class A (poultry processing plant) on this site. Scope of work: Interior layout changes, remove equipment, remove and install interior partitions and doors OK for Field Review per W.Wong, October 28, 2020 This is not a sprinklered building Tenant: United Poultry Co Ltd. Energy Upgrade: E2 - Lighting - Upgrade to incorporate Automatic Full OFF (per 9.4.1.1.(h) of ASHRAE 90.1-2016) | Shield Electric Ltd
EP-2022-00492 | 2022-01-24 | 1600 E 8TH AVENUE, Vancouver, BC V5N 1T5 | Electrical Permit | Commercial | Tenant Improvement | Issued | Installation / Repair - Commercial - Replaced faulty fire alarm (FAS) panel and annunciator. Voluntary upgrade of existing FAS, this FAS upgrade is limited only to the replacement of existing panel and annunciator without altering the existing wiring or outlet boxes, such work is considered to be a straight replacement of the electrical equipment. A complete verification of the FAS is required in conformance with CAN/ULC-S537. Refer to Bulletin 2020-006-BU/EL. This permit has been issued based on Bulletin 2018-004-BU/EL. | Jasbir Sidhu & Inderjit K Sidhu & Robert Azevedo
EP-2022-04943 | 2022-06-13 | 1600 E 8TH AVENUE, Vancouver, BC V5N 1T5 | Electrical Permit | Commercial | NULL | Expired | Annual / Operating - Annual Fire alarm and emergency lighting inspection and service | Active Fire & Safety Services Ltd
EP-2023-06386 | 2023-07-14 | 1600 E 8TH AVENUE, Vancouver, BC V5N 1T5 | Electrical Permit | Commercial | NULL | Issued | Annual / Operating - Annual Fire alarm and emergency lighting inspection and service Renewal of EP-2022-04943 Valid: Jun 13, 2023 to Jun 12, 2024 | Active Fire & Safety Services Ltd
EP-2022-01613 | 2022-03-23 | 2750 E HASTINGS STREET, Vancouver, BC V5K 1Z9 | Electrical Permit | Commercial | Addition | Completed | Installation / Repair - Commercial - reader door devices relocation to new door location. Also check wiring route for the additional 3 panic buttons in 2nd floor to alarm expander location in 3rd floor.-No Mag locks -Reroute reader door wiring to new location and reinstall devices (Rex, strike, door contact, card reader) -Wiring of new panic buttons in 2nd floor to 3rd floor alarm panel. >BP: #222 - 2nd floor Interior alterations to provide improvements for this existing office tenant on the 2nd floor (#222) of this existing commercial building. Scope of work: remove/construct partition walls, doors, millwork, finishes to select areas to create new rooms, electrical and sprinkler work. TENANT: Vancouver Coastal Health Letters of Assurance submitted: Schedule A submitted by Ken G. Wong, Architect, AIBC. Ph#604.899.4549. Architectural Schedule B by Ken G. Wong, Architect, AIBC. Ph#604.899.4549. Ok for Field Review per K. Vogt E2 upgrade - Auto full off light switches Energy checklist is currently no longer required with your Building Permit (BP) application. Some supporting documents are still required at BP stage, specifically Envelope and HVAC, if applicable. Service Water Heating and Lighting supporting documents, if applicable, must be submitted with your related trades permits (e.g. electrical and plumbing). All energy upgrades will be checked during inspections stage. It is the applicant's responsibility to identify and note all required upgrades including energy upgrades on their BP drawings at BP stage. | PALADIN TECHNOLOGIES INC
EP-2022-01409 | 2022-02-24 | 2750 E HASTINGS STREET, Vancouver, BC V5K 1Z9 | Electrical Permit | Commercial | Addition | Completed | Installation / Repair - Commercial - Add plugs, data, move existing lights and light switches only no new for office re configuration. -Not performing any lighting work >Interior alterations to provide improvements for this existing office tenant on the 2nd floor (#222) of this existing commercial building. Scope of work: remove/construct partition walls, doors, millwork, finishes to select areas to create new rooms, electrical and sprinkler work. TENANT: Vancouver Coastal Health Letters of Assurance submitted: Schedule A submitted by Ken G. Wong, Architect, AIBC. Ph#604.899.4549. Architectural Schedule B by Ken G. Wong, Architect, AIBC. Ph#604.899.4549. Ok for Field Review per K. Vogt E2 upgrade - Auto full off light switches Energy checklist is currently no longer required with your Building Permit (BP) application. Some supporting documents are still required at BP stage, specifically Envelope and HVAC, if applicable. Service Water Heating and Lighting supporting documents, if applicable, must be submitted with your related trades permits (e.g. electrical and plumbing). All energy upgrades will be checked during inspections stage. It is the applicant's responsibility to identify and note all required upgrades including energy upgrades on their BP drawings at BP stage. | New-Way Electric Ltd
EP-2023-05884 | 2023-06-30 | 2750 E HASTINGS STREET, Vancouver, BC V5K 1Z9 | Electrical Permit | Commercial | New | Completed | Installation / Repair - Commercial - Install 2x CAT6 cables in Room 213 and 2x in Room 231. | Houle Electric Limited
EP-2023-05037 | 2023-06-07 | 2750 E HASTINGS STREET, Vancouver, BC V5K 1Z9 | Electrical Permit | Commercial | Addition | Issued | Installation / Repair - Commercial - Install (1) Cat6 cable in room 223. | Houle Electric Limited
NULL | NULL | 2781 E HASTINGS STREET, Vancouver, BC V5K 1Z8 | Gas Permit | Commercial | Addition | Withdrawn | Commercial - TO REPLACE 1 FURNACE | BC Care Heating Services Ltd
EP-2022-09087 | 2022-11-16 | 2838 E HASTINGS STREET, Vancouver, BC | Electrical Permit | Commercial | Renovation | Completed | Installation / Repair - Commercial - Demo Electrical to base building shell -Only demo of existing interior walls and t-bar ceiling. >BP: Interior alterations to remove all non loadbearing partitions and finishes on the 1st floor (#119) and return to office shell space in this existing commercial building. OK for Field Review for interior demolition Separate permit(s) and ASHRAE checklist will be required for future tenant improvements. Energy upgrade exempt: interior demolition only | Centre Electric Ltd
EP-2023-00536 | 2023-01-24 | 2889 E HASTINGS STREET, Vancouver, BC V5K 2A1 | Electrical Permit | Commercial | Renovation | Completed | Installation / Repair - Commercial - Safety check, some remediation work for water ingress is being done at the edge of the building around incoming BC Hydro ducts to building. BC Hydro will disconnect and re-connect. Safety check is needed to re-energize. No electrical work will be done. -please select grounding/bonding service is 3 phase 600 amps 600 volts | INT Electrical Ltd
EP-2023-11374 | 2024-01-04 | 2889 E HASTINGS STREET, Vancouver, BC V5K 2A1 | Electrical Permit | Commercial | New | Issued | Temporary Power - Commercial - To provide temporary power. Temporary power installation: Temporary refeed of main-breaker into NEW 1200a 347/600v I-LINE panel w/ multiple branch circuits to replace damaged/existing Powerline-4 panel from panel fire. THIS IS TO RESTORE POWER TO CUSTOMER AS PERMENANT GEAR WILL BE INSTALLED AT A LATER DATE DUE TO MANUFACTURE LEAD-TIMES. | Houle Electric Limited
EP-2024-00777 | 2024-02-05 | 2889 E HASTINGS STREET, Vancouver, BC V5K 2A1 | Electrical Permit | Commercial | Renovation | Issued | Installation / Repair - Commercial - Emergency replacement of main distribution panel due to fire. Service will be reconnected to new equipment as existing equipment damaged by fire. 600-volt 600 amp 3-phase. | Nightingale Electric Ltd
EP-2022-03836 | 2022-05-10 | 2890 E HASTINGS STREET, Vancouver, BC V5K 5C5 | Electrical Permit | Commercial | Tenant Improvement | Completed | Installation / Repair - Commercial - Make existing circuit dedicated to price sign price changer | Grimes & White Electrical Services Ltd.
EP-2022-01846 | 2022-03-09 | 2901 E HASTINGS STREET, Vancouver, BC V5K 5J1 | Electrical Permit | Commercial | New | Expired | Temporary Power - Commercial - To provide temporary power. Trade show forum Building PNE GROUNDS | Riviers Electric Services Inc
EP-2022-02222 | 2022-03-23 | 2901 E HASTINGS STREET, Vancouver, BC V5K 5J1 | Electrical Permit | Commercial | NULL | Expired | Special Event - >>SPECIAL EVENT<<< The name of the event is called IndiGem The move in is on March 24 show opening is the morning of March 25th The show ends March 27th at 6 pm Install power to power booths for show | Riviers Electric Services Inc
EP-2023-08623 | 2023-09-26 | 2901 E HASTINGS STREET, Vancouver, BC V5K 5J1 | Electrical Permit | Commercial | NULL | Expired | Special Event - ****SPECIAL EVENT*** HARVEST HAUS power distribution for Event Vendors and reefer | Riviers Electric Services Inc
NULL | NULL | 2901 E HASTINGS STREET, Vancouver, BC V5K 5J1 | Electrical Permit | Commercial | Renovation | Withdrawn | Installation / Repair - Commercial - Lighting retrofit | TDR Electric Inc
EP-2022-07730 | 2022-09-16 | 2901 E HASTINGS STREET, Vancouver, BC V5K 5J1 | Electrical Permit | Commercial | Renovation | Completed | Installation / Repair - Commercial - This is for the Playland area of the PNE. Retrofitting the exterior lights throughout the Playland area. | TDR Electric Inc
EP-2023-00838 | 2023-02-01 | 2901 E HASTINGS STREET, Vancouver, BC V5K 5J1 | Electrical Permit | Commercial | Addition | Completed | Installation / Repair - Commercial - Addition of 19 x15 amp receptacles Installation of 15 x owner supplied light fixtures (wall sconces) Amend: Mar 15th, 2023 update the address on this permit to 2901 E Hastings | TDR Electric Inc
PP-2023-01019 | 2023-05-10 | 2901 E HASTINGS STREET, Vancouver, BC V5K 5J1 | Plumbing Permit | Commercial | Renovation | Completed | Commercial - Triple O's Public washroom renovation * Women's washroom (fixtures replacement only) - 6 WC with direct flush valve replacement - 4 Lavatory replacement * Men's washroom - New water line - New DWV includes underground - 6 WC with direct flush valve replacement - 4 Lavatory replacement * hot water tank replacement >BP: To renovate the outdated public washrooms of the Triple O restaurant located at PNE. Women Washroom - will be updating the floor tiles, wall tiles, partitions, toilets, and sinks. We will also be painting the walls. Men Washroom - same scope as the women washroom. Will be also be moving sink locations, adding an additional toilet, and installing new potlights. May 29/2023-AMEND to remove and refund: * women's washroom - 6 toilets - 4 sinks * men's washroom - 1 sink And please change my mailing address 15100 61 Ave Surrey BC V3S 5J7 | AQUASTATIC MECHANICAL LTD
EP-2023-05101 | 2023-06-08 | 2901 E HASTINGS STREET, Vancouver, BC V5K 5J1 | Electrical Permit | Commercial | Renovation | Completed | Installation / Repair - Commercial - Underground civil works: Re-feed electrical to existing 200A 3P 120/208V kiosk. Re-feed electrical to existing 125A 2P 120/208V panel at first aid shack. See drawings attached. | Boileau Electric & Pole Line Ltd
EP-2023-04788 | 2023-06-08 | 2901 E HASTINGS STREET, Vancouver, BC V5K 5J1 | Electrical Permit | Commercial | Addition | Issued | Temporary Power - Commercial - Temporary service for trailer fed from Kiosk Additional permit required for: -Underground civil build on PNE grounds -re/re sub Service: 200A 3P 120/208V to re-feed existing existing 200A Kiosk -re/re sub service: 100A 3P 120/208V to re-feed existing 1st Aid building | Boileau Electric & Pole Line Ltd
EP-2023-04352 | 2023-05-24 | 2901 E HASTINGS STREET, Vancouver, BC V5K 5J1 | Electrical Permit | Commercial | Renovation | Completed | Installation / Repair - Commercial - pot light and GFCI receptacle installation >BP: Interior alterations to provide tenant improvements to the existing public washrooms of the Playland Building (Triple O restaurant) on this PNE site. Ok for field review as per Steve Voskakis - May 04, 2023 with conditions - please see email under documents | BC Star Electric Ltd
NULL | NULL | 2901 E HASTINGS STREET, Vancouver, BC V5K 5J1 | Electrical Permit | Commercial | NULL | Withdrawn | Movie Set / Filming - To allow for Movie Set/Filming Applicant shall provide completed Contractor Declaration form, and dates of filming and associated location(s) to csinspection.clerks@vancouver.ca prior to the commencement of filming. Visit vancouver.ca/inspections for more details. | NULL
EP-2023-04168 | 2023-05-12 | 2901 E HASTINGS STREET, Vancouver, BC V5K 5J1 | Electrical Permit | Commercial | NULL | Expired | Special Event - Temporary power distribution (existing power source) for the From the Ground Up trade show at the PNE Coliseum Forum | Nonis Electrical Services Inc
EP-2023-04038 | 2023-05-08 | 2901 E HASTINGS STREET, Vancouver, BC V5K 5J1 | Electrical Permit | Commercial | NULL | Expired | Movie Set / Filming - To allow for Movie Set/Filming Applicant shall provide completed Contractor Declaration form, and dates of filming and associated location(s) to csinspection.clerks@vancouver.ca prior to the commencement of filming. Visit vancouver.ca/inspections for more details. Amend: May 18th, 2023 change our FSR from Rob Hastings(FE) to Michael Ryniker who holds a higher class of certification. | Circle Productions Ltd
EP-2023-04671 | 2023-05-29 | 2901 E HASTINGS STREET, Vancouver, BC V5K 5J1 | Electrical Permit | Commercial | New | Completed | Installation / Repair - Commercial - Install outdoor CAT6 cables for Lemonade Stand/Fun Dunkers #2. and various other locations in park for POS system. | Houle Electric Limited
EP-2023-04663 | 2023-06-05 | 2901 E HASTINGS STREET, Vancouver, BC V5K 5J1 | Electrical Permit | Commercial | Renovation | Completed | Installation / Repair - Commercial - Minor LED lighting upgrades throughout PNE grounds that were not captured during install -The Ampitheatre is located in the PNE grounds off Miller Drive. We are not working on the new Ampitheatre project. | Radiance Energy Corp
EP-2023-05811 | 2023-06-28 | 2901 E HASTINGS STREET, Vancouver, BC V5K 5J1 | Electrical Permit | Commercial | Addition | Completed | Installation / Repair - Commercial - Supply and install outdoor fibre optic cabling for Agrodome, Admin building and Spirit Plaza. | Houle Electric Limited
EP-2023-06319 | 2023-07-13 | 2901 E HASTINGS STREET, Vancouver, BC V5K 5J1 | Electrical Permit | Commercial | Addition | Completed | Installation / Repair - Commercial - Temporary power and lighting install for temp tent for a 5 month period. | K S Maude Electric Ltd
EP-2023-06323 | 2023-07-13 | 2901 E HASTINGS STREET, Vancouver, BC V5K 5J1 | Electrical Permit | Commercial | New | Completed | Installation / Repair - Commercial - Install power feeder underground for fair power.2 new kiosks | Ross Morrison Electrical Ltd
NULL | NULL | 2901 E HASTINGS STREET, Vancouver, BC V5K 5J1 | Electrical Permit | Commercial | Addition | Draft | Installation / Repair - Commercial - Lighting, panel, and emergency lighting. | K S Maude Electric Ltd
EP-2023-06686 | 2023-07-24 | 2901 E HASTINGS STREET, Vancouver, BC V5K 5J1 | Electrical Permit | Commercial | NULL | Issued | Annual / Operating - 2022 permit extension for Site Renewal of EP-2022-05883 VALID: August 14, 2023 - August 13, 2024 | Ross Morrison Electrical Ltd
EP-2023-06688 | 2023-07-24 | 2901 E HASTINGS STREET, Vancouver, BC V5K 5J1 | Electrical Permit | Commercial | NULL | Issued | Annual / Operating - Annual operating PNE for 2022 Renewal of EP-2022-05881 VALID: August 14, 2023 - August 13, 2024 | Ross Morrison Electrical Ltd
EP-2023-02579 | 2023-03-27 | 2901 E HASTINGS STREET, Vancouver, BC V5K 5J1 | Electrical Permit | Commercial | Addition | Issued | Installation / Repair - Commercial - Upgrade Access Control | Prism Security Systems Ltd
EP-2023-02576 | 2023-03-27 | 2901 E HASTINGS STREET, Vancouver, BC V5K 5J1 | Electrical Permit | Commercial | NULL | Expired | Special Event - Temporary power distribution (existing power source) for the Lordco Autoparts trade show at the PNE Coliseum & Agrodome. | Nonis Electrical Services Inc
EP-2023-03236 | 2023-04-14 | 2901 E HASTINGS STREET, Vancouver, BC V5K 5J1 | Electrical Permit | Commercial | NULL | Issued | Annual / Operating - Renewal Annual Operating Electrical Permit EP-2022-02841 Connected load 1287 HP.ANNUAL OPERATING PERMIT FOR PLAYLAND AMUSEMENT PARK Renewal of EP-2022-02841 VALID: APRIL 21, 2023 TO April 20, 2024 Amend: Apr 11, 2022 Where it says Maintenance of Emergency Equipment should say yes. The form online gives you options but I put no because we do the maintenance of electrical equipment, including emergency electrical equipment. | K S Maude Electric Ltd
EP-2023-03515 | 2023-04-24 | 2901 E HASTINGS STREET, Vancouver, BC V5K 5J1 | Electrical Permit | Commercial | Renovation | Issued | Temporary Power - Commercial - To provide temporary power.Renewal of EP-2022-02455 Work Description: To provide temporary power. -No this temporary feed to trailer and is due to the fire at works yard. Trailer is to be on site about 1 year until replacement building completed. 120/240 40 amp feed from works yard panel to temp office trailers and 120 volt 15 amp Plug will be used for temp lighting in Sea containers which should be on site for about a year . Existing panel in undamaged south section of building to be tested and if okay re energized. New 120 volt 15 amp wire to feed from panel inside undamaged section of building to outside existing parking outside lights also on undamaged section of building . **this permit is for temporary power to the office trailers and sea-can trailer only and additional permit is required for restoration work” | Ross Morrison Electrical Ltd
NULL | NULL | 2901 E HASTINGS STREET, Vancouver, BC V5K 5J1 | Electrical Permit | Commercial | Renovation | Withdrawn | Installation / Repair - Commercial - Remove and Install new cameras, recording devices, networking equipment for a CCTV Upgrade | Prism Security Systems Ltd
EP-2023-00997 | 2023-02-07 | 2901 E HASTINGS STREET, Vancouver, BC V5K 5J1 | Electrical Permit | Commercial | Renovation | Issued | Installation / Repair - Commercial - Replacement Security Camera System | Prism Security Systems Ltd
EP-2023-02146 | NULL | 2901 E HASTINGS STREET, Vancouver, BC V5K 5J1 | Electrical Permit | Commercial | NULL | Application Incomplete | Temporary Power - Commercial - To provide temporary power. | Riviers Electric Services Inc
EP-2023-01877 | 2023-03-08 | 2901 E HASTINGS STREET, Vancouver, BC V5K 5J1 | Electrical Permit | Commercial | Addition | Completed | Installation / Repair - Commercial - Installation of temporary power that will be sourced from a panel located in same building that Haunted House will be in for testing purposes of animitronics.. For more details, please call Paul Jhawar @ 604-318-9012. -A ride is being moved temporarily close to a panel to be connected to be tested. | K S Maude Electric Ltd
EP-2023-02018 | 2023-03-09 | 2901 E HASTINGS STREET, Vancouver, BC V5K 5J1 | Electrical Permit | Commercial | NULL | Expired | Special Event - To provide electrical distribution to exhibitors for the From the Ground up Trade Show. Power is existing. | Nonis Electrical Services Inc
EP-2022-10055 | 2023-02-01 | 2901 E HASTINGS STREET, Vancouver, BC V5K 5J1 | Electrical Permit | Commercial | Renovation | Completed | Installation / Repair - Commercial - Lighting Retro fit-Agrodome | TDR Electric Inc
EP-2022-10054 | 2022-11-30 | 2901 E HASTINGS STREET, Vancouver, BC V5K 5J1 | Electrical Permit | Commercial | Renovation | Completed | Installation / Repair - Commercial - Lighting retrofit-Exterior grounds areas | TDR Electric Inc
EP-2022-06496 | 2022-08-03 | 2901 E HASTINGS STREET, Vancouver, BC V5K 5J1 | Electrical Permit | Commercial | Renovation | Completed | Installation / Repair - Commercial - Install panel and thermostat/contactor for heaters. New cable to receptacles and lights, re/re exits in bloodshed tent at Playland Amusement Park. Please contact Mike Danielson @ 604-375-7644. | K S Maude Electric Ltd
EP-2022-06493 | 2022-08-04 | 2901 E HASTINGS STREET, Vancouver, BC V5K 5J1 | Electrical Permit | Commercial | NULL | Expired | Special Event - Temporary wiring of amusement rides and miscellaneous equipment for the PNE Fair 2022 only. Call Leo @ 604-551-1371 at Playland Amusement Park only. | K S Maude Electric Ltd
EP-2022-06520 | 2022-08-04 | 2901 E HASTINGS STREET, Vancouver, BC V5K 5J1 | Electrical Permit | Commercial | Tenant Improvement | Completed | Installation / Repair - Commercial - Full lighting retrofit (remove and replace) at PNE Grounds - Tech Services Yard. | TDR Electric Inc
EP-2022-06571 | 2022-08-09 | 2901 E HASTINGS STREET, Vancouver, BC V5K 5J1 | Electrical Permit | Commercial | Renovation | Completed | Installation / Repair - Commercial - lighting retro fit -the work will be done in the PNE Operations Office | TDR Electric Inc
EP-2022-05881 | 2022-08-09 | 2901 E HASTINGS STREET, Vancouver, BC V5K 5J1 | Electrical Permit | Commercial | NULL | Expired | Annual / Operating - 2022 permit extension for Site Renewal of EP-2021-06095 VALID: August 14, 2022 - August 13, 2023 | Ross Morrison Electrical Ltd
EP-2022-05883 | 2022-08-09 | 2901 E HASTINGS STREET, Vancouver, BC V5K 5J1 | Electrical Permit | Commercial | NULL | Expired | Annual / Operating - Annual Fair for 2022 Renewal of EP-2021-06094 VALID: August 14, 2022 - August 13, 2023 | Ross Morrison Electrical Ltd
EP-2022-07391 | 2022-09-02 | 2901 E HASTINGS STREET, Vancouver, BC V5K 5J1 | Electrical Permit | Commercial | NULL | Expired | Special Event - To distribute power to exhibitors at the Knit City event at the PNE. | Nonis Electrical Services Inc
EP-2022-07100 | 2022-08-23 | 2901 E HASTINGS STREET, Vancouver, BC V5K 5J1 | Electrical Permit | Commercial | Addition | Completed | Installation / Repair - Commercial - Install CAT6 outdoor rated cables for various PNE booths. | Houle Electric Limited
EP-2022-06879 | 2022-08-22 | 2901 E HASTINGS STREET, Vancouver, BC V5K 5J1 | Electrical Permit | Commercial | NULL | Expired | Special Event - To provide temporary power for indoor vendors at the Fair at the PNE in the Marketplace building and Showcase building -It is not a new service - "Service not required". It is a tie in to the buildings existing power being distributed to exhibitors in the building for a duration of 2 weeks during the Fair at the PNE. | Nonis Electrical Services Inc
EP-2022-07619 | 2022-09-13 | 2901 E HASTINGS STREET, Vancouver, BC V5K 5J1 | Electrical Permit | Commercial | NULL | Expired | Special Event - Special Event Permit for "Fright Nites" at the PNE Playland Effective October 07 to October 31 2022. No generator power. All power will be from existing land power. Site contact: Leo @ 604-551-1371. | K S Maude Electric Ltd
EP-2023-01508 | 2023-02-22 | 2901 E HASTINGS STREET, Vancouver, BC V5K 5J1 | Electrical Permit | Commercial | New | Completed | Installation / Repair - Commercial - INSTALL NEW FIBRE CABLE IN TECH SERVICES BUILDING FROM 2ND FLOOR SWITCH, OUT WALL ALONG SIDE OF BUILDNG TO ELECTRICAL SHOP. | Houle Electric Limited
EP-2022-10357 | 2022-12-09 | 2901 E HASTINGS STREET, Vancouver, BC V5K 5J1 | Electrical Permit | Commercial | Addition | Completed | Installation / Repair - Commercial - Installation of 20-25 double CAT6 drop for various tents, food stands, ticket booths, etc, for the PNE Winterfest. Will be removed when festival is over. | Houle Electric Limited
EP-2022-09118 | 2022-10-27 | 2901 E HASTINGS STREET, Vancouver, BC V5K 5J1 | Electrical Permit | Commercial | Renovation | Completed | Installation / Repair - Commercial - Change disco ball to larger unit. Add some accent lighting -Same location, current one is too small. New one likely to take a bit more power. It is hanging off the roof in the middle of the roller rink area. Indoors, No structural work needed. Large beam to hang from. Unit only on when roller rink open. | Ross Morrison Electrical Ltd
EP-2022-09447 | 2022-11-08 | 2901 E HASTINGS STREET, Vancouver, BC V5K 5J1 | Electrical Permit | Commercial | NULL | Expired | Special Event - Lay out power for winter lights event. Connect light displays | Ross Morrison Electrical Ltd
EP-2023-08562 | 2023-09-27 | 2901 E HASTINGS STREET, Vancouver, BC V5K 5J1 | Electrical Permit | Commercial | New | Issued | Installation / Repair - Commercial - Low voltage installation for Temporary Haunted Houses. >The haunted houses are primarily used for a "special event" at Halloween, but the structures are not removed from the property and the systems remain in place all year round. This year the systems are being upgraded specifically for the Halloween season, but needed year round. | Prism Security Systems Ltd
EP-2023-08290 | 2023-09-14 | 2901 E HASTINGS STREET, Vancouver, BC V5K 5J1 | Electrical Permit | Commercial | NULL | Expired | Special Event - To distribute temporary power to trade show exhibitors (indoors - using existing building power). | Nonis Electrical Services Inc
EP-2023-08298 | 2023-09-14 | 2901 E HASTINGS STREET, Vancouver, BC V5K 5J1 | Electrical Permit | Commercial | NULL | Expired | Special Event - Special Event Permit for "Fright Nites" at the PNE Playland Effective October 06 to October 31 2023. No generator power. All power will be from existing land power. Site contact: Leo @ 604-551-1371. | K S Maude Electric Ltd
EP-2023-08181 | 2023-09-11 | 2901 E HASTINGS STREET, Vancouver, BC V5K 5J1 | Electrical Permit | Commercial | Renovation | Issued | Installation / Repair - Commercial - Replace old dead genset with UPS battery bank. There are no plans or drawings. The old 15kw genset died. It is being replaced with a 15kw UPS battery bank. Same location, same loading. | Ross Morrison Electrical Ltd
NULL | NULL | 2901 E HASTINGS STREET, Vancouver, BC V5K 5J1 | Electrical Permit | Commercial | New | Draft | Installation / Repair - Commercial - Launcher roller coaster installation at Playland Amusement Park. Includes: | K S Maude Electric Ltd
EP-2023-08038 | 2023-09-11 | 2901 E HASTINGS STREET, Vancouver, BC V5K 5J1 | Electrical Permit | Commercial | Renovation | Issued | Installation / Repair - Commercial - Replace lighting and emergency lighting for permanent installation. | K S Maude Electric Ltd
EP-2023-07573 | 2023-08-21 | 2901 E HASTINGS STREET, Vancouver, BC V5K 5J1 | Electrical Permit | Commercial | New | Issued | Temporary Power - Commercial - Generator To provide temporary power Parking Lot 9B, temporary power for RV Trailers | POWER-WEST INDUSTRIES LTD
EP-2023-07549 | 2023-08-17 | 2901 E HASTINGS STREET, Vancouver, BC V5K 5J1 | Electrical Permit | Commercial | NULL | Expired | Special Event - Entering cam lock cables for temporary 100 amp combination panel at the pne showroom for Beachcomber spas. | Wardenclyffe Electrical Ltd
EP-2023-07246 | 2023-08-09 | 2901 E HASTINGS STREET, Vancouver, BC V5K 5J1 | Electrical Permit | Commercial | NULL | Expired | Special Event - Temporary wiring of amusement rides and miscellaneous equipment for the PNE Fair 2023 only. Call Leo @ 604-551-1371 at Playland Amusement Park only. | K S Maude Electric Ltd
EP-2023-07252 | 2023-08-30 | 2901 E HASTINGS STREET, Vancouver, BC V5K 5J1 | Electrical Permit | Commercial | Renovation | Completed | Installation / Repair - Commercial - Remove and Reinstall power in parking lot shed. We are relocating the service to the parking lot onto a new Pole (about 6 inches from existing). | Sasco Contractors Ltd
EP-2023-09912 | 2023-11-06 | 2901 E HASTINGS STREET, Vancouver, BC V5K 5J1 | Electrical Permit | Commercial | NULL | Expired | Special Event - >>SPECIAL EVENT<<< To distribute temporary power to Train show exhibitors Address: 2901 E Hastings St | Nonis Electrical Services Inc
EP-2023-09843 | NULL | 2901 E HASTINGS STREET, Vancouver, BC V5K 5J1 | Electrical Permit | Commercial | Renovation | Applicant Revisions | Installation / Repair - Commercial - Installation of one DPST switch to manually transfer between compressors, installations of lights, heat, and plugs. - installation of four LED strip lights | K S Maude Electric Ltd
EP-2023-10363 | 2023-12-05 | 2901 E HASTINGS STREET, Vancouver, BC V5K 5J1 | Electrical Permit | Commercial | NULL | Expired | Special Event - **SPECIAL EVENT: Event will be Winter Lights Temp power for Winter lights event | Ross Morrison Electrical Ltd
EP-2023-09648 | 2023-11-20 | 2901 E HASTINGS STREET, Vancouver, BC V5K 5J1 | Electrical Permit | Commercial | Addition | Issued | Installation / Repair - Commercial - Replace 250A enclosed breaker with a 400A 480V breaker, pull in underground parallel #4/0 RW90 Cu and install 480V 400A panelboard in new e-house for the Launch Roller Coaster. We are increasing a branch breaker size from 250A to 400A, engineering feasibility study was performed and the system has been designed. Documents uploaded. | K S Maude Electric Ltd
EP-2023-08902 | 2023-10-03 | 2901 E HASTINGS STREET, Vancouver, BC V5K 5J1 | Electrical Permit | Commercial | New | Issued | Installation / Repair - Commercial - Trenching and conduit installation for new new Launch Coaster. | Bay Hill Contracting Ltd
SP-2024-00063 | NULL | 2901 E HASTINGS STREET, Vancouver, BC V5K 5J1 | Sprinkler Permit | Commercial | New | Applicant Revisions | Commercial - Install new dry sprinkler system for new yard hanger. >DB: To construct a new single storey Worksyard-Storage Use (Group F2) building located at 2901 E Hastings St on this site. NOTE: DB-2023-03984: In Review | Priority Fire Systems Ltd
EP-2023-10743 | 2023-12-06 | 2901 E HASTINGS STREET, Vancouver, BC V5K 5J1 | Electrical Permit | Commercial | Addition | Expired | Special Event - PNE WINTERFEST SETUP: Supply and install temporary outdoor rated CAT6 cabling for Winterfest setup. PNE Winter Fair which spans Dec 8-23, 2023. | Houle Electric Limited
EP-2023-10622 | 2023-11-24 | 2901 E HASTINGS STREET, Vancouver, BC V5K 5J1 | Electrical Permit | Commercial | NULL | Expired | Special Event - Distributing indoor power (existing building power) to exhibitors at the Gem Show in the PNE Forum Dec 1-3, 2023. | Nonis Electrical Services Inc
EP-2023-11023 | 2023-12-11 | 2901 E HASTINGS STREET, Vancouver, BC V5K 5J1 | Electrical Permit | Commercial | New | Issued | Installation / Repair - Commercial - PNE Coliseum: Supply and install 6 Strands OS2 SM fiber cable. | Houle Electric Limited
EP-2022-01738 | 2022-03-04 | 2901 E HASTINGS STREET, Vancouver, BC V5K 5J1 | Electrical Permit | Commercial | Addition | Completed | Installation / Repair - Commercial - Installation of the new Gryphon ride at Playland amusement park. If you have any questions please contact Scott Butterfield @ 604-396-6369. Amend: Mar 7, 2022 Work description should read: Installation of underground conduit, extension of existing 480V 400A 3Phase to supply 300 amps to the new Gryphon ride at Playland amusement park. If you have any questions, please contact Scott Butterfield @ 604-396-6369. Amend: July 6, 2022 The name of the ride has been changed from The Gryphon to Skybender. Please update the permit to reflect the new name of the ride. | K S Maude Electric Ltd
EP-2022-02455 | 2022-04-14 | 2901 E HASTINGS STREET, Vancouver, BC V5K 5J1 | Electrical Permit | Commercial | Renovation | Expired | Temporary Power - Commercial - To provide temporary power. -No this temporary feed to trailer and is due to the fire at works yard. Trailer is to be on site about 1 year until replacement building completed. 120/240 40 amp feed from works yard panel to temp office trailers and 120 volt 15 amp Plug will be used for temp lighting in Sea containers which should be on site for about a year . Existing panel in undamaged south section of building to be tested and if okay re energized. New 120 volt 15 amp wire to feed from panel inside undamaged section of building to outside existing parking outside lights also on undamaged section of building . **this permit is for temporary power to the office trailers and sea-can trailer only and additional permit is required for restoration work” | Ross Morrison Electrical Ltd
EP-2022-02514 | 2022-04-08 | 2901 E HASTINGS STREET, Vancouver, BC V5K 5J1 | Electrical Permit | Commercial | New | Expired | Temporary Power - Commercial - To provide temporary power. This is for a Temporary Garden Center located in the Center of the Parking lot for the PNE. I tried to Close last years Permit and then put in a declaration that we are ready to install the 10/3c Teck cable into the existing Parking Lot breaker Panel. | Richard Meyer Electrical Services Ltd
EP-2022-02579 | 2022-04-06 | 2901 E HASTINGS STREET, Vancouver, BC V5K 5J1 | Electrical Permit | Commercial | Renovation | Completed | Installation / Repair - Commercial - Perform deficiency upgrades to the Hells Gate Ride at Playland. Replace cable tray and cover, install intermediary NEMA 3R enclosure in feeder run, relocate 45kva transformer, sub panel and distribution teck cable. | K S Maude Electric Ltd
EP-2022-02841 | 2022-04-08 | 2901 E HASTINGS STREET, Vancouver, BC V5K 5J1 | Electrical Permit | Commercial | NULL | Expired | Annual / Operating - Renewal Annual Operating Electrical Permit EP-2021-03131 Connected load 1287 HP.ANNUAL OPERATING PERMIT FOR PLAYLAND AMUSEMENT PARK Renewal of EP-2021-03131 VALID: APRIL 21, 2022 TO April 20, 2023 Amend: Apr 11, 2022 Where it says Maintenance of Emergency Equipment should say yes. The form online gives you options but I put no because we do the maintenance of electrical equipment, including emergency electrical equipment. | K S Maude Electric Ltd
EP-2022-03824 | 2022-05-10 | 2901 E HASTINGS STREET, Vancouver, BC V5K 5J1 | Electrical Permit | Commercial | NULL | Expired | Special Event - To provide temporary power distribution for the Good to Grow tradeshow. | Nonis Electrical Services Inc
EP-2022-04829 | 2022-06-09 | 2901 E HASTINGS STREET, Vancouver, BC V5K 5J1 | Electrical Permit | Commercial | New | Completed | Installation / Repair - Commercial - Supply and install: (1) 6 strand Single Mode fiber; (1) 1U rack mount fiber enclosure; (1) wall mount fiber enclosure in Coliseum Concession. | Houle Electric Limited
EP-2022-04257 | 2022-05-24 | 2901 E HASTINGS STREET, Vancouver, BC V5K 5J1 | Electrical Permit | Commercial | Renovation | Completed | Installation / Repair - Commercial - Replace 3P 208V 400A disconnect switch and three 3P 208V 400A panelboards and repurpose branch circuits re/re. | K S Maude Electric Ltd
EP-2022-01055 | 2022-02-11 | 2901 E HASTINGS STREET, Vancouver, BC V5K 5J1 | Electrical Permit | Commercial | Renovation | Completed | Installation / Repair - Commercial - To fix Pinched BX for bell circuit and pull station circuit caused by Demo. - fixing a damaged wire that is connected to the pull station and the bell. The scope is to install a junction box where the broken wire is and run 5 feet of wire to re-feed the pull station and bell. This permit has been requested by electrical inspector Chad Baptiste. | Fina Electrical Systems Ltd
EP-2023-09694 | 2024-01-17 | 3311 E HASTINGS STREET, Vancouver, BC | Electrical Permit | Commercial | New | Issued | Installation / Repair - Commercial - ***To Continue work started by previous (EP-2023-07225) An art installation belonging to the City of Vancouver has been erected. We will be putting some lighting on the structure. >BP: To construct and install a public artwork structure which will provide public seating capacity of 49 persons for Empire Fields at Hastings Park on this existing site. NO DP required as per David Autiero for Public Art. | NORTHERN LIGHTS ELECTRIC LTD
EP-2023-07225 | 2023-08-10 | 3311 E HASTINGS STREET, Vancouver, BC | Electrical Permit | Commercial | New | Issued | Installation / Repair - Commercial - Install some LED lights for a public artwork project at PNE. >BP: To construct and install a public artwork structure which will provide public seating capacity of 49 persons for Empire Fields at Hastings Park on this existing site. NO DP required as per David Autiero for Public Art. | Vanstar Electric Ltd
EP-2023-11233 | 2024-01-08 | 8 E HASTINGS STREET, Vancouver, BC | Electrical Permit | Commercial | Renovation - Dwelling Unit(s) only | Issued | Installation / Repair - Commercial - Wiring and installing switches and plugs and baseboard heaters and lights. >BP: To alter the exterior of this Municipally Designated Heritage "B" mixed-use (commercial/residential) building as per conditions noted below: 1) To perform envelope on the east elevation: - Exterior wall on the east: - Removing the existing parging/plaster from the exterior walls; - Repairing the concrete walls according to the structural drawings; and - Preparing and sealing the walls with two coats of elastomeric paint. 2) To perform roof repair on the east elevation: - Second Floor Roof - Replacing the roof assembly with new. The alterations, described under No. 1 above, authorized by this Development Permit Number DB-2023-00647, including conditions and plans forming part thereof, are approved under the Heritage By-law and this development permit also constitutes a Heritage Alteration Permit. ******THIS PERMIT HAS BEEN REVIEWED AND ISSUED UNDER THE REQUIREMENTS OF VBBL 2019 ******** Building Review Branch Notes: 1. Sch. A, Arch. B, Struct. B & D are submitted. AMEND: JAN 22/2024 PER LAGAN: 201001143700 The wrong address was provided by the contractor, it should be 8 E Hastings Not 16 E Hastings. | Skynoor Electric Ltd
EP-2023-00266 | 2023-01-12 | 2555 E 7TH AVENUE, Vancouver, BC V5M 1T3 | Electrical Permit | Residential | New | Expired | Temporary Power - Residential - To provide temporary power. | Roop Electric Co Ltd
PP-2023-00391 | 2023-02-06 | 2555 E 7TH AVENUE, Vancouver, BC V5M 1T3 | Plumbing Permit | Residential | New | Completed | Residential - one sump no pump | Canadian Excavating Ltd
MP-2023-00689 | 2023-04-25 | 2555 E 7TH AVENUE, Vancouver, BC V5M 1T3 | Mechanical Permit | NULL | NULL | Completed | NULL | Plumko Plumbing & Heating Services Ltd
PP-2023-01314 | 2023-04-17 | 2555 E 7TH AVENUE, Vancouver, BC V5M 1T3 | Plumbing Permit | Residential | New | Completed | Residential - New front and back duplex plumbing >BP: To construct a two-storey two-family dwelling, with a detached accessory building (garage) at the rear providing 2 parking spaces, having vehicular access from the lane. Note: This is a 2 storey building pursuant to the Zoning and Development By-Law 1. A/C units proposed in the rear yard 2. Schedule B: Jason Hui, P.Eng (778-319-3403) Structural & Geotechnical 3. HPO: Residential Builder - Medallion Homes Inc. 4. The entire building, INCLUDING THE ATTACHED GARAGE (if applicable), to be sprinklered to 2XNFPA 13D. | Plumko Plumbing & Heating Services Ltd
SP-2023-01126 | 2023-06-26 | 2555 E 7TH AVENUE, Vancouver, BC V5M 1T3 | Sprinkler Permit | Residential | New | Completed | Residential - 2FD - FRONT - 2555 E 7TH AV BACK - 2557 E 7TH AV Install sprinklers in Duplex >DB: To construct a two-storey two-family dwelling, with a detached accessory building (garage) at the rear providing 2 parking spaces, having vehicular access from the lane. Note: This is a 2 storey building pursuant to the Zoning and Development By-Law 1. A/C units proposed in the rear yard 4. The entire building, INCLUDING THE ATTACHED GARAGE (if applicable), to be sprinklered to 2XNFPA 13D. ******THIS PERMIT HAS BEEN ISSUED UNDER THE REQUIREMENTS OF VBBL #12511 (2019)****** | Gold Key Fire Protection Ltd
GP-2023-01877 | 2023-06-21 | 2555 E 7TH AVENUE, Vancouver, BC V5M 1T3 | Gas Permit | Residential | New | Completed | Residential - 2 Range, 2 Boiler & 2 BBQ >BP: To construct a two-storey two-family dwelling | Plumko Plumbing & Heating Services Ltd
GP-2023-01774 | 2023-06-08 | 2555 E 7TH AVENUE, Vancouver, BC V5M 1T3 | Gas Permit | Residential | New | Completed | Residential - 2 boiler, 2 range & 2 BBQ >BP: To construct a two-storey two-family dwelling | JOT MECHANICAL LTD
EP-2023-05050 | 2023-06-07 | 2555 E 7TH AVENUE, Vancouver, BC V5M 1T3 | Electrical Permit | Residential | New | Completed | Installation / Repair - Residential - Install Alarm, Tel, TV, Data rough in and complete. Vacuum Rough in only >BP: To construct a two-storey two-family dwelling ($718,000), with a detached accessory building (garage) at the rear providing 2 parking spaces, having vehicular access from the lane. Note: This is a 2 storey building pursuant to the Zoning and Development By-Law 1. A/C units proposed in the rear yard 2. Schedule B: Jason Hui, P.Eng (778-319-3403) Structural & Geotechnical 3. HPO: Residential Builder - Medallion Homes Inc. 4. The entire building, INCLUDING THE ATTACHED GARAGE (if applicable), to be sprinklered to 2XNFPA 13D. ******THIS PERMIT HAS BEEN ISSUED UNDER THE REQUIREMENTS OF VBBL #12511 (2019)****** | Summit Digital Systems Ltd
EP-2023-04065 | 2023-05-18 | 2555 E 7TH AVENUE, Vancouver, BC V5M 1T3 | Electrical Permit | Residential | New | Completed | Installation / Repair - Residential - new wiring for duplex >BP: To construct a two-storey two-family dwelling ($718,000), with a detached accessory building (garage) at the rear providing 2 parking spaces, having vehicular access from the lane. Note: This Building Permit will remain in a suspended status until the associated (green) Demolition Permit BP-2022-01571 is completed. Note: This is a 2 storey building pursuant to the Zoning and Development By-Law 1. A/C units proposed in the rear yard 2. Schedule B: Jason Hui, P.Eng (778-319-3403) Structural & Geotechnical 3. HPO: Residential Builder - Medallion Homes Inc. 4. The entire building, INCLUDING THE ATTACHED GARAGE (if applicable), to be sprinklered to 2XNFPA 13D. ******THIS PERMIT HAS BEEN ISSUED UNDER THE REQUIREMENTS OF VBBL #12511 (2019)****** | Roop Electric Co Ltd
GP-2022-02906 | 2022-09-27 | 2579 E 7TH AVENUE, Vancouver, BC V5M 1T3 | Gas Permit | Residential | Tenant Improvement | Completed | Residential - Install navien combi boiler | Gandy Installations Ltd
GP-2023-03175 | 2023-10-23 | 2617 E 7TH AVENUE, Vancouver, BC V5M 1T6 | Gas Permit | Residential | Tenant Improvement | Completed | Residential - Install furnace. | 0704121 BC Ltd
EP-2023-08096 | 2023-09-07 | 1722 E 6TH AVENUE, Vancouver, BC V5N 1P5 | Electrical Permit | Residential | New | Issued | Temporary Power - Residential - To provide temporary power. | Hayat Electrical Ltd
GP-2022-00269 | 2022-01-28 | 533 E 8TH AVENUE, Vancouver, BC V5T 1S9 | Gas Permit | Residential | Tenant Improvement | Completed | Residential - Install Navien NCB240A | Pioneer Plumbing & Heating Inc
EP-2022-04216 | 2022-05-24 | 570 E 8TH AVENUE, Vancouver, BC V5T 1S8 | Electrical Permit | Commercial | Renovation | Completed | Installation / Repair - Commercial - To replace two (2) lights, one (1) plug, and one (1) disconnect switch [3ph, 100a] in elevator machine room, and one (1) light and plug in pit. Run new ground wire to bond disconnect and phone line from electrical room to machine room. Run new 120v power to AC unit. | Fina Electrical Systems Ltd
PP-2023-01300 | 2023-04-14 | 577 E 8TH AVENUE, Vancouver, BC V5T 1S9 | Plumbing Permit | Commercial | New | Completed | Commercial - Install new DCVA for irrigation. | Jade Plumbing & Heating Ltd
EP-2023-00918 | 2023-02-13 | 425 E BROADWAY, Vancouver, BC V5T 1W9 | Electrical Permit | Commercial | Addition | Completed | Installation / Repair - Commercial - Security System Installation | Telus Custom Security Systems Inc
SP-2021-00781 | 2022-01-24 | 550 E BROADWAY, Vancouver, BC V5T 1X5 | Sprinkler Permit | Commercial | New | Completed | Commercial - To install sprinkler to NFPA 13 2013 and standpipes to NFPA 14 2013 in this four-storey mixed-use building consisting of 1st storey - Retail and Restaurant Class-1 (shell space) 2nd to 4th storeys - 25 dwelling units over one level of underground parking, having vehicular access from lane. | Escape Fire Protection Ltd
PP-2022-01069 | 2022-04-29 | 550 E BROADWAY, Vancouver, BC V5T 1X5 | Plumbing Permit | Commercial | New | Completed | Commercial - Installation of new plumbing and fixtures in mixed use building. To construct a four-storey mixed-use building consisting of 1st storey - Retail/Restaurant Class-1 (shell space) 2nd to 4th storeys - 25 dwelling units over one level of underground parking, having vehicular access from lane. | Trotter and Morton Building Technologies Inc
EP-2023-02919 | 2023-04-05 | 550 E BROADWAY, Vancouver, BC V5T 1X5 | Electrical Permit | Commercial | New | Completed | Temporary Power - Commercial - To provide temporary power. Renewal of EP-2021-06935 Valid: Sep 17, 2022 to Sep 16, 2023 | 0777792 BC Ltd
NULL | NULL | 1769 E 8TH AVENUE, Vancouver, BC V5N 1T7 | Plumbing Permit | Residential | New | Draft | Residential - installing draintile sump with pump and rain water with gravity | BigCity Excavation Ltd
PP-2022-00938 | 2022-03-21 | 1769 E 8TH AVENUE, Vancouver, BC V5N 1T7 | Plumbing Permit | Residential | New | Completed | Residential - 2FD - FRONT UNIT - 1769 E 8H AV BACK UNIT - 1771 E 8TH AV installing storm sumps - 3 - 1 OS WITH PUMP To construct a 2 storey two-family dwelling with a detached accessory building (garage) providing 2 parking spaces, having vehicular access from the lane. 8. A/C proposed – Exterior component located in North, Interior component located in half storey | BigCity Excavation Ltd
PP-2022-01638 | 2022-05-11 | 1769 E 8TH AVENUE, Vancouver, BC V5N 1T7 | Plumbing Permit | Residential | New | Completed | Residential - To install DWV and water line for plumbing fixtures and install plumbing fixtures >BP: To construct a 2 storey two-family dwelling ($801,125.00) with a detached accessory building (garage) providing 2 parking spaces, having vehicular access from the lane. 8. A/C proposed – Exterior component located in North, Interior component located in half storey 9. Schedule B: (Jason Hui) P.Eng (778.319.3403) Structural & Geotechnical 10. HPO: Residential Builder- 0887635 BC Ltd. Note: This is a 2 storey building pursuant to the Zoning and Development By-Law Address Information: Principle Dwelling #1: 1769 E 8 Ave Principle Dwelling #2: 1771 E 8 Ave Addresses have been assigned per the approved plans, access to the rear unit is from the North side. This access must be provided & maintained at all times and the building addresses posted to be visible from the street in accordance with the Building By-law. **THIS PERMIT HAS BEEN ISSUED UNDER THE REQUIREMENTS OF VBBL #12511 (2019) ** ****ALL PROJECT COORINATOR NOTES HAS BEEN ACCEPTED BY THE APPLICANT**** | Bright Star Plumbing & Heating Supply Ltd
GP-2022-01528 | 2022-05-20 | 1769 E 8TH AVENUE, Vancouver, BC V5N 1T7 | Gas Permit | Residential | New | Completed | Residential - to install gas piping for Range, BBQ . A boiler complete installation for each unit | Bright Star Plumbing & Heating Supply Ltd
SP-2022-00776 | 2022-05-19 | 1769 E 8TH AVENUE, Vancouver, BC V5N 1T7 | Sprinkler Permit | Residential | New | Completed | Residential - To install 52 heads fire sprinkler system for the duplex To construct a 2 storey two-family dwelling with a detached accessory building (garage) providing 2 parking spaces, having vehicular access from the lane. 8. A/C proposed – Exterior component located in North, Interior component located in half storey 9. Schedule B: (Jason Hui) P.Eng (778.319.3403) Structural & Geotechnical 10. HPO: Residential Builder- 0887635 BC Ltd. | Bright Star Plumbing & Heating Supply Ltd
EP-2022-06885 | 2022-08-16 | 1769 E 8TH AVENUE, Vancouver, BC V5N 1T7 | Electrical Permit | Residential | New | Completed | Installation / Repair - Residential - New duplex house Main consumer's service: 200amp Volt:120/240 phase:single phase 3 wires Each side main service: 125A >BP: To construct a 2 storey two-family dwelling ($801,125.00) with a detached accessory building (garage) providing 2 parking spaces, having vehicular access from the lane. 8. A/C proposed – Exterior component located in North, Interior component located in half storey 9. Schedule B: (Jason Hui) P.Eng (778.319.3403) Structural & Geotechnical 10. HPO: Residential Builder- 0887635 BC Ltd. Note: This is a 2 storey building pursuant to the Zoning and Development By-Law Address Information: Principle Dwelling #1: 1769 E 8 Ave Principle Dwelling #2: 1771 E 8 Ave Addresses have been assigned per the approved plans, access to the rear unit is from the North side. This access must be provided & maintained at all times and the building addresses posted to be visible from the street in accordance with the Building By-law. **THIS PERMIT HAS BEEN ISSUED UNDER THE REQUIREMENTS OF VBBL #12511 (2019) ** ****ALL PROJECT COORINATOR NOTES HAS BEEN ACCEPTED BY THE APPLICANT**** | Samreet Electrical Services Ltd
EP-2022-05276 | 2022-06-21 | 1769 E 8TH AVENUE, Vancouver, BC V5N 1T7 | Electrical Permit | Residential | New | Expired | Temporary Power - Residential - To provide temporary power. | Samreet Electrical Services Ltd
GP-2022-02271 | 2022-08-03 | 1769 E 8TH AVENUE, Vancouver, BC V5N 1T7 | Gas Permit | Residential | New | Completed | Residential - 2FD - FRONT - 1769 E 8TH AV BACK - 1771 E 8TH AV Venting & Hookup Only To construct a 2 storey two-family dwelling with a detached accessory building (garage) providing 2 parking spaces, having vehicular access from the lane. 8. A/C proposed – Exterior component located in North, Interior component located in half storey | REAL LIGHTING & FIREPLACES LTD
EP-2022-06053 | 2022-07-20 | 1769 E 8TH AVENUE, Vancouver, BC V5N 1T7 | Electrical Permit | Residential | New | Completed | Installation / Repair - Residential - 2FD - FRONT - 1769 E 8TH AV BACK - 1771 E 8TH AV class 2 ccts-alarm/tv/tel. COMPLETE SECURITY ALARM SYSTEM To construct a 2 storey two-family dwelling with a detached accessory building (garage) providing 2 parking spaces, having vehicular access from the lane. 8. A/C proposed – Exterior component located in North, Interior component located in half storey | Sea-West Communications & Security Inc
NULL | NULL | 1812 E 8TH AVENUE, Vancouver, BC V5N 1T8 | Gas Permit | Residential | Renovation | Draft | Residential - installed on demand hot water heater | Koala T Mechanical Systems Ltd
GP-2024-00106 | 2024-01-11 | 1845 E 8TH AVENUE, Vancouver, BC V5N 1T7 | Gas Permit | Residential | Tenant Improvement | Issued | Residential - New furnace replacement | 1051750 BC Ltd
EP-2023-04441 | 2023-06-01 | 2121 E BROADWAY, Vancouver, BC V5N 1W8 | Electrical Permit | Residential | Renovation | Completed | Installation / Repair - Residential - Cancellation of remaining knob and tube wire and rewiring with modern cable, fuse panels replacement with breaker panels. | Wirechief Electric Ltd
GP-2022-02169 | 2022-07-26 | 2539 E GEORGIA STREET, Vancouver, BC V5K 2J6 | Gas Permit | Residential | Renovation | Completed | Residential - replacing hot water tank with on demand unit and moving range location >BP: Interior alterations and change the use of this existing 2 storey and basement, one family dwelling to a one family dwelling with secondary suite in the basement; providing 2 off-street parking spaces at the rear (detached accessory garage and surface parking), having vehicular access from the lane. Scope of work includes: alterations to remove furnace, hot water tank, appliances, walls, doors, finishes; new walls, insulation, doors, baseboard electric heating, appliances, plumbing; install new gas furnace, hot water tank and new electrical panel, widen existing concreate walkway to 3' for Fire and Emergency response. Structural work - new footings, beams and shear wall to support basement and main floor framing OK for Field Review per K. Vogt June 7, 2021. Notes: ~ Energy Upgrade: As per REUP ~ Building Not Sprinklered – No sprinkler permit required. ~ Existing walkway located in the front yard south east to be removed by hand ~ Schedule B Structural submitted by Michael Kondra, P. Eng. of EB Kondra and Associates, Tel: 604 542-0113. ~ Geotechnical Report and Schedule B Geotechnical submitted by Talib Talib, P. Eng. of ECO Geotechnical Ltd., Tel: 604 475-3520. ~ No strata-titling will be permitted ~ This is a two storey building pursuant to the Zoning and Development Bylaw. ~ An annual Vancouver Business License must be obtained prior to the rental of this approved one-family dwelling and/or secondary suite on this site. ~ Install interconnected, hardwired, 120 volt smoke alarms with battery back-up, silencing feature and carbon monoxide detector on each storey as per Building bylaw 9.10.19. and 9.32.4.2. | SOUTHSIDE GAS SERVICES LTD
EP-2022-06717 | 2022-08-11 | 2539 E GEORGIA STREET, Vancouver, BC V5K 2J6 | Electrical Permit | Residential | Renovation | Completed | Installation / Repair - Residential - Legal suite wiring ,basement wiring and upgrading the services from 100 amp 200 amp >BP: Interior alterations and change the use of this existing 2 storey and basement, one family dwelling to a one family dwelling with secondary suite in the basement; providing 2 off-street parking spaces at the rear (detached accessory garage and surface parking), having vehicular access from the lane. Scope of work includes: alterations to remove furnace, hot water tank, appliances, walls, doors, finishes; new walls, insulation, doors, baseboard electric heating, appliances, plumbing; install new gas furnace, hot water tank and new electrical panel, widen existing concreate walkway to 3' for Fire and Emergency response. Structural work - new footings, beams and shear wall to support basement and main floor framing OK for Field Review per K. Vogt June 7, 2021. Notes: ~ Energy Upgrade: As per REUP ~ Building Not Sprinklered – No sprinkler permit required. ~ Existing walkway located in the front yard south east to be removed by hand ~ Schedule B Structural submitted by Michael Kondra, P. Eng. of EB Kondra and Associates, Tel: 604 542-0113. ~ Geotechnical Report and Schedule B Geotechnical submitted by Talib Talib, P. Eng. of ECO Geotechnical Ltd., Tel: 604 475-3520. ~ No strata-titling will be permitted ~ This is a two storey building pursuant to the Zoning and Development Bylaw. ~ An annual Vancouver Business License must be obtained prior to the rental of this approved one-family dwelling and/or secondary suite on this site. ~ Install interconnected, hardwired, 120 volt smoke alarms with battery back-up, silencing feature and carbon monoxide detector on each storey as per Building bylaw 9.10.19. and 9.32.4.2. | AZ ELECTRICAL SERVICES LTD
PP-2022-01105 | 2022-03-31 | 2539 E GEORGIA STREET, Vancouver, BC V5K 2J6 | Plumbing Permit | Residential | New | Completed | Residential - 1FD+SS - #1 & #2 - Installing new plumbing in basement Interior alterations and change the use of this existing 2 storey and basement, one family dwelling to a one family dwelling with secondary suite in the basement; providing 2 off-street parking spaces at the rear (detached accessory garage and surface parking), having vehicular access from the lane. Scope of work includes: alterations to remove furnace, hot water tank, appliances, walls, doors, finishes; new walls, insulation, doors, baseboard electric heating, appliances, plumbing; install new gas furnace, hot water tank and new electrical panel, widen existing concreate walkway to 3' for Fire and Emergency response. Structural work - new footings, beams and shear wall to support basement and main floor framing | Evolution Fire Suppression Ltd
EP-2022-00709 | 2022-02-01 | 2597 E GEORGIA STREET, Vancouver, BC V5K 2J6 | Electrical Permit | Residential | Renovation | Completed | Installation / Repair - Residential - Home renovation -Supply/install (approx 12) pot lights to suite. Include 1 water proof pot over bath. Connect to logical switches, confirm with client. Install dimmer switches to all Supply/install (approx 9) pot lights to owners portion of lower floor. Include 1 water proof pot over shower. Connect to logical switches, confirm with client. Install dimmer switches to all Supply/install (2) surface mount light to bedrooms (suite and guest), with dimmer switches. Install rough in, and install fixture: need spec Supply/install power outlet above fireplace for tv SUITE KITCHEN Supply/install power to appliances as needed Supply/install GFCI receptacles as required (check if coloured receptacles needed) Supply/install (how many) pendants, include rough-in work, and (3) new fixtures: need spec Supply/install (how many) undercabinet lights SUITE LAUNDRY Supply/install power for machines **SEE SPECIFIC LOCATION FOR CONTINUED WORK DESCRIPTION BP: Exterior and interior alterations and a change of use from one family dwelling to one family dwelling unit with a secondary suite Scope of work: - Upgrade bathrooms & kitchen, one addition bathroom in basement, interior layout change to basement & main floor, new and replace interior doors & walls, plumbing fixtures and electrical work - New cedar soffits, new exterior metal handrails & guardrails, new and repair batten siding - Replace existing windows and remove side door on West El, relocate windows and add new SS entrance on East EL. >>>>>>>>>> Amend: Feb. 17th -we are doing a service upgrade here and the inspector asked me to "add the service to the quote" - previous service was 100 amp 240 V. Single phase. We will now be installing a 200 amp service still single phase still 240 V. | Vancity Electric Inc
PP-2022-00393 | 2022-02-07 | 2597 E GEORGIA STREET, Vancouver, BC V5K 2J6 | Plumbing Permit | Residential | New | Completed | Residential - 1FD+SS - #1 & #2 - Partial perimeter system re and re add new sump Exterior and interior alterations and a change of use from one family dwelling to one family dwelling unit with a secondary suite Scope of work: - Upgrade bathrooms & kitchen, one addition bathroom in basement, interior layout change to basement & main floor, new and replace interior doors & walls, plumbing fixtures and electrical work - New cedar soffits, new exterior metal handrails & guardrails, new and repair batten siding - Replace existing windows and remove side door on West El, relocate windows and add new SS entrance on East EL. | TLOMAC SERVICE GROUP LTD
GP-2021-03704 | 2022-01-04 | 2597 E GEORGIA STREET, Vancouver, BC V5K 2J6 | Gas Permit | Residential | Renovation | Cancelled | Residential - piping only to 2 gas fireplaces >Exterior and interior alterations and a change of use from one family dwelling to one family dwelling unit with a secondary suite Scope of work: - Upgrade bathrooms & kitchen, one addition bathroom in basement, interior layout change to basement & main floor, new and replace interior doors & walls, plumbing fixtures and electrical work - New cedar soffits, new exterior metal handrails & guardrails, new and repair batten siding - Replace existing windows and remove side door on West El, relocate windows and add new SS entrance on East EL. OK for Field Review per A. Campbell April 13, 2021 Schedule B Structural & Geotechnical (permanent) submitted per Sharat Chande, 604-723-7534 REUP submitted per Peter Cho, 778-316-9053 Scope of work to include energy upgrade in accordance with Article 11.2.1.4 of the 2019 Vancouver Building By-law and as per the Energy Efficiency Upgrade Details noted in the Energuide Report. Note: - No strata-titling will be permitted. - An annual Vancouver Business License must be obtained prior to the rental of this approved one-family dwelling and/or secondary suite on this site. - Install interconnected, hardwired, 120 volt smoke alarms with battery back-up and silencing feature, in each sleeping unit and within 5m outside each sleeping areas on each storey as per Building Bylaw 9.10.19. - Install Carbon Monoxide Alarm as per Building By-Law 9.32.4.2. & Bulletin 2007-007-BU/EL - Upgrade work under Part 11 (based on value of work – energuide related Part 11.2.1.4.) - Ceiling height to be a min. 6ft 6" over 80% of the suite area and all exit routes - Dedicated 3'-0" wide firefighting access path with overhead clearance of 2m to be maintained at all times | Cypress Plumbing And Heating Ltd
PP-2022-04030 | 2022-11-08 | 2597 E GEORGIA STREET, Vancouver, BC V5K 2J6 | Plumbing Permit | Residential | New | Completed | Residential - New sewer main | TLOMAC SERVICE GROUP LTD
PP-2022-00432 | 2022-02-09 | 2628 E GEORGIA STREET, Vancouver, BC V5K 2J8 | Plumbing Permit | Residential | New | Completed | Residential - LWH - #3 - All plumbing and heating To construct a 2 storey laneway house building with an open parking pad, providing 1 parking space, having vehicular access from the lane. Note: This is a 1 ½ storey building pursuant to the Zoning & Development By-law Note: Bldg 1 (principal bldg) addressed 2628 E Georgia St retained on site. 1. No A/C unit proposed | West Point Plumbing & Heating Ltd
GP-2022-00489 | 2022-02-15 | 2666 E GEORGIA STREET, Vancouver, BC V5K 2J8 | Gas Permit | Residential | Tenant Improvement | Cancelled | Residential - Re Re Furnace | Moore & Russell Heating Ltd
GP-2022-00222 | 2022-01-25 | 2666 E GEORGIA STREET, Vancouver, BC V5K 2J8 | Gas Permit | Residential | Tenant Improvement | Completed | Residential - Re Re Furnace | Moore & Russell Heating Ltd
MP-2022-00022 | 2022-07-14 | 2707 E GEORGIA STREET, Vancouver, BC V5K 2K1 | Mechanical Permit | NULL | NULL | Completed | NULL | Moore And Russell Heating And Air Conditioning Ltd
EP-2022-05969 | 2022-07-19 | 2707 E GEORGIA STREET, Vancouver, BC V5K 2K1 | Electrical Permit | Residential | Tenant Improvement | Completed | Installation / Repair - Residential - Electrical install of Heat Pump No change to existing service. BP not required. MP-2022-00022 | Moore And Russell Heating And Air Conditioning Ltd
EP-2022-09861 | 2022-11-22 | 2729 E GEORGIA STREET, Vancouver, BC V5K 2K1 | Electrical Permit | Residential | Renovation | Completed | Installation / Repair - Residential - One electric range and hood fan disconnect in an unauthorize unit REFER TO: CF-2022-010229 | Magtion Electric Ltd
PP-2023-01760 | 2023-05-18 | 2736 E GEORGIA STREET, Vancouver, BC V5K 2K2 | Plumbing Permit | Residential | New | Completed | Residential - 2FD - sump installation | Kingsman Excavating Ltd.
EP-2023-04222 | 2023-05-25 | 2736 E GEORGIA STREET, Vancouver, BC V5K 2K2 | Electrical Permit | Residential | New | Completed | Installation / Repair - Residential - wiring of new duplex >BP: To construct a 2.5 storey duplex ($650,000.00) with a detached accessory building (garage) at the rear providing 2 parking spaces, having vehicular access from the lane. 1. Heat Pump proposed – Exterior components located in rear yard 2. Bar sink not proposed. 3. Schedule B: (Alan Prahalad) P.Eng (604.831.1431) Structural & Geotechnical 4. HPO: Residential Builder- Asanti Development Limited. Note: This is a 2.5 storey building pursuant to the Zoning and Development By-Law ***This permit is issued under the VBBL 2019, with updated energy requirements as per bylaw # 12997 effective Jan 01, 2022.*** | JR ELECTRIC LTD.
EP-2023-05345 | 2023-06-15 | 2736 E GEORGIA STREET, Vancouver, BC V5K 2K2 | Electrical Permit | Residential | New | Completed | Installation / Repair - Residential - Install securitry, intercom, tel, tv, data, camera wiring and completion. >BP: To construct a 2.5 storey duplex ($650,000.00) with a detached accessory building (garage) at the rear providing 2 parking spaces, having vehicular access from the lane. 1. Heat Pump proposed – Exterior components located in rear yard 2. Bar sink not proposed. 3. Schedule B: (Alan Prahalad) P.Eng (604.831.1431) Structural & Geotechnical 4. HPO: Residential Builder- Asanti Development Limited. Note: This is a 2.5 storey building pursuant to the Zoning and Development By-Law ***This permit is issued under the VBBL 2019, with updated energy requirements as per bylaw # 12997 effective Jan 01, 2022.*** | Repel Security Systems Ltd
SP-2023-00961 | 2023-06-02 | 2736 E GEORGIA STREET, Vancouver, BC V5K 2K2 | Sprinkler Permit | Residential | New | Completed | Residential - New sprinkler system >BP: To construct a 2.5 storey duplex with a detached accessory building (garage) at the rear providing 2 parking spaces, having vehicular access from the lane. 1. Heat Pump proposed – Exterior components located in rear yard 2. Bar sink not proposed. 3. Schedule B: (Alan Prahalad) P.Eng (604.831.1431) Structural & Geotechnical 4. HPO: Residential Builder- Asanti Development Limited. | Haven Fire Protection Ltd
PP-2023-02646 | 2023-07-25 | 2736 E GEORGIA STREET, Vancouver, BC V5K 2K2 | Plumbing Permit | Residential | New | Completed | Residential - Rough in and install fixtures >BP: Note: Performance Pathway To construct a 2.5 storey duplex ($650,000.00) with a detached accessory building (garage) at the rear providing 2 parking spaces, having vehicular access from the lane. 1. Heat Pump proposed – Exterior components located in rear yard 2. Bar sink not proposed. 3. Schedule B: (Alan Prahalad) P.Eng (604.831.1431) Structural & Geotechnical 4. HPO: Residential Builder- Asanti Development Limited. | Parm Plumbing & heating Ltd
EP-2023-02111 | 2023-03-10 | 2736 E GEORGIA STREET, Vancouver, BC V5K 2K2 | Electrical Permit | Residential | New | Expired | Temporary Power - Residential - To provide temporary power. | JR ELECTRIC LTD.
GP-2023-02432 | 2023-08-21 | 2736 E GEORGIA STREET, Vancouver, BC V5K 2K2 | Gas Permit | Residential | New | Completed | Residential - 2 range 2 fireplace 2 BBQ There is pipping for 2 fireplace >BP: To construct a 2.5 storey duplex | JOT MECHANICAL LTD
GP-2023-02569 | 2023-09-05 | 2736 E GEORGIA STREET, Vancouver, BC V5K 2K2 | Gas Permit | Residential | New | Completed | Residential - 2 Fireplaces >BP: To construct a 2.5 storey duplex ($650,000.00) with a detached accessory building (garage) at the rear providing 2 parking spaces, having vehicular access from the lane. | Canadian Fireplace Ltd
MP-2023-01603 | 2023-09-01 | 2736 E GEORGIA STREET, Vancouver, BC V5K 2K2 | Mechanical Permit | NULL | NULL | Completed | NULL | Ultimate Choice Air Conditioning & Renovations Ltd
GP-2022-00552 | 2022-02-22 | 1549 E 64TH AVENUE, Vancouver, BC V5P 2M4 | Gas Permit | Residential | New | Completed | Residential - 1FD+SS - #1 & #2 - Venting and hook up only To construct a 2 storey one-family dwelling with a secondary suite located in the Basement/Cellar with an open parking pad, and 1 parking space with attached garage, providing 1 parking space, having vehicular access from the 20' Lane. The entire building, INCLUDING THE ATTACHED GARAGE (if applicable), to be sprinklered to NFPA 13D. Note: Parking for this site is under LWH DB-2020-03007 1. Covenant registered at the Land Title Office under CA8547583 2. No Strata Titling permitted 3. A/C proposed – Exterior component located in Rear Yard, Interior component located on Second Floor. 4. Bar sink located in Basement AMEND: FEB 28/2022 Amend the address to SFD 1549 e 64 th ave and not #3 LWH as the fireplace is installed in the main house | ORAY FIREPLACES LTD
GP-2022-03208 | 2022-10-18 | 1562 E 64TH AVENUE, Vancouver, BC V5P 2M5 | Gas Permit | Residential | Renovation | Completed | Residential - replace gas furnace | Joyce Heating Services Ltd
SP-2022-00977 | 2022-06-15 | 1577 E 64TH AVENUE, Vancouver, BC V5P 2M4 | Sprinkler Permit | Residential | New | Completed | Residential - Install sprinklers in sfd To construct a 2 storey one-family dwelling with a secondary suite located in the Basement with an open parking pad and providing 2 parking space, having vehicular access from the 20' Lane. 1. Covenant registered at the Land Title Office under CA9394066 2. A/C proposed – Exterior component located in Rear, Interior component located in Second Floor. 3. Bar sink located in Basement. 4. Schedule B: (M.S. Alam) P.Eng (604.653.7475) Structural & Geotechnical 5. HPO: Residential Builder- Anmol Holding Ltd | Gold Key Fire Protection Ltd
GP-2022-01844 | 2022-06-17 | 1577 E 64TH AVENUE, Vancouver, BC V5P 2M4 | Gas Permit | Residential | New | Completed | Residential - to install 1 boiler 1 range 2 bbq 1 fireplace fireplace piping only >To construct a 2 storey one-family dwelling with a secondary suite located in the Basement ($1,025,000) with an open parking pad and providing 2 parking space, having vehicular access from the 20' Lane. Note: The entire building, INCLUDING THE ATTACHED GARAGE (if applicable), to be sprinklered to NFPA 13D. Note: Parking for the site has been provided under DB-2021-03261 (Laneway House) 1. Covenant registered at the Land Title Office under CA9394066 2. A/C proposed – Exterior component located in Rear, Interior component located in Second Floor. 3. Bar sink located in Basement. 4. Schedule B: (M.S. Alam) P.Eng (604.653.7475) Structural & Geotechnical 5. HPO: Residential Builder- Anmol Holding Ltd Note: This is a 2 storey building pursuant to the Zoning and Development By-Law Address Information: Principle Dwelling: #1-1577 E 64th Av Secondary Suite: #2-1577 E 64th Av Laneway home: #3-1577 E 64th Av Address and suite numbers assigned as per approved plans for Fire and Emergency response. The address number is to be posted to the building to be visible from the street and the suite numbers are to be posted at the suite entries in accordance with the Building By-law prior to final inspection. **THIS PERMIT HAS BEEN ISSUED UNDER THE REQUIREMENTS OF VBBL #12511 (2019) ** | Symbolistic Heating Ltd
PP-2022-01309 | 2022-04-19 | 1577 E 64TH AVENUE, Vancouver, BC V5P 2M4 | Plumbing Permit | Residential | New | Completed | Residential - 1FD+SS - #1 & #2 - Sanitary and sump connection. one sump without pump To construct a 2 storey one-family dwelling with a secondary suite located in the Basement with an open parking pad and providing 2 parking space, having vehicular access from the 20' Lane. Note: The entire building, INCLUDING THE ATTACHED GARAGE (if applicable), to be sprinklered to NFPA 13D. Note: Parking for the site has been provided under DB-2021-03261 (Laneway House) 1. Covenant registered at the Land Title Office under CA9394066 2. A/C proposed – Exterior component located in Rear, Interior component located in Second Floor. 3. Bar sink located in Basement. | Prime Demolition & Excavating
PP-2022-01518 | 2022-05-04 | 1577 E 64TH AVENUE, Vancouver, BC V5P 2M4 | Plumbing Permit | Residential | New | Completed | Residential - Installing new plumbing fixtures inside the main house >BP: To construct a 2 storey one-family dwelling with a secondary suite located in the Basement ($1,025,000) with an open parking pad and providing 2 parking space, having vehicular access from the 20' Lane. Note: The entire building, INCLUDING THE ATTACHED GARAGE (if applicable), to be sprinklered to NFPA 13D. Note: Parking for the site has been provided under DB-2021-03261 (Laneway House) 1. Covenant registered at the Land Title Office under CA9394066 2. A/C proposed – Exterior component located in Rear, Interior component located in Second Floor. 3. Bar sink located in Basement. 4. Schedule B: (M.S. Alam) P.Eng (604.653.7475) Structural & Geotechnical 5. HPO: Residential Builder- Anmol Holding Ltd Note: This is a 2 storey building pursuant to the Zoning and Development By-Law Address Information: Principle Dwelling: #1-1577 E 64th Av Secondary Suite: #2-1577 E 64th Av Laneway home: #3-1577 E 64th Av Address and suite numbers assigned as per approved plans for Fire and Emergency response. The address number is to be posted to the building to be visible from the street and the suite numbers are to be posted at the suite entries in accordance with the Building By-law prior to final inspection. **THIS PERMIT HAS BEEN ISSUED UNDER THE REQUIREMENTS OF VBBL #12511 (2019) ** | SUNSHINE PLUMBING LTD
EP-2022-04975 | 2022-06-14 | 1577 E 64TH AVENUE, Vancouver, BC V5P 2M4 | Electrical Permit | Residential | New | Completed | Installation / Repair - Residential - Wiring and service. Main Consumer's Service: 200A. Main House Service: 150A. LWH Service: 100A. >BP: To construct a 2 storey one-family dwelling with a secondary suite located in the Basement ($1,025,000) with an open parking pad and providing 2 parking space, having vehicular access from the 20' Lane. Note: The entire building, INCLUDING THE ATTACHED GARAGE (if applicable), to be sprinklered to NFPA 13D. Note: Parking for the site has been provided under DB-2021-03261 (Laneway House) 1. Covenant registered at the Land Title Office under CA9394066 2. A/C proposed – Exterior component located in Rear, Interior component located in Second Floor. 3. Bar sink located in Basement. 4. Schedule B: (M.S. Alam) P.Eng (604.653.7475) Structural & Geotechnical 5. HPO: Residential Builder- Anmol Holding Ltd Note: This is a 2 storey building pursuant to the Zoning and Development By-Law Address Information: Principle Dwelling: #1-1577 E 64th Av Secondary Suite: #2-1577 E 64th Av Laneway home: #3-1577 E 64th Av Address and suite numbers assigned as per approved plans for Fire and Emergency response. The address number is to be posted to the building to be visible from the street and the suite numbers are to be posted at the suite entries in accordance with the Building By-law prior to final inspection. **THIS PERMIT HAS BEEN ISSUED UNDER THE REQUIREMENTS OF VBBL #12511 (2019) ** | G.S.G. Electric Ltd.
GP-2022-01754 | 2022-06-09 | 1577 E 64TH AVENUE, Vancouver, BC V5P 2M4 | Gas Permit | Residential | New | Completed | Residential - Venting and hook up only >To construct a 2 storey one-family dwelling with a secondary suite located in the Basement ($1,025,000) with an open parking pad and providing 2 parking space, having vehicular access from the 20' Lane. Note: The entire building, INCLUDING THE ATTACHED GARAGE (if applicable), to be sprinklered to NFPA 13D. Note: Parking for the site has been provided under DB-2021-03261 (Laneway House) 1. Covenant registered at the Land Title Office under CA9394066 2. A/C proposed – Exterior component located in Rear, Interior component located in Second Floor. 3. Bar sink located in Basement. 4. Schedule B: (M.S. Alam) P.Eng (604.653.7475) Structural & Geotechnical 5. HPO: Residential Builder- Anmol Holding Ltd Note: This is a 2 storey building pursuant to the Zoning and Development By-Law Address Information: Principle Dwelling: #1-1577 E 64th Av Secondary Suite: #2-1577 E 64th Av Laneway home: #3-1577 E 64th Av Address and suite numbers assigned as per approved plans for Fire and Emergency response. The address number is to be posted to the building to be visible from the street and the suite numbers are to be posted at the suite entries in accordance with the Building By-law prior to final inspection. **THIS PERMIT HAS BEEN ISSUED UNDER THE REQUIREMENTS OF VBBL #12511 (2019) ** | ORAY FIREPLACES LTD
EP-2022-05034 | 2022-06-14 | 1577 E 64TH AVENUE, Vancouver, BC V5P 2M4 | Electrical Permit | Residential | New | Completed | Installation / Repair - Residential - tv, telephone, security alarm prewire and complete >BP: To construct a 2 storey one-family dwelling with a secondary suite located in the Basement ($1,025,000) with an open parking pad and providing 2 parking space, having vehicular access from the 20' Lane. | Tvisha Technologies Ltd
EP-2022-04237 | 2022-05-24 | 1731 E 64TH AVENUE, Vancouver, BC V5P 2M8 | Electrical Permit | Residential | Renovation | Completed | Installation / Repair - Residential - Relocate service to new Laneway building in the back. | Kooner Electrical Ltd
GP-2022-02535 | 2022-08-24 | 1763 E 64TH AVENUE, Vancouver, BC V5P 2M8 | Gas Permit | Residential | Addition | Completed | Residential - Combi Boiler re/re (199,000 BTU) | HAMZEH GERAMI Dba Nation Heating & Cooling
PP-2023-03380 | 2023-09-22 | 1764 E 64TH AVENUE, Vancouver, BC V5P 2M7 | Plumbing Permit | Residential | New | Issued | Residential - One sump no pump outside | CM Demo Ltd
EP-2023-08558 | 2023-09-21 | 1764 E 64TH AVENUE, Vancouver, BC V5P 2M7 | Electrical Permit | Residential | New | Issued | Temporary Power - Residential - To provide temporary power. | G G S ELECTRICAL LTD
PP-2023-04020 | 2023-11-15 | 1764 E 64TH AVENUE, Vancouver, BC V5P 2M7 | Plumbing Permit | Residential | New | Issued | Residential - 2FD+2SS - WEST - 1764 E 64TH AV - #1 & #2 EAST - 1766 E 64TH AV - #1 & #2 To install piping and fixtures for a new duplex. >DB: To construct a 2 storey duplex with two secondary suites located in the Basement with a detached accessory building (garage) and 1 open parking at the rear providing 2 parking spaces, having vehicular access from the lane. 1. Covenant registered at the Land Title Office under CB628197 2. External Mechanical Unit Proposed – Exterior component located in rear yard, Interior component located in Upper Floor closet 3. Bar sink not proposed ***This permit is issued under the VBBL 2019, with updated energy requirements as per bylaw # 12997 effective Jan 01, 2022.*** | Skyway Plumbing & gas Ltd
SP-2023-02322 | 2024-01-02 | 1764 E 64TH AVENUE, Vancouver, BC V5P 2M7 | Sprinkler Permit | Residential | New | Issued | Residential - To install piping and fixtures for a new duplex. >BP: To construct a 2 storey duplex with two secondary suites located in the Basement with a detached accessory building (garage) and 1 open parking at the rear providing 2 parking spaces, having vehicular access from the lane. 1. Covenant registered at the Land Title Office under CB628197 2. External Mechanical Unit Proposed – Exterior component located in rear yard, Interior component located in Upper Floor closet 3. Bar sink not proposed 4. Schedule B: (Jason Hui) P.Eng (778.319.3403) Structural, Geotechnical, Architectural Item 1.5 5. HPO: Residential Builder- (JHN Development) | Skyway Plumbing & gas Ltd
GP-2023-04206 | 2024-01-02 | 1764 E 64TH AVENUE, Vancouver, BC V5P 2M7 | Gas Permit | Residential | New | Issued | Residential - 2 BBQ & 2 Ranges To install piping and appliances for a new duplex with complete installation >BP: To construct a 2 storey duplex with two secondary suites located in the Basement ($915,580) with a detached accessory building (garage) and 1 open parking at the rear providing 2 parking spaces, having vehicular access from the lane. | Skyway Plumbing & gas Ltd
EP-2023-10893 | 2023-12-08 | 1764 E 64TH AVENUE, Vancouver, BC V5P 2M7 | Electrical Permit | Residential | New | Issued | Installation / Repair - Residential - Low Voltage Work: Complete Security Alarm System Plus TV, Data, Cameras & Door Bells. >BP: To construct a 2 storey duplex with two secondary suites located in the Basement ($915,580) with a detached accessory building (garage) and 1 open parking at the rear providing 2 parking spaces, having vehicular access from the lane. | Armax Integrated Systems Ltd
EP-2023-10853 | 2023-12-21 | 1764 E 64TH AVENUE, Vancouver, BC V5P 2M7 | Electrical Permit | Residential | New | Issued | Installation / Repair - Residential - electrical rough wiring , service and finishing 2x 200 amp seperate meters and drops OWNER CONFIRMED WITH HYDRO . BP: To construct a 2 storey duplex with two secondary suites located in the Basement ($915,580) with a detached accessory building (garage) and 1 open parking at the rear providing 2 parking spaces, having vehicular access from the lane. 1. Covenant registered at the Land Title Office under CB628197 2. External Mechanical Unit Proposed – Exterior component located in rear yard, Interior component located in Upper Floor closet 3. Bar sink not proposed 4. Schedule B: (Jason Hui) P.Eng (778.319.3403) Structural, Geotechnical, Architectural Item 1.5 5. HPO: Residential Builder- (JHN Development) Note: This is a 2 storey building pursuant to the Zoning and Development By-Law | G G S ELECTRICAL LTD
MP-2023-02062 | 2023-11-21 | 1764 E 64TH AVENUE, Vancouver, BC V5P 2M7 | Mechanical Permit | NULL | NULL | Issued | NULL | Skyway Plumbing & gas Ltd
EP-2022-07262 | NULL | 1876 E 64TH AVENUE, Vancouver, BC V5P 2N1 | Electrical Permit | Residential | Tenant Improvement | Withdrawn | Installation / Repair - Residential - No change to existing service Electrical installation for heat pump BP not required Mechanical permit : MP-2022-00158. | Moore And Russell Heating And Air Conditioning Ltd
MP-2022-00158 | 2022-08-29 | 1876 E 64TH AVENUE, Vancouver, BC V5P 2N1 | Mechanical Permit | NULL | NULL | Completed | NULL | Moore And Russell Heating And Air Conditioning Ltd
EP-2022-07284 | 2022-09-01 | 1876 E 64TH AVENUE, Vancouver, BC V5P 2N1 | Electrical Permit | Residential | Tenant Improvement | Completed | Installation / Repair - Residential - No change to existing service Electrical installation for heat pump; BP not required Mechanical permit: MP-2022-00158 | Moore And Russell Heating And Air Conditioning Ltd
EP-2023-01657 | 2023-03-23 | 303 E CORDOVA STREET, Vancouver, BC | Electrical Permit | Commercial | Renovation | Completed | Installation / Repair - Commercial - Replacing 3-wire existing fire alarm panel with new supervised system. >BP: Interior alterations to provide replacement the existing 3-wire system with a new fire alarm system in this existing church. Refer to the accepted plans under related EP-2023-XXXXX. OK to process as SIPS by J. Zhang - Feb 21/23 Schedule B, Electrical, Wojciech Siedlaczek, P. Eng, 604-771-5543. | AG Electric and Alarm Monitoring Co Ltd
EP-2023-00863 | 2023-02-02 | 306 E CORDOVA STREET, Vancouver, BC V6A 1L5 | Electrical Permit | Commercial | Renovation | Completed | Installation / Repair - Commercial - - Main Distribution, New 3P-100A Switch Only with Fusing - New Panel P 120/208V, 100A with Associated Feeder - Fan Coil Unit, New Power 208V-1PH-15A Circuit with Breaker and Local Disconnect (Typical of 2) - Heat Pump Unit, New Power 208V-1PH-60A Circuit with Breaker and Local Disconnect (Typical of 1) - Ceiling Mounted Cassette Unit, New Power 208V-1PH-15A Circuit with Breaker and Local Disconnect (Typical of 5) - VRF Controller, New Power 208V-1PH-15A Circuit with Breaker and Local Disconnect (Typical of 1) - Building Automation System, New Power 120V-15A Circuit with Associated Breaker (Typical of 1) - Service Receptacle, GFCI WP Assembly with 120V-20A Circuit with Associated Breaker (Typical of 1) >BP: Exterior and interior alterations to provide improvements to the Community Care Facility - Class B building on this site. Work to add a heat pump on the loading bay roof. OK for DB per D.Cha OK for Field Review per W.Wong Energy checklist is currently no longer required with your Building Permit application. Some supporting documents are still required at BP stage, specifically Envelope and HVAC, if applicable. Service Water Heating and Lighting supporting documents, if applicable, must be submitted with your related trades permits (e.g. electrical and plumbing). All energy upgrades will be checked during inspections stage. It is the applicant's responsibility to identify and note all required upgrades including energy upgrades on their BP drawings at BP stage. | 1020868 BC Ltd DBA LBC Electrical and Automation
EP-2023-00585 | 2023-01-25 | 306 E CORDOVA STREET, Vancouver, BC V6A 1L5 | Electrical Permit | Commercial | Renovation | Completed | Installation / Repair - Commercial - Line Voltage Wiring for control transformer. Extra low voltage control wiring for 7 Fan Coil Units and 1 Heat Pump. >BP: Exterior and interior alterations to provide improvements to the Community Care Facility - Class B building on this site. Work to add a heat pump on the loading bay roof. OK for DB per D.Cha OK for Field Review per W.Wong Notes: - Schedule A, T.M.C. Salvadinho, P.Eng, 604-213-5226. - Schedule B, Structural, Zheng Lou, P.Eng, 604-851-7556. - Schedule B, Mechanical & Plumbing, T.M.C. Salvadinho, P.Eng, 604-213-5226. - Schedule B, Electrical, Anca Cojocaru, P.Eng, 778-357-0518. - Energy Upgrade: E2 - HVAC - Clean and Balance all Air Systems (per 6.7.2.3.2 of ASHRAE 90.1-2016). Energy checklist is currently no longer required with your Building Permit application. Some supporting documents are still required at BP stage, specifically Envelope and HVAC, if applicable. Service Water Heating and Lighting supporting documents, if applicable, must be submitted with your related trades permits (e.g. electrical and plumbing). All energy upgrades will be checked during inspections stage. It is the applicant's responsibility to identify and note all required upgrades including energy upgrades on their BP drawings at BP stage. | ESC Automation Inc
EP-2023-04734 | 2023-05-30 | 340 E CORDOVA STREET, Vancouver, BC V6A 1L5 | Electrical Permit | Residential | Renovation | Completed | Installation / Repair - Residential - Replace fire alarmm control panel only. Note: This fire alarm system upgrade is limited only to the replacement of existing fire alarm panel without altering the existing wiring or outlet boxes. The issuance of this permit is based on Bulletin 2018-004-BU/EL. | Voltech Systems Ltd
EP-2023-02119 | 2023-03-23 | 353 E CORDOVA STREET, Vancouver, BC V6A 1L4 | Electrical Permit | Commercial | Tenant Improvement | Completed | Installation / Repair - Commercial - Running Teck 90 cable (#8/3) from electrical room to rooftop MUA unit, install 3 phase 600v breaker and disconnect. | Bluephase Electrical Ltd
NULL | NULL | 353 E CORDOVA STREET, Vancouver, BC V6A 1L4 | Mechanical Permit | NULL | NULL | Withdrawn | NULL | NULL
EP-2023-00430 | 2023-01-18 | 3084 E 8TH AVENUE, Vancouver, BC V5M 1X3 | Electrical Permit | Residential | New | Expired | Temporary Power - Residential - To provide temporary power. | H.L. ELECTRICAL LTD
PP-2023-01036 | 2023-03-24 | 3084 E 8TH AVENUE, Vancouver, BC V5M 1X3 | Plumbing Permit | Residential | New | Completed | Residential - Sump no pump >BP: To construct a 2 storey two-family dwelling with a secondary suite located in the Basement with a detached accessory building (garage) and one open parking at the rear providing 3 parking spaces, having vehicular access from the lane. | Bhullar Excavating and Demolition
PP-2023-01202 | 2023-04-05 | 3084 E 8TH AVENUE, Vancouver, BC V5M 1X3 | Plumbing Permit | Residential | New | Completed | Residential - plumbing >BP: To construct a 2 storey two-family dwelling with a secondary suite located in the Basement with a detached accessory building (garage) and one open parking at the rear providing 3 parking spaces, having vehicular access from the lane. | Easyway Plumbing & Heating Ltd
MP-2023-00587 | 2023-04-05 | 3084 E 8TH AVENUE, Vancouver, BC V5M 1X3 | Mechanical Permit | NULL | NULL | Completed | NULL | Easyway Plumbing & Heating Ltd
GP-2023-01595 | 2023-05-19 | 3084 E 8TH AVENUE, Vancouver, BC V5M 1X3 | Gas Permit | Residential | New | Completed | Residential - Two complete boilers and piping only for three stoves >BP: To construct a 2 storey two-family dwelling with a secondary suite located in the Basement ($697,750.00) with a detached accessory building (garage) and one open parking at the rear providing 3 parking spaces, having vehicular access from the lane. | Ultra Mechanical Ltd
EP-2023-04436 | 2023-05-23 | 3084 E 8TH AVENUE, Vancouver, BC V5M 1X3 | Electrical Permit | Residential | New | Completed | Installation / Repair - Residential - Security alarm, tv cables, telephone and door chime. >BP: To construct a 2 storey two-family dwelling with a secondary suite located in the Basement ($697,750.00) with a detached accessory building (garage) and one open parking at the rear providing 3 parking spaces, having vehicular access from the lane. The entire building, INCLUDING THE ATTACHED GARAGE (if applicable), to be sprinklered to 2 x NFPA 13D 1. Covenant registered at the Land Title Office under CA9645266 2. No A/C Unit proposed 3. Schedule B: Beerinder Sidhu P.Eng (604-339-0034) Structural & Geotechnical 4. HPO: Residential Builder- New Golden Developments ******THIS PERMIT HAS BEEN ISSUED UNDER THE REQUIREMENTS OF VBBL 2019****** | A B L SECURITY SYSTEMS LTD.
SP-2023-00828 | 2023-05-12 | 3084 E 8TH AVENUE, Vancouver, BC V5M 1X3 | Sprinkler Permit | Residential | New | Completed | Residential - To install fire sprinkler system in duplex >BP: To construct a 2 storey two-family dwelling with a secondary suite located in the Basement with a detached accessory building (garage) and one open parking at the rear providing 3 parking spaces, having vehicular access from the lane. The entire building, INCLUDING THE ATTACHED GARAGE (if applicable), to be sprinklered to 2 x NFPA 13D 1. Covenant registered at the Land Title Office under CA9645266 2. No A/C Unit proposed 3. Schedule B: Beerinder Sidhu P.Eng (604-339-0034) Structural & Geotechnical 4. HPO: Residential Builder- New Golden Developments | Max Fire Pro Ltd
EP-2023-03971 | 2023-05-11 | 3084 E 8TH AVENUE, Vancouver, BC V5M 1X3 | Electrical Permit | Residential | New | Completed | Installation / Repair - Residential - Duplex house all rough wiring and finishing 200 amp main service 125 amp and 100 amp for unit *An approved mechanical permit is required for the installation of air conditioning or heat pump unit at the time of installation before an electrical inspection will be performed >BP: To construct a 2 storey two-family dwelling with a secondary suite located in the Basement ($697,750.00) with a detached accessory building (garage) and one open parking at the rear providing 3 parking spaces, having vehicular access from the lane. The entire building, INCLUDING THE ATTACHED GARAGE (if applicable), to be sprinklered to 2 x NFPA 13D 1. Covenant registered at the Land Title Office under CA9645266 2. No A/C Unit proposed 3. Schedule B: Beerinder Sidhu P.Eng (604-339-0034) Structural & Geotechnical 4. HPO: Residential Builder- New Golden Developments ******THIS PERMIT HAS BEEN ISSUED UNDER THE REQUIREMENTS OF VBBL 2019****** | H.L. ELECTRICAL LTD
NULL | NULL | 606 E BROADWAY, Vancouver, BC V5T 1X6 | Mechanical Permit | NULL | NULL | Draft | NULL | NULL
EP-2022-10719 | 2022-12-20 | 633 E BROADWAY, Vancouver, BC V5T 1X7 | Electrical Permit | Commercial | Renovation | Expired | Temporary Power - Commercial - To provide temporary power. | PROFORM CONSTRUCTION GROUP LTD
EP-2022-07088 | 2022-08-24 | 717 E BROADWAY, Vancouver, BC V5T 1X8 | Electrical Permit | Commercial | Tenant Improvement | Completed | Installation / Repair - Commercial - Store TI project. BP: Interior alterations to provide interior alterations and a change of use from Retail to a new Cannabis Retail Store at this existing commercial building. Scope of work: - Remove and install interior walls, doors, millwork, finishes, and lighting Ok for field review as per Kirat Kang - March 28, 2022 Letters of Assurance rec'd: Schedule A & Schedule B Electrical submitted as per Anca Cojocaru, P. Eng, 778-357-0518 Schedule B Mechanical submitted as per Min Gao, P.Eng. - 604-855-7890 mgao@williamsengineering.com Energy Upgrade: - E2 - Lighting - Upgrade to Local Control (per 9.4.1.1.(a) of ASHRAE 90.1-2016) Energy checklist is currently no longer required with your Building Permit (BP) application. Some supporting documents are still required at BP stage, specifically Envelope and HVAC, if applicable. Service Water Heating and Lighting supporting documents, if applicable, must be submitted with your related trades permits (e.g. electrical and plumbing). All energy upgrades will be checked during inspections stage. It is the applicant?s responsibility to identify and note all required upgrades including energy upgrades on their BP drawings at BP stage. AMEND: SEPT 7/2022 Replace wires from splitter to meter base for neighbouring unit as arcing was found. Same service and address. | Powerlight Electric Inc
EP-2023-02548 | 2023-03-24 | 750 E BROADWAY, Vancouver, BC V5T 1X9 | Electrical Permit | Commercial | New | Completed | Installation / Repair - Commercial - - Ground Floor access Control, Elevator control (No Maglocks) - Front Door Enterphone Directory Display - ULC Fire Monitoring >BP: To construct a 4 storey mixed use building including the retention and restoration of the existing heritage façade. There are two retail (E) shell CRUs on the main floor and eighteen residential (C) units on floors two through four (six per floor). To be reviewed under the 2019 VBBL. Site demolition and restraint of the heritage façade was done under BP-2020-01241. Stage 1 - excavation, foundation and superstructure - accepted May 25/21 Stage 2 - full construction - accepted Dec.22/21 | D & L Security Systems Ltd
NULL | NULL | 750 E BROADWAY, Vancouver, BC V5T 1X9 | Electrical Permit | Commercial | New | Draft | Temporary Power - Commercial - To provide temporary power. | Faraday Electrical Contractors Ltd
EP-2023-08517 | 2023-09-20 | 750 E BROADWAY, Vancouver, BC V5T 1X9 | Electrical Permit | Commercial | NULL | Issued | Annual / Operating - Maintenance of existing operating electrical equipment in compliance with the Electrical By-law No. 5563. Fire Alarm and life safety checks. | Faraday Electrical Contractors Ltd
EP-2022-00820 | 2022-02-02 | 750 E BROADWAY, Vancouver, BC V5T 1X9 | Electrical Permit | Commercial | New | Expired | Temporary Power - Commercial - To provide temporary power. | Faraday Electrical Contractors Ltd
SP-2021-00395 | 2022-05-03 | 750 E BROADWAY, Vancouver, BC V5T 1X9 | Sprinkler Permit | Commercial | New | Completed | Commercial - To install sprinklers to NFPA 13 and standpipes to NFPA 14 2013 in this 4 storey mixed use building including the retention and restoration of the existing heritage façade. There are two retail (E) shell CRUs on the main floor and eighteen residential (C) units on floors two through four (six per floor). To be reviewed under the 2019 VBBL. | Cove Mechanical Ltd
PP-2021-02040 | 2022-08-16 | 750 E BROADWAY, Vancouver, BC V5T 1X9 | Plumbing Permit | Commercial | New | Completed | Commercial - plumbing new apartment To construct a 4 storey mixed use building including the retention and restoration of the existing heritage façade. There are two retail (E) shell CRUs on the main floor and eighteen residential (C) units on floors two through four (six per floor). | CGM Mechanical Ltd
EP-2022-02173 | 2022-03-17 | 2455 E BROADWAY, Vancouver, BC V5M 1Y1 | Electrical Permit | Commercial | Addition | Completed | Installation / Repair - Commercial - Rin new branch circuits to additonal new ductless heat pump system | Ainsworth Inc
EP-2023-09584 | 2023-11-03 | 2455 E BROADWAY, Vancouver, BC V5M 1Y1 | Electrical Permit | Commercial | Renovation | Issued | Installation / Repair - Commercial - Install cables and replace the existing nurse call system | Logical Solutions Ltd
PP-2022-04259 | 2022-11-25 | 2455 E BROADWAY, Vancouver, BC V5M 1Y1 | Plumbing Permit | Commercial | New | Completed | Commercial - Supply and install one backflow device 1/2" RPBA in the kitchen serving steamer. | Ainsworth Inc
GP-2022-03189 | 2022-10-21 | 2455 E BROADWAY, Vancouver, BC V5M 1Y1 | Gas Permit | Commercial | Renovation | Cancelled | Commercial - RE N RE - Replace old convection oven with energy star unit | Western Food Equipment Repair Limited
EP-2022-09506 | 2022-11-09 | 2528 E BROADWAY, Vancouver, BC V5M 4V2 | Electrical Permit | Commercial | Tenant Improvement | Completed | Installation / Repair - Commercial - Replace two 3 ton split AC systems -for AC, This is a replacement of an existing systems. Same size/capacity. Lower noise level than older existing equipment. Being replaced in same location as existing. | Haakon Industries (Canada) Ltd.
EP-2023-05919 | 2023-06-30 | 2528 E BROADWAY, Vancouver, BC V5M 4V2 | Electrical Permit | Commercial | Renovation | Completed | Installation / Repair - Commercial - Install exit signs in locations where they where removed during construction. >BP: 2528 E Broadway – Building C2: Building Permit for BP-2022-04326 (Site Permit):for exterior alterations for building envelope remediation to this existing 9-storey multiple dwelling building on this site. Scope of work includes: 1) Installation of glass canopies throughout the site at various buildings. Only select units will have glass canopies installed. 2) Replacement of existing fences and gates. Fence height is to comply with Section 10.9 of the Zoning and Development By-law. 3) No change in building height, and roof slopes are proposed. 4) Removal of unauthorized roof extension at Building D at #PH2 - 2588 E Broadway (SL 58) 5) Removal of unauthorized construction at Building D at PH3 - 2533 Penticton Street (SL43) Notes: 1. Work is for exterior repairs only. 2. No electrical or interior work proposed. 3. Application approved under VBBL 2019 (#12511) 4. Building envelope professional: Jameson Vong at 604.454.0402 | Your 24/7 Electrician Inc
PP-2023-04299 | 2023-12-13 | 2588 E BROADWAY, Vancouver, BC V5M 4T9 | Plumbing Permit | Commercial | Tenant Improvement | Issued | Commercial - Domestic Water Repipe of 250 units | BMS Plumbing & Mechanical Systems Ltd
EP-2022-01911 | 2022-03-10 | 208 E GEORGIA STREET, Vancouver, BC V6A 1Z7 | Electrical Permit | Residential | Renovation | Completed | Installation / Repair - Residential - Delete redundant cable, telephone wiring. Install security closests on 3 electrical panels. Replace 155 corridor, suite and washroom light fixtures. Replace 20 exit signs with RM signs. Replace suite smoke alarms. Replace common area smoke detectors and re-verify. Replace receptacles and switches. This is a cosmetic upgrade, paint and devices etc. Lighting: the (85) 12.3w Dog Dish and (70) 32w 4' Strips to be installed within the 2nd, 3rd and 4th floors, all replacing existing in location with controls to remain. | Leading Edge Electric Inc
PP-2022-00257 | 2022-06-02 | 208 E GEORGIA STREET, Vancouver, BC V6A 1Z7 | Plumbing Permit | Commercial | Tenant Improvement | Completed | Commercial - Domestic Water Repipe of 73 units >BP: To alter the interior & exterior of the Single Room Accommodation (SRA) residential units on the 2nd to 4th storey of this Municipally Designated Heritage "M" mixed-use building on the site The building at 208 East Georgia Street is protected heritage property. Alteration to the exterior of the heritage building requires a Heritage Alteration Permit issued with the approval of the Director of Planning. We support the attached stamped application and ask that you process it with the following wording included in the Development-Building Permit: “1) To replace window assemblies in the light wells The alterations described under item no. 1 above, authorized by the Development Permit Number DB-2022-02188, including conditions and plans forming part thereof, are approved under By-law 9990 and this Development Permit also constitutes a Heritage Alteration Permit.” Scope of work includes: - Selective demolition and abatement (by licensed abatement contractor) - Domestic plumbing re-pipe throughout - New plumbing fixtures in existing locations throughout - Electrical re/re lighting, smoke detectors, emergency lighting and exits signage - Interior window replacement (light wells only) - Interior door replacement (reframe residence doors to be consistent width throughout, closers, lever handles, sweeps incl.) - Stair, guard, and handrail repair/replace where required (reinforce where required and ensure equal rise and runs) - Installation new finish flooring, sheet goods throughout - Provide contrasting stair nosings and tactile warnings at landings - Repair/maintain street facing windows, to be operable - Repair fire separations and firestopping where required - Re-verification of existing fire alarm system - re-roofing of the building and window wells Notes: 1. Energy Exemption From submitted - Re&Re | BMS Plumbing & Mechanical Systems Ltd
EP-2023-03760 | 2023-05-03 | 208 E GEORGIA STREET, Vancouver, BC V6A 1Z7 | Electrical Permit | Commercial | Renovation | Completed | Installation / Repair - Commercial - Installation of baseboard heaters as per engineering report attached. Amend: May 8th, 2023 remove/separate building permit under this permit as this is strictly for just scope of work relating to the baseboard heater install and inspection to be re-booked for just the heater install work.-As per Dorian conversation with us this morning | Marte Norman Metcalfe
EP-2022-10029 | 2022-11-28 | 208 E GEORGIA STREET, Vancouver, BC V6A 1Z7 | Electrical Permit | Commercial | Addition | Completed | Installation / Repair - Commercial - Relocate CCTV equipment, remove alarm components and relocate intercom >BP: To alter the interior & exterior of the Single Room Accommodation (SRA) residential units on the 2nd to 4th storey of this Municipally Designated Heritage "M" mixed-use building on the site “1) To replace window assemblies in the light wells The alterations described under item no. 1 above, authorized by the Development Permit Number DB-2022-02188, including conditions and plans forming part thereof, are approved under By-law 9990 and this Development Permit also constitutes a Heritage Alteration Permit.” Scope of work includes: - Selective demolition and abatement (by licensed abatement contractor) - Domestic plumbing re-pipe throughout - New plumbing fixtures in existing locations throughout - Electrical re/re lighting, smoke detectors, emergency lighting and exits signage - Interior window replacement (light wells only) - Interior door replacement (reframe residence doors to be consistent width throughout, closers, lever handles, sweeps incl.) - Stair, guard, and handrail repair/replace where required (reinforce where required and ensure equal rise and runs) - Installation new finish flooring, sheet goods throughout - Provide contrasting stair nosings and tactile warnings at landings - Repair/maintain street facing windows, to be operable - Repair fire separations and firestopping where required - Re-verification of existing fire alarm system - re-roofing of the building and window wells | Rose Security Services Inc
SP-2022-02059 | 2022-12-16 | 208 E GEORGIA STREET, Vancouver, BC V6A 1Z7 | Sprinkler Permit | Commercial | Renovation | Completed | Commercial - deleting 2 Sprinkler heads, 3 additions, and 3 relocated for proper coverage. >BP: To alter the interior & exterior of the Single Room Accommodation (SRA) residential units on the 2nd to 4th storey of this Municipally Designated Heritage "M" mixed-use building on the site “1) To replace window assemblies in the light wells The alterations described under item no. 1 above, authorized by the Development Permit Number DB-2022-02188, including conditions and plans forming part thereof, are approved under By-law 9990 and this Development Permit also constitutes a Heritage Alteration Permit.” Scope of work includes: - Selective demolition and abatement (by licensed abatement contractor) - Domestic plumbing re-pipe throughout - New plumbing fixtures in existing locations throughout - Electrical re/re lighting, smoke detectors, emergency lighting and exits signage - Interior window replacement (light wells only) - Interior door replacement (reframe residence doors to be consistent width throughout, closers, lever handles, sweeps incl.) - Stair, guard, and handrail repair/replace where required (reinforce where required and ensure equal rise and runs) - Installation new finish flooring, sheet goods throughout - Provide contrasting stair nosings and tactile warnings at landings - Repair/maintain street facing windows, to be operable - Repair fire separations and firestopping where required - Re-verification of existing fire alarm system - re-roofing of the building and window wells Notes: 1. The conditions for housing’s approval of the permit for the London Hotel are listed within the decision notes. 2. Energy Exemption From submitted - Re&Re. | Active Fire & Safety Services Ltd
EP-2022-00050 | 2022-01-05 | 427 E KING EDWARD AVENUE, Vancouver, BC V5V 2C6 | Electrical Permit | Residential | New | Expired | Temporary Power - Residential - To provide temporary power. | Apaar Electrical Ltd
SP-2022-00961 | 2022-06-14 | 427 E KING EDWARD AVENUE, Vancouver, BC V5V 2C6 | Sprinkler Permit | Residential | New | Completed | Residential - To install fire sprinkler system >To construct a 2 storey + basement one-family dwelling with a secondary suite located in the basement with an attached garage providing 2 parking spaces, having vehicular access from E King Edward Ave. Note: This Building Permit will remain in a suspended status until the associated (green) Demolition Permit BP-2021-03689 is completed. Note: This is a 2 storey building pursuant to the Zoning and Development By-Law 1- Bar/Sink proposed in main floor. 2- A/C unit proposed in rear yard. 3- Schedule B: Xue Li Chen P.Eng (778.235.5447) Structural & Geotechnical 4- HPO: Orchid Homes Ltd. #1-427 E King Edward Av - One Family Dwelling (1st & 2nd floor) #2-427 E King Edward Av - Secondary Suite (basement) Address and suite numbers assigned as per approved plans for Fire and Emergency response. The address number is to be posted on the building to be visible from the street and the suite numbers are to be posted at the suite entries in accordance with the Building By-law prior to final inspection. Combustible projections or roof soffits on an exposing building face shall not project to less than .45m from the property line and shall be in compliance with VBBL 2019 9.10.15.5.(9) The entire building, INCLUDING THE ATTACHED GARAGE, to be sprinklered to NFPA 13D. Any alterations or conversions to the attached garage to habitable living space shall not be permitted without first obtaining the approval of the Director of Planning and the Chief Building Official. ******THIS PERMIT HAS BEEN ISSUED UNDER THE REQUIREMENTS OF VBBL #12511 (2019)****** | Max Fire Pro Ltd
PP-2022-01852 | 2022-06-01 | 427 E KING EDWARD AVENUE, Vancouver, BC V5V 2C6 | Plumbing Permit | Residential | New | Completed | Residential - sump >BP: To construct a 2 storey + basement one-family dwelling with a secondary suite located in the basement with an attached garage providing 2 parking spaces, having vehicular access from E King Edward Ave. Note: This Building Permit will remain in a suspended status until the associated (green) Demolition Permit BP-2021-03689 is completed. Note: This is a 2 storey building pursuant to the Zoning and Development By-Law 1- Bar/Sink proposed in main floor. 2- A/C unit proposed in rear yard. 3- Schedule B: Xue Li Chen P.Eng (778.235.5447) Structural & Geotechnical 4- HPO: Orchid Homes Ltd. #1-427 E King Edward Av - One Family Dwelling (1st & 2nd floor) #2-427 E King Edward Av - Secondary Suite (basement) Address and suite numbers assigned as per approved plans for Fire and Emergency response. The address number is to be posted on the building to be visible from the street and the suite numbers are to be posted at the suite entries in accordance with the Building By-law prior to final inspection. Combustible projections or roof soffits on an exposing building face shall not project to less than .45m from the property line and shall be in compliance with VBBL 2019 9.10.15.5.(9) The entire building, INCLUDING THE ATTACHED GARAGE, to be sprinklered to NFPA 13D. Any alterations or conversions to the attached garage to habitable living space shall not be permitted without first obtaining the approval of the Director of Planning and the Chief Building Official. ******THIS PERMIT HAS BEEN ISSUED UNDER THE REQUIREMENTS OF VBBL #12511 (2019)****** | East West Excavating 2022 ltd
GP-2022-02536 | 2022-08-25 | 427 E KING EDWARD AVENUE, Vancouver, BC V5V 2C6 | Gas Permit | Residential | New | Completed | Residential - IFD+SS - #1 & #2 - gas >DB: To construct a 2 storey + basement one-family dwelling with a secondary suite located in the basement with an attached garage providing 2 parking spaces, having vehicular access from E King Edward Ave. Note: This is a 2 storey building pursuant to the Zoning and Development By-Law 1- Bar/Sink proposed in main floor. 2- A/C unit proposed in rear yard. | Easyway Plumbing & Heating Ltd
EP-2022-06958 | 2022-08-18 | 427 E KING EDWARD AVENUE, Vancouver, BC V5V 2C6 | Electrical Permit | Residential | New | Completed | Installation / Repair - Residential - Low voltage rough wire & finish for alarm, cable, data, doorbell, cams & Vacuum. >BP: To construct a 2 storey + basement one-family dwelling with a secondary suite located in the basement with an attached garage providing 2 parking spaces, having vehicular access from E King Edward Ave. Note: This Building Permit will remain in a suspended status until the associated (green) Demolition Permit BP-2021-03689 is completed. Note: This is a 2 storey building pursuant to the Zoning and Development By-Law 1- Bar/Sink proposed in main floor. 2- A/C unit proposed in rear yard. 3- Schedule B: Xue Li Chen P.Eng (778.235.5447) Structural & Geotechnical 4- HPO: Orchid Homes Ltd. Combustible projections or roof soffits on an exposing building face shall not project to less than .45m from the property line and shall be in compliance with VBBL 2019 9.10.15.5.(9) The entire building, INCLUDING THE ATTACHED GARAGE, to be sprinklered to NFPA 13D. Any alterations or conversions to the attached garage to habitable living space shall not be permitted without first obtaining the approval of the Director of Planning and the Chief Building Official. ******THIS PERMIT HAS BEEN ISSUED UNDER THE REQUIREMENTS OF VBBL #12511 (2019)****** | Paratech Integrated Systems Ltd
PP-2022-02283 | 2022-06-30 | 427 E KING EDWARD AVENUE, Vancouver, BC V5V 2C6 | Plumbing Permit | Residential | New | Completed | Residential - plumbing for new: >BP: To construct a 2 storey + basement one-family dwelling with a secondary suite located in the basement with an attached garage providing 2 parking spaces, having vehicular access from E King Edward Ave. Note: This is a 2 storey building pursuant to the Zoning and Development By-Law 1- Bar/Sink proposed in main floor. 2- A/C unit proposed in rear yard. 3- Schedule B: Xue Li Chen P.Eng (778.235.5447) Structural & Geotechnical 4- HPO: Orchid Homes Ltd. The entire building, INCLUDING THE ATTACHED GARAGE, to be sprinklered to NFPA 13D. ******THIS PERMIT HAS BEEN ISSUED UNDER THE REQUIREMENTS OF VBBL #12511 (2019)****** | Easyway Plumbing & Heating Ltd
EP-2022-05700 | 2022-07-06 | 427 E KING EDWARD AVENUE, Vancouver, BC V5V 2C6 | Electrical Permit | Residential | New | Completed | Installation / Repair - Residential - New Construction of single family dwelling with secondary suite DB: To construct a 2 storey + basement one-family dwelling with a secondary suite located in the basement with an attached garage providing 2 parking spaces, having vehicular access from E King Edward Ave. Note: This is a 2 storey building pursuant to the Zoning and Development By-Law 1- Bar/Sink proposed in main floor. 2- A/C unit proposed in rear yard. 3- Schedule B: Xue Li Chen P.Eng (778.235.5447) Structural & Geotechnical 4- HPO: Orchid Homes Ltd. | Apaar Electrical Ltd
EP-2022-01643 | 2022-03-02 | 457 E KING EDWARD AVENUE, Vancouver, BC V5V 2C6 | Electrical Permit | Residential | Addition | Completed | Installation / Repair - Residential - Upgrading existing service from 100 Amp to 200 Amps. - and heat pump wiring. | Mountain Point Electrical Inc.
EP-2022-01533 | 2022-03-02 | 474 E KING EDWARD AVENUE, Vancouver, BC V5V 2C8 | Electrical Permit | Residential | Renovation | Completed | Installation / Repair - Residential - emergency repair work for a electrical fire , replace the existing 100 amp single phase main panel | Bright Way Electrical Ltd.
EP-2023-10724 | 2023-11-28 | 1943 E 6TH AVENUE, Vancouver, BC V5N 1P6 | Electrical Permit | Residential | New | Issued | Temporary Power - Residential - To provide temporary power. | STAT ELECTRICS LIMITED
GP-2022-03333 | 2022-10-27 | 1955 E 6TH AVENUE, Vancouver, BC V5N 1P6 | Gas Permit | Residential | Renovation - Dwelling Unit(s) only | Completed | Residential - Boiler and Hot water tank replacement | General Heating Ltd
PP-2022-00956 | 2022-03-23 | 2020 E 6TH AVENUE, Vancouver, BC V5N 1P9 | Plumbing Permit | Residential | New | Issued | Residential - MCD - Sump installation To add to, alter, and convert this existing one-family character dwelling to a 3-storey multiple conversion dwelling containing 2 dwelling units. The building shall be converted to strata ownership. | Kingsman Excavating Ltd.
PP-2022-01988 | 2022-06-09 | 2020 E 6TH AVENUE, Vancouver, BC V5N 1P9 | Plumbing Permit | Residential | New | Issued | Residential - plumbing roughen and finish To add to, alter, and convert this existing one-family character dwelling to a 3-storey multiple conversion dwelling containing 2 dwelling units. The building shall be converted to strata ownership. Note: 1- All rooms, including closet and bath rooms that are adjacent to the exposing building face and that have unprotected openings shall be protected with sprinkler system, notwithstanding any exemptions in the sprinkler standards referenced in Article 3.2.5.12. 2- The parking attached to INFILL building serves Unit A in this building. 3- Building envelope shall comply with VBBL 9.27. 4- This permit and BP-2021-00840 are issued on one set of drawings. 5- The permit is issued during the 2021 Pandemic. | ARCO PLUMBING & HEATING LTD
EP-2022-03529 | 2022-05-06 | 2020 E 6TH AVENUE, Vancouver, BC V5N 1P9 | Electrical Permit | Residential | New | Issued | Installation / Repair - Residential - Wiring for: converting one -family dwelling to a duplex house wiring fixture & fitting. -Unit A 2020 has 150Amps service ,unit B has 125 Amps service. >BP: To add to, alter, and convert this existing one-family character dwelling to a 3-storey multiple conversion dwelling containing 2 dwelling units. The building shall be converted to strata ownership. Note: 1- All rooms, including closet and bath rooms that are adjacent to the exposing building face and that have unprotected openings shall be protected with sprinkler system, notwithstanding any exemptions in the sprinkler standards referenced in Article 3.2.5.12. 2- The parking attached to INFILL building serves Unit A in this building. 3- Building envelope shall comply with VBBL 9.27. 4- This permit and BP-2021-00840 are issued on one set of drawings. 5- The permit is issued during the 2021 Pandemic. >>>Amend: Oct. 17th Revise load calculation . Re move baseboard Electric heat. *Amendment: Feb 23, 2023 "Air conduction to the permit on rear side of building .Add on both unit -A # 2020, Unit -B # 2018" *Amendment: Feb 28, 2023 Re move Air conditioning From Unit B 2018. | Future Force Systems Ltd
SP-2022-00685 | 2022-05-11 | 2020 E 6TH AVENUE, Vancouver, BC V5N 1P9 | Sprinkler Permit | Residential | New | Issued | Residential - install new fire sprinkler system To add to, alter, and convert this existing one-family character dwelling to a 3-storey multiple conversion dwelling containing 2 dwelling units. The building shall be converted to strata ownership | CENTRE LINE FIRE SPRINKLERS LTD
EP-2022-09822 | 2022-11-20 | 2020 E 6TH AVENUE, Vancouver, BC V5N 1P9 | Electrical Permit | Residential | New | Expired | Temporary Power - Residential - To provide temporary power. previous permit: EP-2021-08459 | Future Force Systems Ltd
GP-2022-03062 | 2023-03-10 | 2020 E 6TH AVENUE, Vancouver, BC V5N 1P9 | Gas Permit | Residential | Addition | Issued | Residential - NEW GAS FIREPLACE WITH VENT & HOOK UP >BP: To add to, alter, and convert this existing one-family character dwelling to a 3-storey multiple conversion dwelling containing 2 dwelling units. The building shall be converted to strata ownership. Note: 1- All rooms, including closet and bath rooms that are adjacent to the exposing building face and that have unprotected openings shall be protected with sprinkler system, notwithstanding any exemptions in the sprinkler standards referenced in Article 3.2.5.12. 2- The parking attached to INFILL building serves Unit A in this building. 3- Building envelope shall comply with VBBL 9.27. 4- This permit and BP-2021-00840 are issued on one set of drawings. 5- The permit is issued during the 2021 Pandemic | Fastgo System 2011 Inc DBA Fireplaces Unlimited
GP-2022-03063 | 2022-10-28 | 2020 E 6TH AVENUE, Vancouver, BC V5N 1P9 | Gas Permit | Commercial | New | Cancelled | Commercial - NEW GAS FIREPLACE WITH VENT & HOOK UP >BP: To add to, alter, and convert this existing one-family character dwelling to a 3-storey multiple conversion dwelling containing 2 dwelling units. The building shall be converted to strata ownership. | Fastgo System 2011 Inc DBA Fireplaces Unlimited
EP-2022-10814 | 2023-01-03 | 2020 E 6TH AVENUE, Vancouver, BC V5N 1P9 | Electrical Permit | Residential | Addition | Issued | Installation / Repair - Residential - Install Low Voltage wiring (networking), Alarm, Data, Tel. Rough-In and Finishing. Install Vacuum. Rough-In only. >BP: To add to, alter, and convert this existing one-family character dwelling to a 3-storey multiple conversion dwelling containing 2 dwelling units. The building shall be converted to strata ownership. Note: 1- All rooms, including closet and bath rooms that are adjacent to the exposing building face and that have unprotected openings shall be protected with sprinkler system, notwithstanding any exemptions in the sprinkler standards referenced in Article 3.2.5.12. 2- The parking attached to INFILL building serves Unit A in this building. 3- Building envelope shall comply with VBBL 9.27. 4- This permit and BP-2021-00840 are issued on one set of drawings. 5- The permit is issued during the 2021 Pandemic. | Magnificent Security Inc.
GP-2022-02916 | 2022-10-13 | 2020 E 6TH AVENUE, Vancouver, BC V5N 1P9 | Gas Permit | Residential | New | Issued | Residential - gas roughen >BP: To alter and convert this existing one-family character dwelling to a multiple conversion dwelling containing two dwelling units and, to develop an infill one-family dwelling at the rear of the site, with an attached garage providing one parking space and one surface parking space having vehicular access from the lane. | ARCO PLUMBING & HEATING LTD
MP-2023-00461 | 2023-04-06 | 2020 E 6TH AVENUE, Vancouver, BC V5N 1P9 | Mechanical Permit | NULL | NULL | Issued | NULL | Power Cool Electrical & Refrigeration Mech Ltd
NULL | NULL | 2020 E 6TH AVENUE, Vancouver, BC V5N 1P9 | Mechanical Permit | NULL | NULL | Draft | NULL | Power Cool Electrical & Refrigeration Mech Ltd
NULL | NULL | 2020 E 6TH AVENUE, Vancouver, BC V5N 1P9 | Mechanical Permit | NULL | NULL | Draft | NULL | Power Cool Electrical & Refrigeration Mech Ltd
EP-2023-00862 | 2023-02-09 | 2110 E 6TH AVENUE, Vancouver, BC V5N 1R1 | Electrical Permit | Residential | Renovation | Completed | Installation / Repair - Residential - install power for two ac units 20amps each *MP-2023-00094 | David Stein
MP-2023-00094 | 2023-01-26 | 2110 E 6TH AVENUE, Vancouver, BC V5N 1R1 | Mechanical Permit | NULL | NULL | Completed | NULL | Green Mountain Solutions Inc
EP-2022-01239 | 2022-02-28 | 2709 E 8TH AVENUE, Vancouver, BC V5M 1W7 | Electrical Permit | Residential | New | Expired | Temporary Power - Residential - To provide temporary power. NOTE: Work authorized by this permit is for placement of a temporary power pole only and does not authorize any site construction and/or excavation. A separate Building Permit will be required prior to commencement of any other work on this site. >Amend: March 4th -owner's surname is: Candelaria | AKKAS ELECTRICAL LTD
GP-2022-02827 | 2022-09-23 | 2709 E 8TH AVENUE, Vancouver, BC V5M 1W7 | Gas Permit | Residential | New | Completed | Residential - Complete 2boilers, 2 Ranges , 2bbq 's >BP: To construct a two-storey two-family dwelling with a detached accessory building (garage) at the rear providing 2 parking spaces, having vehicular access from the lane. | Deep Gas Fitting Ltd.
SP-2022-01583 | 2022-09-27 | 2709 E 8TH AVENUE, Vancouver, BC V5M 1W7 | Sprinkler Permit | Residential | New | Completed | Residential - Piping and fixture installation To construct a two-storey two-family dwelling with a detached accessory building (garage) at the rear providing 2 parking spaces, having vehicular access from the lane. Note: This is a 2 storey building pursuant to the Zoning and Development By-Law 1. No strata titling permitted. 2. A/C units proposed in rear yard. 3. Bar sinks proposed in main floor. 4. Schedule B: Alan Prahalad,P.Eng (604-831-1431) Structural & Geotechnical 5. HPO: Sekigo Developments Corporation | RG Plumbing Ltd
PP-2022-02916 | 2022-08-22 | 2709 E 8TH AVENUE, Vancouver, BC V5M 1W7 | Plumbing Permit | Residential | New | Completed | Residential - new plumbing >To construct a two-storey two-family dwelling with a detached accessory building (garage) at the rear providing 2 parking spaces, having vehicular access from the lane. Note: This is a 2 storey building pursuant to the Zoning and Development By-Law 1. No strata titling permitted. 2. A/C units proposed in rear yard. 3. Bar sinks proposed in main floor. 4. Schedule B: Alan Prahalad,P.Eng (604-831-1431) Structural & Geotechnical 5. HPO: Sekigo Developments Corporation Combustible projections or roof soffits on an exposing building face shall not project to less than .45m from the property line and shall be in compliance with VBBL 2019 9.10.15.5.(9) The entire building, to be sprinklered to 2 x NFPA 13D. ******THIS PERMIT HAS BEEN ISSUED UNDER THE REQUIREMENTS OF VBBL #12511 (2019)****** | Ajit's Plumbing Heating & Electrical Contracting Ltd
MP-2022-00148 | 2022-08-26 | 2709 E 8TH AVENUE, Vancouver, BC V5M 1W7 | Mechanical Permit | NULL | NULL | Completed | NULL | Ajit's Plumbing Heating & Electrical Contracting Ltd
EP-2022-05443 | 2022-07-08 | 2709 E 8TH AVENUE, Vancouver, BC V5M 1W7 | Electrical Permit | Residential | New | Completed | Installation / Repair - Residential - NEW DUPLEX ELECTRICAL INSTALLATION WITH NEW SERVICE >BP: To construct a two-storey two-family dwelling with a detached accessory building (garage) at the rear providing 2 parking spaces, having vehicular access from the lane. Note: This Building Permit will remain in a suspended status until the associated (green) Demolition Permit BP-2021-05598 is completed. Note: This is a 2 storey building pursuant to the Zoning and Development By-Law 1. No strata titling permitted. 2. A/C units proposed in rear yard. 3. Bar sinks proposed in main floor. 4. Schedule B: Alan Prahalad,P.Eng (604-831-1431) Structural & Geotechnical 5. HPO: Sekigo Developments Corporation Front Unit 2709 E 8th Av - One Family Dwelling (1st - 3rd floor) Back Unit 2711 E 8th Av - One Family Dwelling (1st - 3rd floor) Address numbers assigned as per approved plans for Fire and Emergency response. The address numbers are to be posted to the building to be visible from the street and in accordance with the Building By-law prior to final inspection. Combustible projections or roof soffits on an exposing building face shall not project to less than .45m from the property line and shall be in compliance with VBBL 2019 9.10.15.5.(9) The entire building, to be sprinklered to 2 x NFPA 13D. ******THIS PERMIT HAS BEEN ISSUED UNDER THE REQUIREMENTS OF VBBL #12511 (2019)****** | AKKAS ELECTRICAL LTD
PP-2022-02125 | 2022-06-17 | 2709 E 8TH AVENUE, Vancouver, BC V5M 1W7 | Plumbing Permit | Residential | New | Completed | Residential - Sumps | JVT EXCAVATING & DEMOLITION LTD
EP-2022-01012 | 2022-03-08 | 2816 E 8TH AVENUE, Vancouver, BC V5M 1W9 | Electrical Permit | Residential | New | Completed | Installation / Repair - Residential - Security alarm, tv cables, telephone and door chime >BP: To construct a two-storey + Basement two-family dwelling with a detached accessory building (garage) at the rear providing 2 parking spaces, having vehicular access from the lane. Note: This is a 2 storey building pursuant to the Zoning and Development By-Law 1. Covenant registered at the Land Title Office under CA9331663 2. No strata titling permitted 3. No A/C units proposed 4. No Bar sinks (2) proposed 5. Schedule B: Roger T. S. Wong, P.Eng 604.306.0821 Structural 6. Schedule B: Jian Zhong Jin, P.Eng 604.362.7021 Geotechnical "Combustible projections or roof soffits on an exposing building face shall not project to less than .45m from the property line and shall be in compliance with VBBL 2014 9.10.15.5.(9)" The entire building, INCLUDING THE ATTACHED GARAGE (if applicable), to be sprinklered to 2 X NFPA 13D. ******THIS PERMIT HAS BEEN ISSUED UNDER THE REQUIREMENTS OF VBBL 2019****** | A B L SECURITY SYSTEMS LTD.
SP-2022-00342 | 2022-03-11 | 2816 E 8TH AVENUE, Vancouver, BC V5M 1W9 | Sprinkler Permit | Residential | New | Completed | Residential - To install fire sprinkler system To construct a two-storey + Basement two-family dwelling with a detached accessory building (garage) at the rear providing 2 parking spaces, having vehicular access from the lane. Note: This is a 2 storey building pursuant to the Zoning and Development By-Law 1. Covenant registered at the Land Title Office under CA9331663 2. No strata titling permitted 3. No A/C units proposed 4. No Bar sinks (2) proposed 5. Schedule B: Roger T. S. Wong, P.Eng 604.306.0821 Structural 6. Schedule B: Jian Zhong Jin, P.Eng 604.362.7021 Geotechnical | NewTech Fire Protection Ltd
GP-2022-00725 | 2022-03-08 | 2816 E 8TH AVENUE, Vancouver, BC V5M 1W9 | Gas Permit | Residential | New | Completed | Residential - installation of gas appliances (DUPLEX) To construct a two-storey + Basement two-family dwelling with a detached accessory building (garage) at the rear providing 2 parking spaces, having vehicular access from the lane. Note: This is a 2 storey building pursuant to the Zoning and Development By-Law 1. Covenant registered at the Land Title Office under CA9331663 2. No strata titling permitted 3. No A/C units proposed 4. No Bar sinks (2) proposed 5. Schedule B: Roger T. S. Wong, P.Eng 604.306.0821 Structural 6. Schedule B: Jian Zhong Jin, P.Eng 604.362.7021 Geotechnical | Century Twenty One Gas & Heating Co. Ltd
EP-2022-02119 | 2022-03-18 | 2816 E 8TH AVENUE, Vancouver, BC V5M 1W9 | Electrical Permit | Residential | New | Completed | Installation / Repair - Residential - 2FD+2SS - this is duplex houses with legal suite and we are doing electrical roughing and finshing this houses >BP: To construct a two-storey + Basement two-family dwelling with a detached accessory building (garage) at the rear providing 2 parking spaces, having vehicular access from the lane. Note: This is a 2 storey building pursuant to the Zoning and Development By-Law 1. Covenant registered at the Land Title Office under CA9331663 2. No strata titling permitted 3. A/C units proposed to add 2 A/C units that was accepted on original plans - RM 4. No Bar sinks (2) proposed **Editing project description to add 2 A/C units that was accepted on original plans - RM | Ample Star Electrical Ltd.
EP-2023-10177 | 2023-11-17 | 221 E GEORGIA STREET, Vancouver, BC V6A 1Z6 | Electrical Permit | Commercial | Tenant Improvement | Completed | Installation / Repair - Commercial - This is safety check on the installation of Exit signs that was wired by the tenants Red Seal Electrician. We intend to help their business by ensuring that the work is safe and permitted. | JZ Electric Ltd
EP-2023-04561 | 2023-05-25 | 239 E GEORGIA STREET, Vancouver, BC V6A 4J7 | Electrical Permit | Commercial | Tenant Improvement | Completed | Installation / Repair - Commercial - Unit 1002G- installation of (2) dedicated counter GFCI receptacles for the counter in the suite. | Mott Electric General Partnership
EP-2023-02232 | 2023-03-20 | 2875 E GEORGIA STREET, Vancouver, BC V5K 2K3 | Electrical Permit | Residential | Renovation | Issued | Installation / Repair - Residential - Electrical supply for Heat Pump MP-2023-00390 | Milani Electric Limited
MP-2023-00390 | 2023-03-15 | 2875 E GEORGIA STREET, Vancouver, BC V5K 2K3 | Mechanical Permit | NULL | NULL | Completed | NULL | Milani Electric Limited
GP-2023-01117 | 2023-03-31 | 2875 E GEORGIA STREET, Vancouver, BC V5K 2K3 | Gas Permit | Residential | Renovation | Completed | Residential - Re & Re hot water tank gas | Milani Plumbing Heating & Air Conditioning Ltd
EP-2022-06076 | 2022-07-22 | 2145 E HASTINGS STREET, Vancouver, BC V5L 1V2 | Electrical Permit | Commercial | Renovation | Completed | Installation / Repair - Commercial - · Replacement of existing 40A house panel to be replaced with new due to rust · Replacement of existing 60A fuse panel for existing basement loads to be replaced with new breaker panel · Clean-up of wiring and make safe. -work will be done in what they call the basement or lower level/common area | Wespac Electrical Contractor Ltd
GP-2022-02913 | 2022-09-27 | 2015 E GEORGIA STREET, Vancouver, BC V5L 2B9 | Gas Permit | Residential | Renovation | Completed | Residential - replace gas furnace | Joyce Heating Services Ltd
GP-2023-03488 | 2023-11-10 | 2035 E GEORGIA STREET, Vancouver, BC V5L 2B9 | Gas Permit | Residential | Tenant Improvement | Completed | Residential - Tankless Water Heater Replacement | 1051750 BC Ltd
GP-2022-01512 | 2022-05-16 | 2061 E GEORGIA STREET, Vancouver, BC V5L 2B9 | Gas Permit | Residential | Renovation | Completed | Residential - replace gas water heater | Joyce Heating Services Ltd
GP-2023-02675 | 2023-09-12 | 2067 E GEORGIA STREET, Vancouver, BC V5L 2B9 | Gas Permit | Residential | Tenant Improvement | Completed | Residential - 1 Furnace & 1 Hot Water Heater Re and Re Furnace, Re and Re Water Heater | Moore & Russell Heating Ltd
GP-2022-03992 | 2022-12-15 | 2367 E GEORGIA STREET, Vancouver, BC V5L 2C1 | Gas Permit | Residential | New | Completed | Residential - installed a Furnace | Pro Ace Heating & Air Conditioning Services Ltd
GP-2022-03779 | 2022-11-29 | 2367 E GEORGIA STREET, Vancouver, BC V5L 2C1 | Gas Permit | Residential | Renovation | Completed | Residential - replacing gas hot water tank | Forsberg Plumbing and Heating Ltd
EP-2023-02798 | 2023-03-30 | 2449 E GEORGIA STREET, Vancouver, BC V5K 2J4 | Electrical Permit | Residential | Renovation | Completed | Installation / Repair - Residential - 200 Amp Overhead service Upgrade | Felix Kosi
GP-2023-02050 | 2023-07-07 | 2449 E GEORGIA STREET, Vancouver, BC V5K 2J4 | Gas Permit | Residential | Renovation | Issued | Residential - Decommission and remove old gas furnace and install heat pump and air handler | Ashton Service Group/Ashton Mechanical Ltd.
EP-2022-02877 | 2022-04-11 | 2464 E GEORGIA STREET, Vancouver, BC V5K 2J5 | Electrical Permit | Residential | Addition | Completed | Installation / Repair - Residential - Installation of 23 Solar PV Panels on a sloped roof >BP: Exterior alterations to add solar panels to the roof of this existing on family dwelling on this site. OK for SIPS as per Rosa Astorino - January 18, 2022 letter of assurance provided by: Carlos I. Iriondo, P. Eng, Structural Schedule B , Solar Comfort letter | Penfolds Roofing Inc.
EP-2021-08860 | 2022-01-04 | 2467 E GEORGIA STREET, Vancouver, BC V5K 2J4 | Electrical Permit | Residential | Renovation | Completed | Installation / Repair - Residential - Removal and disposal of the old furnace; Supply and install 1 x Fujitsu outdoor heat pump condenser unit 36,000 BTU; Supply and install 1 x Fujitsu 3T multi-position fan/coil unit 36,000 BTU; All required copper piping between units including insulation on piping; Running electrical from existing panel to unit; Commissioning and startup procedures. Equipment is an air handling unit. | Watt HVAC Ltd
EP-2022-06150 | 2022-07-22 | 2467 E GEORGIA STREET, Vancouver, BC V5K 2J4 | Electrical Permit | Residential | Renovation | Completed | Installation / Repair - Residential - cleaning up/strapping wire near panel. Mounting loose junction boxes. Deleting wire on outside of house | Greenwest Electric Ltd
EP-2023-04133 | 2023-05-11 | 2525 E GEORGIA STREET, Vancouver, BC V5K 2J6 | Electrical Permit | Residential | Renovation | Completed | Installation / Repair - Residential - Upgrade Service from 100 Amp to 200 amp 120V/240V. | Trohan Electrical Inc
GP-2023-01747 | 2023-06-05 | 2131 E 6TH AVENUE, Vancouver, BC V5N 1R2 | Gas Permit | Residential | Renovation | Completed | Residential - 1 gas fireplace venting and hookup only >BP: Exterior and Interior alterations to provide residential improvements to both levels of this existing building and a change of use from one family dwelling to one family dwelling with secondary suite | Urban Fireplaces Ltd
MP-2023-01275 | 2023-07-12 | 2131 E 6TH AVENUE, Vancouver, BC V5N 1R2 | Mechanical Permit | NULL | NULL | Completed | NULL | Greenway HVAC Ltd
EP-2023-02873 | 2023-04-03 | 2131 E 6TH AVENUE, Vancouver, BC V5N 1R2 | Electrical Permit | Residential | Renovation | Completed | Installation / Repair - Residential - 1)upgrade service from 100 Amp to 200 Amp 2)installation of pot lights, switches, outlets, bathroom fans, sub panel whole renovation >BP: Exterior and Interior alterations to provide residential improvements to both levels of this existing building and a change of use from one family dwelling to one family dwelling with secondary suite at this inside lot with lane at rear side. Exterior alterations are limited to: 1) Conversion of existing carport to garage with exterior side door on East elevations. Existing unpermitted garage conversion is to be upgraded to comply with VBBL 2019. 2) Removal of 3 windows along the West side of the Building. 3) New door proposed for East Elevation providing access into the Secondary Suite. 4) Re & Re of exterior front door on Main Floor and Sliding door on the Upper floor at the front of the building. 5) Removal of enclosure under exterior stairs Structural Schedule B provided by . Ilbeigi Timouri Scope of work includes the removal of the exterior shed at the rear of this site. | Pacific Total Electric Ltd
PP-2023-01498 | 2023-04-28 | 2131 E 6TH AVENUE, Vancouver, BC V5N 1R2 | Plumbing Permit | Residential | Renovation | Completed | Residential - re and re of some plumbing fixtures re location of plumbing fixtures and some added plumbing fixtures >BP: Exterior and Interior alterations to provide residential improvements to both levels of this existing building and a change of use from one family dwelling to one family dwelling with secondary suite at this inside lot with lane at rear side. Exterior alterations are limited to: 1) Conversion of existing carport to garage with exterior side door on East elevations. Existing unpermitted garage conversion is to be upgraded to comply with VBBL 2019. 2) Removal of 3 windows along the West side of the Building. 3) New door proposed for East Elevation providing access into the Secondary Suite. 4) Re & Re of exterior front door on Main Floor and Sliding door on the Upper floor at the front of the building. 5) Removal of enclosure under exterior stairs | CRL Mechanical ltd
GP-2023-02339 | 2023-08-09 | 2131 E 6TH AVENUE, Vancouver, BC V5N 1R2 | Gas Permit | Residential | Renovation | Completed | Residential - 1 Water Heater, 1 Fireplace & 2 Ranges new gas lines for water heater, fire place and two ranges >BP: Exterior and Interior alterations to provide residential improvements to both levels of this existing building and a change of use from one family dwelling to one family dwelling with secondary suite | CRL Mechanical ltd
MP-2022-00184 | 2022-09-06 | 2188 E 6TH AVENUE, Vancouver, BC V5N 1R1 | Mechanical Permit | NULL | NULL | Cancelled | NULL | Moore And Russell Heating And Air Conditioning Ltd
GP-2023-02499 | 2023-08-28 | 2219 E 6TH AVENUE, Vancouver, BC V5N 1R3 | Gas Permit | Residential | Tenant Improvement | Completed | Residential - gas range replacement | Simon Appliance and Plumbing Ltd
PP-2022-00361 | 2022-02-08 | 2249 E 6TH AVENUE, Vancouver, BC V5N 1R3 | Plumbing Permit | Residential | New | Completed | Residential - Plumbing | Charles Gordon Norrie
PP-2022-00084 | 2022-01-13 | 2249 E 6TH AVENUE, Vancouver, BC V5N 1R3 | Plumbing Permit | Residential | New | Completed | Residential - Install one outside sump, no pump | Canadian Excavating Ltd
SP-2022-00576 | 2022-04-26 | 2249 E 6TH AVENUE, Vancouver, BC V5N 1R3 | Sprinkler Permit | Residential | New | Completed | Residential - Install new sprinkler system >BP: To construct a 2.5 storey two-family dwelling ($766,557.50) with a detached accessory building (garage) providing 2 parking spaces, having vehicular access from the lane. 1. A/C proposed – Exterior component located in Rear Yard, Interior component located in upper floor. 2. Schedule B: (JULIAN BOZSIK) P.Eng (604-431-0055) Structural & Geotechnical 3. HPO: Residential Builder- PACIFIC MOUNTAIN HOMES LTD Note: This is a 2.5 storey building pursuant to the Zoning and Development By-Law Address Information: FRONT UNIT 2249 E 6th Av - One Family Dwelling (south side of 1st-3rd floor) BACK UNIT 2247 E 6th Av - One Family Dwelling (north side of 1st-3rd floor) Address numbers assigned as per approved plans for Fire and Emergency response. The address numbers are to be posted to the building to be visible from the street and in accordance with the Building By-law prior to final inspection. **THIS PERMIT HAS BEEN ISSUED UNDER THE REQUIREMENTS OF VBBL #12511 (2019)** | Evolution Fire Suppression Ltd
EP-2022-03879 | 2022-05-11 | 2249 E 6TH AVENUE, Vancouver, BC V5N 1R3 | Electrical Permit | Residential | New | Completed | Installation / Repair - Residential - Wiring for new duplex with detached garage >BP: To construct a 2.5 storey two-family dwelling ($766,557.50) with a detached accessory building (garage) providing 2 parking spaces, having vehicular access from the lane. 1. A/C proposed – Exterior component located in Rear Yard, Interior component located in upper floor. 2. Schedule B: (JULIAN BOZSIK) P.Eng (604-431-0055) Structural & Geotechnical 3. HPO: Residential Builder- PACIFIC MOUNTAIN HOMES LTD Note: This is a 2.5 storey building pursuant to the Zoning and Development By-Law Address Information: FRONT UNIT 2249 E 6th Av - One Family Dwelling (south side of 1st-3rd floor) BACK UNIT 2247 E 6th Av - One Family Dwelling (north side of 1st-3rd floor) Address numbers assigned as per approved plans for Fire and Emergency response. The address numbers are to be posted to the building to be visible from the street and in accordance with the Building By-law prior to final inspection. **THIS PERMIT HAS BEEN ISSUED UNDER THE REQUIREMENTS OF VBBL #12511 (2019)** | Fairley Electric Ltd
GP-2022-01676 | 2022-06-05 | 2249 E 6TH AVENUE, Vancouver, BC V5N 1R3 | Gas Permit | Residential | New | Completed | Residential - furnace x2, tankless x2, range x2, 30m piping only bbq, 30m piping only fireplace | Wagner Heating & Air Ltd
EP-2022-04316 | 2022-05-25 | 2249 E 6TH AVENUE, Vancouver, BC V5N 1R3 | Electrical Permit | Residential | New | Completed | Installation / Repair - Residential - Low voltage including Security alarm, Structured Wiring, CCTV and Doorbell >BP: To construct a 2.5 storey two-family dwelling ($766,557.50) with a detached accessory building (garage) providing 2 parking spaces, having vehicular access from the lane. 1. A/C proposed – Exterior component located in Rear Yard, Interior component located in upper floor. 2. Schedule B: (JULIAN BOZSIK) P.Eng (604-431-0055) Structural & Geotechnical 3. HPO: Residential Builder- PACIFIC MOUNTAIN HOMES LTD Note: This is a 2.5 storey building pursuant to the Zoning and Development By-Law Address Information: FRONT UNIT 2249 E 6th Av - One Family Dwelling (south side of 1st-3rd floor) BACK UNIT 2247 E 6th Av - One Family Dwelling (north side of 1st-3rd floor) Address numbers assigned as per approved plans for Fire and Emergency response. The address numbers are to be posted to the building to be visible from the street and in accordance with the Building By-law prior to final inspection. **THIS PERMIT HAS BEEN ISSUED UNDER THE REQUIREMENTS OF VBBL #12511 (2019)** | Moda Smart Home Inc
GP-2023-00001 | 2023-01-04 | 2249 E 6TH AVENUE, Vancouver, BC V5N 1R3 | Gas Permit | Residential | New | Completed | Residential - Installation of new Gas range. Install a 2 psi regulator, isolation valve and install Gas range. >BP: To construct a 2.5 story two-family dwelling with a detached accessory building (garage) providing 2 parking spaces, having vehicular access from the lane. 1. A/C proposed – Exterior component located in Rear Yard, Interior component located in upper floor. 2. Schedule B: (JULIAN BOZSIK) P.Eng (604-431-0055) Structural & Geotechnical 3. HPO: Residential Builder- PACIFIC MOUNTAIN HOMES LTD | MAPLE APPLIANCE LTD
GP-2023-02617 | 2023-09-07 | 2263 E 6TH AVENUE, Vancouver, BC V5N 1R3 | Gas Permit | Residential | Renovation | Completed | Residential - Replacement of Boiler with New Boiler | Westmount Heating Ltd
EP-2022-08017 | 2022-09-23 | 2296 E 6TH AVENUE, Vancouver, BC V5N 1R1 | Electrical Permit | Residential | Addition | Completed | Installation / Repair - Residential - Relocate the existing main house service for building new laneway house. | Powerful Electric Ltd
EP-2022-06768 | NULL | 2331 E 6TH AVENUE, Vancouver, BC V5N 1R4 | Electrical Permit | Residential | Tenant Improvement | Applicant Revisions | Installation / Repair - Residential - Electrical to heat pump unit -An approved mechanical permit is required for heat pump installation before an electrical inspection will be performed | 0994152 BC Ltd
GP-2022-02232 | 2022-07-28 | 2331 E 6TH AVENUE, Vancouver, BC V5N 1R4 | Gas Permit | Residential | Tenant Improvement | Completed | Residential - decommissioning and removal of gas furnace | 0994152 BC Ltd
EP-2023-07259 | 2023-08-18 | 2331 E 6TH AVENUE, Vancouver, BC V5N 1R4 | Electrical Permit | Residential | Renovation | Issued | Installation / Repair - Residential - ¦ 1FD + 1SS ¦ RENO Electrical renovation of house- main floor, dining room, kitchen, living room, powder room. lighting, pot lights, outlets, appliance feeds | Keith Mason
PP-2023-02957 | 2023-08-21 | 2331 E 6TH AVENUE, Vancouver, BC V5N 1R4 | Plumbing Permit | Residential | Renovation | Completed | Residential - Add a new toilet and lav on main floor >BP: Interior alterations to provide improvements to the main floor of this single detached house with secondary suite building on this site. Work to be done includes: - No proposed work to be done on the basement and the upper floor - Change Interior layout and wall alteration on the main floor - Relocate the existing bathroom with a 2-piece powder room - Kitchen renovation and cosmetic updates | False Creek Plumbing Inc
EP-2022-03849 | 2022-05-16 | 2331 E 6TH AVENUE, Vancouver, BC V5N 1R4 | Electrical Permit | Residential | Addition | Completed | Installation / Repair - Residential - Installation of 23 PV solar panels on a sloped roof >BP: Exterior alterations to install Twenty-Three (23) solar panels on the roof of this existing 1FD+SS. Okay for Field Review as per Jamie Z. | Penfolds Roofing Inc.
EP-2023-01412 | 2023-02-22 | 2869 E BROADWAY, Vancouver, BC V5M 1Y9 | Electrical Permit | Residential | Renovation | Completed | Installation / Repair - Residential - -Amending all of the deficiencies outlined in the by-laws notice (CF-2022-012385) issued by the City Of Vancouver. -upgrading the service to 200 amps. CF-2023-000104 | Megavolts Electric
NULL | NULL | 2869 E BROADWAY, Vancouver, BC V5M 1Y9 | Electrical Permit | Residential | Renovation | Draft | Installation / Repair - Residential - -Amending all of the deficiencies outlined in the by-law notice (CF-2023-012385) issued by the City Of Vancouver. -Bringing up the Meterbase up to BC Hydro Code. -Upgrading the Incoming service to 200 Amps (for future additions). | NULL
EP-2023-04096 | 2023-05-10 | 236 E CORDOVA STREET, Vancouver, BC V6A 1L3 | Electrical Permit | Commercial | Tenant Improvement | Issued | Installation / Repair - Commercial - Electric Vehicle Charging Infrastructure - Wiring installation for electric vehicle supply equipment (EVSE). Installation of six Level 2 Phihong AW32 EV chargers. Branch Circuits (2X 40A) fed from Parkade level P1 load center. | Power Pros Electrical Ltd
GP-2022-00500 | 2022-02-16 | 722 E GEORGIA STREET, Vancouver, BC V6A 2A3 | Gas Permit | Residential | Addition | Completed | Residential - re and re gas dryer | Christopher Sterling
GP-2023-02676 | 2023-09-12 | 750 E GEORGIA STREET, Vancouver, BC V6A 2A3 | Gas Permit | Residential | Renovation | Issued | Residential - Decommission and remove old gas furnace and install new furnace | Ashton Service Group/Ashton Mechanical Ltd.
GP-2023-00640 | 2023-02-22 | 754 E GEORGIA STREET, Vancouver, BC V6A 2A3 | Gas Permit | Residential | Renovation | Completed | Residential - Re & Re HWT Gas | Milani Plumbing Heating & Air Conditioning Ltd
EP-2023-07718 | 2023-08-23 | 758 E GEORGIA STREET, Vancouver, BC V6A 2A3 | Electrical Permit | Residential | Renovation | Completed | Installation / Repair - Residential - Due heavy wind and power outages, we reinstalled the attachment for electrical service and tree-trimmed | Voltech Systems Ltd
PP-2023-00572 | 2023-02-16 | 782 E GEORGIA STREET, Vancouver, BC V6A 2A3 | Plumbing Permit | Residential | New | Completed | Residential - sump and piping for new carport | Octiscapes Site Services Ltd
EP-2023-00861 | 2023-02-09 | 817 E GEORGIA STREET, Vancouver, BC V6A 2A4 | Electrical Permit | Residential | Renovation | Completed | Installation / Repair - Residential - install power for two heat pumps 20amps each *MP-2022-00375 *2023.02.24- Amendment* 1-240v 30amp heat pump and 1- 240v 15amp heat pump | David Stein
MP-2022-00375 | 2022-10-11 | 817 E GEORGIA STREET, Vancouver, BC V6A 2A4 | Mechanical Permit | NULL | NULL | Completed | NULL | Green Mountain Solutions Inc
EP-2023-10699 | 2023-11-28 | 852 E GEORGIA STREET, Vancouver, BC V6A 2A5 | Electrical Permit | Residential | New | Issued | Temporary Power - Residential - To provide temporary power. | Credible Electric Ltd
EP-2022-02925 | 2022-04-12 | 2761 E GEORGIA STREET, Vancouver, BC V5K 2K1 | Electrical Permit | Residential | Renovation | Completed | Installation / Repair - Residential - Workshop -Very minimal work. Approximately 8 pot lights and 10 plugs. The workshop space is approx 180 sq feet. New circuits will go to an existing sub panel. >BP: To construct an accessory building to be used as a workshop (approximately 12' x 17') at the rear of this one-family dwelling on the site. CF-2021-013101 Structural Schedule B submitted by David Woo - 604.365.5709 No off-street parking provided - ok to relax to Sonia Erichsen | RBM Electric Ltd
GP-2023-03400 | 2023-11-06 | 262 E KING EDWARD AVENUE, Vancouver, BC V5V 2C3 | Gas Permit | Residential | Renovation | Issued | Residential - RE&RE hot water tank | Milani Plumbing Heating & Air Conditioning Ltd
GP-2021-03790 | 2022-01-21 | 303 E KING EDWARD AVENUE, Vancouver, BC V5V 2C4 | Gas Permit | Residential | Renovation | Completed | Residential - Installation of one combination boiler and one gas range >To permit exterior and interior alterations to satisfy the wwop to underpin the existing foundation and to alter the interior layout to all levels to allow for a secondary suite in the basement and 1 family on the main and second floor, changing the use to a one family with secondary suite. 1 car garage existing on site to remain, Corner lot with no lane. ***Entire Building to be Sprinklered to NFPA-13D**** SW-2018-00974 - to upgrade existing sewer and water connections Schedule B. Structural & Geotechnical Submitted BY: Sharat Chande (604.291.7434) P.Eng Renovation Energy Upgrade Proposal Submitted BY: Matheus Olmedo, Capital Home Energy, (604.562.0387) Energy Efficiency Upgrades to be in conformance with by-law and table 11.2.1.4. of the 2014 Vancouver Building By-Law | Hiatt Plumbing & Heating Inc
EP-2023-07315 | 2023-08-11 | 2138 E KENT AVENUE SOUTH, Vancouver, BC V5P 4X2 | Electrical Permit | Commercial | Addition | Completed | Installation / Repair - Commercial - This phase will entail the installation of three EV Duty charging station, parking stall 8, center of 48/49 and center of 64/65. All base infrastructure wiring and distribution was installed under permit EP-2021-04134. - Attached is the original load calculation for this project from Permit EP-2021-04134. | Cielo Electric Ltd
NULL | NULL | 2481 E 6TH AVENUE, Vancouver, BC V5M 1P9 | Gas Permit | Residential | New | Draft | Residential - new gas lines | K & E Gas Services Ltd
EP-2022-03404 | 2022-04-27 | 2487 E 6TH AVENUE, Vancouver, BC V5M 1P9 | Electrical Permit | Residential | New | Expired | Temporary Power - Residential - To provide temporary power. Valid April 20/2022 til April 19/2023 To renew EP-2021-03111 | Ample Star Electrical Ltd.
GP-2023-01261 | 2023-04-19 | 174 E 64TH AVENUE, Vancouver, BC V5X 2M4 | Gas Permit | Residential | Renovation | Completed | Residential - FURNACE RE/RE If work on this site could lead to the disturbance of soil advise applicant to contact the Provincial Archeology Branch at 250-953-3334 for necessary permits. | Reliance Comfort Limited Partnership
EP-2023-00639 | 2023-01-25 | 285 E 64TH AVENUE, Vancouver, BC V5X 2M5 | Electrical Permit | Residential | New | Expired | Temporary Power - Residential - To provide temporary power. >>Amend: January 27th -Amend permit to single phase three wire | Highlight Electrical Ltd
PP-2023-01681 | 2023-05-11 | 285 E 64TH AVENUE, Vancouver, BC V5X 2M5 | Plumbing Permit | Residential | New | Completed | Residential - 1FD+SS - #1 & #2 - This is a new house with 27 fixtures >DB: To construct a 2 storey + basement one-family dwelling with a secondary suite located in the basement. Note: Parking for the site has been provided under DB-2022-05293 (Laneway House) Note: The entire building, INCLUDING THE ATTACHED GARAGE (if applicable), to be sprinklered to NFPA 13D. 1- Covenant to be registered prior to sheathing inspection. 2- No strata titling permitted 3- Bar sink proposed in basement 4- No A/C unit proposed | AKAL Plumbing & Heating Ltd
PP-2023-01597 | 2023-05-08 | 285 E 64TH AVENUE, Vancouver, BC V5X 2M5 | Plumbing Permit | Residential | New | Completed | Residential - One Sump No Pump | CANADIAN EXCAVATING LTD.
MP-2023-01085 | 2023-06-13 | 285 E 64TH AVENUE, Vancouver, BC V5X 2M5 | Mechanical Permit | NULL | NULL | Completed | NULL | AKAL Plumbing & Heating Ltd
EP-2023-06434 | 2023-07-17 | 285 E 64TH AVENUE, Vancouver, BC V5X 2M5 | Electrical Permit | Residential | New | Completed | Installation / Repair - Residential - Wiring and installation of CCTV, Tel, Data, Tv and intercom, prewire Security Alarm. >BP: To construct a 2 storey + basement one-family dwelling with a secondary suite ($725,500) located in the basement. Note: Parking for the site has been provided under DB-2022-05293 (Laneway House) Note: The entire building, INCLUDING THE ATTACHED GARAGE (if applicable), to be sprinklered to NFPA 13D. 1- Covenant to be registered prior to sheathing inspection. 2- No strata titling permitted 3- Bar sink proposed in basement 4- No A/C unit proposed 5- Schedule B: Yatendra Kumar Sharma P.Eng (778-863-7076) Structural & Geotechnical 6- HPO: Residential Builder - Arch Developments Limited ***This permit is issued under the VBBL 2019, with updated energy requirements as per bylaw # 12997 effective Jan 01, 2022.*** AMEND: JAN 15/2024 Work description add Home Automation and Total installation Value Up to $16000.00 | Hysun Technology Inc
EP-2023-06498 | 2023-08-01 | 285 E 64TH AVENUE, Vancouver, BC V5X 2M5 | Electrical Permit | Residential | New | Completed | Installation / Repair - Residential - New construction >BP: To construct a 2 storey + basement one-family dwelling with a secondary suite ($725,500) located in the basement. Note: Parking for the site has been provided under DB-2022-05293 (Laneway House) Note: The entire building, INCLUDING THE ATTACHED GARAGE (if applicable), to be sprinklered to NFPA 13D. 1- Covenant to be registered prior to sheathing inspection. 2- No strata titling permitted 3- Bar sink proposed in basement 4- No A/C unit proposed 5- Schedule B: Yatendra Kumar Sharma P.Eng (778-863-7076) Structural & Geotechnical 6- HPO: Residential Builder - Arch Developments Limited ***This permit is issued under the VBBL 2019, with updated energy requirements as per bylaw # 12997 effective Jan 01, 2022.*** | Highlight Electrical Ltd
SP-2023-01372 | 2023-07-28 | 285 E 64TH AVENUE, Vancouver, BC V5X 2M5 | Sprinkler Permit | Residential | New | Completed | Residential - Install sprinklers in SFD >BP: To construct a 2 storey + basement one-family dwelling with a secondary suite located in the basement. Note: Parking for the site has been provided under DB-2022-05293 (Laneway House) Note: The entire building, INCLUDING THE ATTACHED GARAGE (if applicable), to be sprinklered to NFPA 13D. 1- Covenant to be registered prior to sheathing inspection. 2- No strata titling permitted 3- Bar sink proposed in basement 4- No A/C unit proposed 5- Schedule B: Yatendra Kumar Sharma P.Eng (778-863-7076) Structural & Geotechnical 6- HPO: Residential Builder - Arch Developments Limited | Gold Key Fire Protection Ltd
GP-2023-02230 | 2023-07-27 | 285 E 64TH AVENUE, Vancouver, BC V5X 2M5 | Gas Permit | Residential | New | Completed | Residential - This is a new house with 2 fixtures | AKAL Plumbing & Heating Ltd
EP-2023-08129 | 2023-10-03 | 316 E 64TH AVENUE, Vancouver, BC V5X 2M7 | Electrical Permit | Residential | Renovation | Issued | Installation / Repair - Residential - ¦ 1FD- 200A SERVICE UPGRADE ¦ Upgrade service from 100 Amp to 200 Amps >Permit Amendment Feb 01, 2024 -Work Description + Installation Details: Amended ¦ -"add heat pump wiring to Permit. NO ADDITIONAL COST" -Document Review: Rejected ¦ -"load calc is attached" ¦ -Document(s) uploaded to "Application Documents" tab for Electrical Inspector review. Electrical contractor to request an electrical inspection online for the District Electrical Inspector to review document(s): https://plposweb.vancouver.ca/Public/Login.aspx ¦ Include "Document review only" in the requestor comments | Mountain Point Electrical Inc.
GP-2023-04223 | 2023-12-28 | 316 E 64TH AVENUE, Vancouver, BC V5X 2M7 | Gas Permit | Residential | Renovation | Issued | Residential - re/re of hot water tank with tankless water heater | 1236318 BC Ltd DBA Aquatech Vancouver
MP-2024-00005 | 2024-01-03 | 316 E 64TH AVENUE, Vancouver, BC V5X 2M7 | Mechanical Permit | NULL | NULL | Issued | NULL | 1236318 BC Ltd DBA Aquatech Vancouver
EP-2022-01388 | 2022-02-24 | 1791 E 7TH AVENUE, Vancouver, BC V5N 1S1 | Electrical Permit | Residential | Renovation | Completed | Installation / Repair - Residential - relocate sub panel, and change out main panel -the new subpanel will be directly above the main panel on the next floor, we will cut out a 3 by 6 section of drywall the existing main panel is too high so we will lower it to the proper height. We will need to extend the conduit from the meter to the panel on the outside of the house. >>>>>> Amend: April 12th, 2022 -New meter Single phase, 120/240 2 hots 1 neutral | Aaron Ronald Thom
EP-2022-09291 | 2022-11-30 | 45 E 6TH AVENUE, Vancouver, BC V5T 1J3 | Electrical Permit | Commercial | Tenant Improvement | Completed | Installation / Repair - Commercial - - Installing 5 x Electronic Timer switches to replace regular on/off switches >BP: #200 Interior alterations and a change of use from garment manufacturing to clothing manufacturing with ancillary retail to provide improvements for a new tenant at unit #200 on the second floor of this industrial building on this site. E2 - Lighting - Upgrade to incorporate scheduled shutoff (per 9.4.1.1.(i) of ASHRAE 90.1-2016) OK for DTI per S. Dugaro October 21, 2022 | Southpoint Electric Ltd
GP-2023-00493 | 2023-02-09 | 2955 E 8TH AVENUE, Vancouver, BC V5M 1X2 | Gas Permit | Residential | Renovation | Completed | Residential - replacement gas furnace | Joyce Heating Services Ltd
GP-2023-02415 | 2023-08-17 | 2955 E 8TH AVENUE, Vancouver, BC V5M 1X2 | Gas Permit | Residential | Renovation | Completed | Residential - replace gas water heater | Joyce Heating Services Ltd
NULL | NULL | 2966 E 8TH AVENUE, Vancouver, BC V5M 1X1 | Gas Permit | Residential | Addition | Draft | Residential - Re and re furnace | NULL
NULL | NULL | 2966 E 8TH AVENUE, Vancouver, BC V5M 1X1 | Gas Permit | Residential | Addition | Draft | Residential - Re and re furnace | NULL
GP-2022-01758 | 2022-06-08 | 2966 E 8TH AVENUE, Vancouver, BC V5M 1X1 | Gas Permit | Residential | Addition | Completed | Residential - Re and re furnace | Star Heating and Cooling Ltd.
MP-2023-01489 | 2023-08-14 | 2975 E 8TH AVENUE, Vancouver, BC V5M 1X2 | Mechanical Permit | NULL | NULL | Issued | NULL | M & P Plumbing & Heating Ltd
EP-2023-08824 | 2023-10-19 | 2975 E 8TH AVENUE, Vancouver, BC V5M 1X2 | Electrical Permit | Residential | New | Issued | Installation / Repair - Residential - ¦ 2FD + 2SS- 2 SEPARATE 200A SERVICES ¦ Electrical work in a new duplex dwelling *An approved mechanical permit is required for the installation of air conditioning or heat pump unit at the time of installation before an electrical inspection will be performed >Permit Amendment Nov 16, 2023 -Service conductor size changed to 250kcmil -Panels will be labelled, "Max load 180A" -Separate Meter for suite, therefore put 100A overcurrent. (minimum service 100A required) -"Updated load calculations" *Document(s) uploaded to "Application Documents" tab for Electrical Inspector review. Documents are at pending status at time of permit amendment approval >Permit Amendment Oct 23, 2023 -"4/0AL (180A) maximum overcurrent size is 200A ¦ Panels to be labelled "Max load 180A" >BP: To construct a two-storey duplex with two secondary suites ($1,056,500) located in the basement, with a detached accessory building (garage) at the rear providing 2 parking spaces, having vehicular access from the lane. Note: This is a 2 storey building pursuant to the Zoning and Development By-Law. 1. Covenant registered at the Land Title Office under CB326909-CB326910 2. No strata titling of the secondary suites is permitted 3. A/C units proposed at the rear 4. No bar sinks proposed 5. Schedule B: WEO ZHENG SU - 604-367-6645 Structural, Geotechnical, and Architectural 6. BC Housing Residential Builder – Vanwell Homes Ltd. 6. The entire building to be sprinklered to 2 x NFPA 13D ******THIS PERMIT HAS BEEN ISSUED UNDER THE REQUIREMENTS OF VBBL #12511 (2019)****** | SAAB ELECTRIC LTD
EP-2023-08825 | 2023-09-28 | 2975 E 8TH AVENUE, Vancouver, BC V5M 1X2 | Electrical Permit | Residential | New | Issued | Temporary Power - Residential - To provide temporary power. | SAAB ELECTRIC LTD
GP-2023-02974 | 2023-10-10 | 2975 E 8TH AVENUE, Vancouver, BC V5M 1X2 | Gas Permit | Residential | New | Issued | Residential - 2 Ranges gas piping >BP: To construct a two-storey duplex with two secondary suites ($1,056,500) located in the basement, with a detached accessory building (garage) at the rear providing 2 parking spaces, having vehicular access from the lane. | M & P Plumbing & Heating Ltd
MP-2023-01909 | 2023-10-25 | 2975 E 8TH AVENUE, Vancouver, BC V5M 1X2 | Mechanical Permit | NULL | NULL | Issued | NULL | Lumi HVAC Ltd
EP-2023-09331 | 2023-10-17 | 2975 E 8TH AVENUE, Vancouver, BC V5M 1X2 | Electrical Permit | Residential | New | Issued | Installation / Repair - Residential - Security, intercom, tel, tv, data, camera roughing & completion. >BP: To construct a two-storey duplex with two secondary suites ($1,056,500) located in the basement, with a detached accessory building (garage) at the rear providing 2 parking spaces, having vehicular access from the lane. Note: This is a 2 storey building pursuant to the Zoning and Development By-Law. 1. Covenant registered at the Land Title Office under CB326909-CB326910 2. No strata titling of the secondary suites is permitted 3. A/C units proposed at the rear 4. No bar sinks proposed 5. Schedule B: WEO ZHENG SU - 604-367-6645 Structural, Geotechnical, and Architectural 6. BC Housing Residential Builder – Vanwell Homes Ltd. 6. The entire building to be sprinklered to 2 x NFPA 13D ******THIS PERMIT HAS BEEN ISSUED UNDER THE REQUIREMENTS OF VBBL #12511 (2019)****** | Repel Security Systems Ltd
PP-2023-00825 | 2023-04-05 | 2975 E 8TH AVENUE, Vancouver, BC V5M 1X2 | Plumbing Permit | Residential | New | Issued | Residential - 2FD+2SS - WEST - 2975 E 8TH AV - #1 & #2 EAST - 2977 E 8TH AV - #1 & #2 Install Two outside storm sump No pump | PTL Contracting Ltd
SP-2023-00721 | 2023-04-25 | 2975 E 8TH AVENUE, Vancouver, BC V5M 1X2 | Sprinkler Permit | Residential | New | Issued | Residential - 2FD+2SS - WEST - 2975 E 8TH AV - #1 & #2 EAST - 2977 E 8TH AV - #1 & #2 New sprinkler system The entire building to be sprinklered to 2 x NFPA 13D >DB: To construct a two-storey duplex with two secondary suites ($1,056,500) located in the basement, with a detached accessory building (garage) at the rear providing 2 parking spaces, having vehicular access from the lane. Note: This Building Permit will remain in a suspended status until the associated (green) Demolition Permit BP-2022-01295 is completed. Note: This is a 2 storey building pursuant to the Zoning and Development By-Law. 1. Covenant registered at the Land Title Office under CB326909-CB326910 2. No strata titling of the secondary suites is permitted 3. A/C units proposed at the rear 4. No bar sinks proposed | Haven Fire Protection Ltd
PP-2023-02755 | 2023-08-02 | 2975 E 8TH AVENUE, Vancouver, BC V5M 1X2 | Plumbing Permit | Residential | New | Issued | Residential - 2FD+2SS - WEST - 2975 E 8TH AV - #1 & #2 EAST - 2977 E 8TH AV - #1 & #2 plumbing >DB: To construct a two-storey duplex with two secondary suites located in the basement, with a detached accessory building (garage) at the rear providing 2 parking spaces, having vehicular access from the lane. Note: This is a 2 storey building pursuant to the Zoning and Development By-Law. 1. Covenant registered at the Land Title Office under CB326909-CB326910 2. No strata titling of the secondary suites is permitted 3. A/C units proposed at the rear 4. No bar sinks proposed 6. The entire building to be sprinklered to 2 x NFPA 13D ******THIS PERMIT HAS BEEN ISSUED UNDER THE REQUIREMENTS OF VBBL #12511 (2019)****** | M & P Plumbing & Heating Ltd
EP-2022-08135 | 2022-09-25 | 2975 E 8TH AVENUE, Vancouver, BC V5M 1X2 | Electrical Permit | Residential | New | Expired | Temporary Power - Residential - To provide temporary power. | SAAB ELECTRIC LTD
EP-2023-09865 | 2023-11-17 | 3041 E 8TH AVENUE, Vancouver, BC V5M 1X4 | Electrical Permit | Residential | Renovation | Issued | Installation / Repair - Residential - ¦ 1FD- 200A SERVICE UPGRADE ¦ 100 amp to 200 amp service upgrade | Econ Energy Group Ltd
EP-2022-06245 | 2022-07-24 | 3055 E 8TH AVENUE, Vancouver, BC V5M 1X4 | Electrical Permit | Residential | New | Expired | Temporary Power - Residential - To provide temporary power. Amend: Aug 3, 2022 Amendment my permit discription 120/208v 100A 3 wire to 120/240V 100A 3 WIRE | AKKAS ELECTRICAL LTD
PP-2023-00147 | 2023-01-16 | 3055 E 8TH AVENUE, Vancouver, BC V5M 1X4 | Plumbing Permit | Residential | New | Completed | Residential - 2FD - ONE SUMP WITHOUT PUMP | Bhullar Excavating and Demolition
EP-2022-10141 | 2022-12-02 | 3055 E 8TH AVENUE, Vancouver, BC V5M 1X4 | Electrical Permit | Residential | New | Completed | Installation / Repair - Residential - 2FD - FRONT - 3055 E 8TH AV BACK - 3053 E 8TH AV New Construction of two family dwelling >DB: To construct a two-storey two-family dwelling with a detached accessory building (garage) at the rear providing 2 parking spaces, having vehicular access from the lane. This is a 2 storey building pursuant to the Zoning and Development By-Law 1. No strata titling permitted. 2. A/C units proposed in rear yard. 3. Bar sinks proposed in main floor. The entire building, to be sprinklered to 2 x NFPA 13D. | Apaar Electrical Ltd
EP-2023-04015 | 2023-05-08 | 3055 E 8TH AVENUE, Vancouver, BC V5M 1X4 | Electrical Permit | Residential | New | Completed | Installation / Repair - Residential - Extra Low voltage rough wire & finish for alarm, data, cable, doorbell & CCTV. >BP: To construct a two-storey two-family dwelling with a detached accessory building (garage) at the rear providing 2 parking spaces, having vehicular access from the lane. This is a 2 storey building pursuant to the Zoning and Development By-Law 1. No strata titling permitted. 2. A/C units proposed in rear yard. 3. Bar sinks proposed in main floor. 4. Schedule B: P.Eng. Alan Prahalad (604.831.1431) Structural & Geotechnical 5. HPO: Sekigo Developments Corporation ******THIS PERMIT HAS BEEN ISSUED UNDER THE REQUIREMENTS OF VBBL #12511 (2019)****** Combustible projections or roof soffits on an exposing building face shall not project to less than .45m from the property line and shall be in compliance with VBBL 2019 9.10.15.5.(9) The entire building, to be sprinklered to 2 x NFPA 13D. | Paratech Integrated Systems Ltd
GP-2023-01571 | 2023-05-16 | 3055 E 8TH AVENUE, Vancouver, BC V5M 1X4 | Gas Permit | Residential | New | Completed | Residential - 2 range and 2 bbq >BP: To construct a two-storey two-family dwelling with a detached accessory building (garage) | Deep Gas Fitting Ltd.
SP-2023-00860 | 2023-05-16 | 3055 E 8TH AVENUE, Vancouver, BC V5M 1X4 | Sprinkler Permit | Residential | New | Completed | Residential - DUPLEX WITH NEW SPRINKLERS >BP: To construct a two-storey two-family dwelling with a detached accessory building (garage) at the rear providing 2 parking spaces, having vehicular access from the lane. This is a 2 storey building pursuant to the Zoning and Development By-Law 1. No strata titling permitted. 2. A/C units proposed in rear yard. 3. Bar sinks proposed in main floor. 4. Schedule B: P.Eng. Alan Prahalad (604.831.1431) Structural & Geotechnical 5. HPO: Sekigo Developments Corporation | BC Fire Sprinklers Ltd
NULL | NULL | 2011 E 7TH AVENUE, Vancouver, BC V5N 1S5 | Electrical Permit | Residential | Renovation | Withdrawn | Installation / Repair - Residential - New 200a Electrical service upgrade w/ Private power pole. | Terminal City Electric Ltd
EP-2023-07818 | 2023-09-06 | 2011 E 7TH AVENUE, Vancouver, BC V5N 1S5 | Electrical Permit | Residential | Renovation | Completed | Installation / Repair - Residential - Upgrade existiing service to 200A, by installing a new 200A service w/ private power pole. | Terminal City Electric Ltd
EP-2023-08865 | 2023-10-03 | 2057 E 7TH AVENUE, Vancouver, BC V5N 1S5 | Electrical Permit | Residential | Addition | Issued | Installation / Repair - Residential - Upgrade service to 200amps from current 100 amp. New service masts on east side of house refeeding existing panel in house. New 200amp main panel. Grounding and bonding. | Balsam Electric Ltd
EP-2023-00407 | 2023-01-18 | 3045 E 7TH AVENUE, Vancouver, BC V5M 1V4 | Electrical Permit | Residential | Renovation | Completed | Installation / Repair - Residential - service upgrade 100 amp from 60amp -grounding and bonding upgrade | Larry Husty
EP-2023-02945 | 2023-04-05 | 2696 E HASTINGS STREET, Vancouver, BC V5K 1Z6 | Electrical Permit | Commercial | Tenant Improvement | Completed | Installation / Repair - Commercial - Exterior signage connection SI-2022-00498, SI-2022-00499 & SI-2022-00500 and additional receptacles for TV. | High Point Electric Ltd
EP-2022-10246 | 2022-12-06 | 62 E CORDOVA STREET, Vancouver, BC V6A 1K2 | Electrical Permit | Commercial | Renovation | Issued | Installation / Repair - Commercial - Low voltage installation of security CCTV system | Telus Custom Security Systems Inc
EP-2023-03362 | 2023-04-19 | 100 E CORDOVA STREET, Vancouver, BC V6A 1K9 | Electrical Permit | Commercial | Renovation - Dwelling Unit(s) only | Completed | Installation / Repair - Commercial - Walkway lighting on roof creating a path to the elevator machine room. | High Point Electric Ltd
NULL | NULL | 107 E CORDOVA STREET, Vancouver, BC | Electrical Permit | Commercial | Addition | Draft | Installation / Repair - Commercial - Install 2 level 2 EVSE at EasyPark Lot 4 - 107 E Cordova St., Vancouver. 1. Supply and install Cutler Hammer 2P40A breaker x2 2. Run 1" EMT tubing from Panel D to parking stall #269 & #270 for 28 meters 3. Install pedestal and two Flo CoRe+ EV chargers | APC ALARM CORP
EP-2023-10463 | NULL | 107 E CORDOVA STREET, Vancouver, BC | Electrical Permit | Commercial | Addition | Applicant Revisions | Installation / Repair - Commercial - Install 2 level 2 EV chargers on ground level. Run 1" EMT tubing from Panel D to parking stalls outside the electrical room. Install a pedestal and two FLO CoRe+ EV chargers. | APC ALARM CORP
EP-2023-06765 | NULL | 124 E CORDOVA STREET, Vancouver, BC V6A 1K9 | Electrical Permit | Commercial | NULL | Application Incomplete | Annual / Operating - Interior filming 3 locations 291 E Georgia St , 843 E Hastings, 124 E Cordova St | NULL
EP-2023-01462 | 2023-02-21 | 144 E CORDOVA STREET, Vancouver, BC V6A 1K9 | Electrical Permit | Commercial | New | Issued | Temporary Power - Commercial - To provide temporary power. | Colwin Electrical Group
EP-2021-07411 | 2022-02-11 | 3523 E GEORGIA STREET, Vancouver, BC V5K 2L9 | Electrical Permit | Residential | New | Completed | Installation / Repair - Residential - 2FD - FRONT UNIT - 3523 E GEORGIA ST - #1 BACK UNIT - 3523 E GEORGIA ST - #2 Main service 200amp Duplex service per each unit will be 125 amps with a duplex meter base To construct a two and half storey two-family dwelling with a detached accessory building (garage), at the rear providing 2 parking spaces, having vehicular access from the lane. 1. A/C Unit proposed in rear yard | A 1 Tech Electric Ltd
GP-2022-00429 | 2022-02-11 | 3523 E GEORGIA STREET, Vancouver, BC V5K 2L9 | Gas Permit | Residential | New | Completed | Residential - Two complete boilers and piping only for two stoves. To construct a two and half storey two-family dwelling with a detached accessory building (garage) , at the rear providing 2 parking spaces, having vehicular access from the lane. 1. A/C Unit proposed in rear yard 2. Schedule B: (Jason Hui) P.Eng (778.319.3403) Structural & Geotechnical 3. BC Housing (Triple Crown Homes Ltd.) | Ultra Mechanical Ltd
GP-2023-00674 | 2023-02-23 | 3542 E GEORGIA STREET, Vancouver, BC V5K 2L8 | Gas Permit | Residential | Renovation | Completed | Residential - re re furnace | Thomson Industries Ltd
GP-2023-00959 | 2023-03-17 | 1391 E 61ST AVENUE, Vancouver, BC V5X 2C8 | Gas Permit | Residential | Tenant Improvement | Completed | Residential - Re and Re the furnace | Moore & Russell Heating Ltd
GP-2022-00009 | 2022-01-05 | 852 E 63RD AVENUE, Vancouver, BC V5X 2K8 | Gas Permit | Residential | Renovation | Completed | Residential - Furnace Upgrade RE & Re @ 80,000 BTU | Chappa Kurte, Ricardo DBA: The Cool Guys
GP-2022-03008 | 2022-10-05 | 1541 E 62ND AVENUE, Vancouver, BC V5P 2K6 | Gas Permit | Residential | Renovation | Completed | Residential - REANDRE OF GAS COOKTOP | Coal Harbour Mechanical Ltd
GP-2023-02233 | 2023-07-28 | 1595 E 62ND AVENUE, Vancouver, BC V5P 2K6 | Gas Permit | Residential | Renovation | Issued | Residential - Gas furnace removal/decommissioning | One Track Heating & Air Conditioning Inc.
MP-2023-01378 | 2023-07-27 | 1595 E 62ND AVENUE, Vancouver, BC V5P 2K6 | Mechanical Permit | NULL | NULL | Issued | NULL | One Track Heating & Air Conditioning Inc.
EP-2023-04555 | 2023-06-01 | 1595 E 62ND AVENUE, Vancouver, BC V5P 2K6 | Electrical Permit | Residential | Addition | Completed | Installation / Repair - Residential - -Supply and install private pole at property boundary -Supply and install 200A meter base on private pole -Supply and install conduit and service entry head on private pole -Trench from private pole to below patio - minimum 26" deep -Supply and install 250kcmil ACWU from meter base to new 200A panel location -Enter cable above ground, below basement window -Supply and install 200A panel in new location in basement, below window -Supply and install junction box in place of existing panel -Supply and install cabling to extend existing circuits from panel to junction box -Test connections and commission 200A panel -Supply and install new ground plate -Supply and install system ground to gas and water -service upgrade from 100amp to 200amp | TDR Electric Inc
EP-2023-07568 | 2023-08-28 | 1595 E 62ND AVENUE, Vancouver, BC V5P 2K6 | Electrical Permit | Residential | Addition | Completed | Installation / Repair - Residential - -Supply and install 40A Breaker in the Main Panel -Supply and install 8 AWG 3C Teck from the Main Panel to a PVC Junction Box under the Patio (North Side of Window) -Supply and install 3/4" PVC Conduit and Cabling from Junction Box, following the concrete footing, to a Disconnect at the Heat Pump Condenser Location -Supply and install 15A Breaker in the Main Panel -Supply and install 12 AWG 2C Teck from the Main Panel to a Disconnect at the Air Handler Location (Boiler Room) -MP-2023-01378 | TDR Electric Inc
GP-2022-00049 | NULL | 1778 E 62ND AVENUE, Vancouver, BC V5P 2L1 | Gas Permit | Residential | Renovation | Withdrawn | Residential - Remove and replace boiler | Ashton Service Group/Ashton Mechanical Ltd.
EP-2023-07369 | NULL | 1957 E 7TH AVENUE, Vancouver, BC V5N 1S3 | Electrical Permit | Residential | Renovation | Applicant Revisions | Installation / Repair - Residential - Add heat pump AC unit is going at the back of the house in the yard *An approved mechanical permit is required for the installation of air conditioning or heat pump unit at the time of installation before an electrical inspection will be performed | 1325941 B.C. LTD.
GP-2022-02495 | 2022-08-23 | 3098 E 7TH AVENUE, Vancouver, BC V5M 1V5 | Gas Permit | Residential | Renovation | Completed | Residential - Tankless Hot Water Heater | Hillcrest Plumbing & Heating (1991) Ltd
GP-2022-02847 | 2022-09-26 | 3495 E GEORGIA STREET, Vancouver, BC V5K 2L6 | Gas Permit | Commercial | Renovation | Completed | Commercial - Installation of Gas Furnace | ROMA Heating Ltd
EP-2022-04139 | 2022-05-19 | 2602 E HASTINGS STREET, Vancouver, BC V5K 1Z6 | Electrical Permit | Commercial | Renovation | Completed | Installation / Repair - Commercial - LED upgrade lamp and ballast | Energy Network Services Inc
EP-2022-07733 | 2022-09-15 | 2621 E HASTINGS STREET, Vancouver, BC V5K 1Z5 | Electrical Permit | Commercial | Tenant Improvement | Completed | Installation / Repair - Commercial - change the outside plug from regular box to weather proof box with gfci plug RE-CF:2022-006979 ** Amend 09/20/2022** First was i fix the outside plug now want to amendment the permit Remove the wire and the outside plug that is done without permit | Oxford Electric Ltd
EP-2022-03626 | 2022-05-04 | 1669 E BROADWAY, Vancouver, BC V5N 1V9 | Electrical Permit | Commercial | Renovation | Completed | Installation / Repair - Commercial - Installation of 4 level 2 EV charging stations in parkade. | Corporate Electric Limited
EP-2022-08136 | 2022-09-27 | 1986 E BROADWAY, Vancouver, BC V5N 1W5 | Electrical Permit | Residential | Renovation | Completed | Installation / Repair - Residential - upgrade existing 100 amp service to 200 amps, add ground plate and gas bond. | TLX Electric Inc
EP-2023-10652 | 2023-11-26 | 927 E 63RD AVENUE, Vancouver, BC V5X 2K9 | Electrical Permit | Residential | New | Issued | Temporary Power - Residential - To provide temporary power. | Aidea Solutions Ltd
GP-2022-03361 | 2022-10-28 | 942 E 63RD AVENUE, Vancouver, BC V5X 2K8 | Gas Permit | Residential | Tenant Improvement | Cancelled | Residential - Re Re Furnace | Moore & Russell Heating Ltd
GP-2023-01879 | 2023-06-21 | 999 E 63RD AVENUE, Vancouver, BC V5X 2K9 | Gas Permit | Residential | Renovation | Completed | Residential - HWT re&re | Ferenc Nagy
EP-2022-06815 | 2022-08-17 | 144 E 6TH AVENUE, Vancouver, BC V5T 1J5 | Electrical Permit | Commercial | NULL | Expired | Special Event - Cabtire/portable cable use for special event EVENT: @sound_therapy.wav 2022 | Brennan M Wauters
GP-2022-02087 | 2022-07-15 | 148 E 6TH AVENUE, Vancouver, BC V5T 1J5 | Gas Permit | Residential | Renovation | Cancelled | Residential - inspect gas cook top | Reactive Plumbing & Heating Ltd
EP-2023-04434 | 2023-05-23 | 148 E 6TH AVENUE, Vancouver, BC V5T 1J5 | Electrical Permit | Commercial | NULL | Issued | Annual / Operating - Maintenance of existing operating electrical equipment. Undertake to regularly assess, operate, and maintain the electrical equipment on a regular basis in compliance with the Electrical By-law No. 5563. | Terminal City Electric Ltd
PP-2022-02251 | 2022-06-27 | 148 E 6TH AVENUE, Vancouver, BC V5T 1J5 | Plumbing Permit | Residential | Renovation | Completed | Residential - work completed by another company over 10 years, permit needs to be closed and requires a plumbing inspection >Interior alterations to combine unit 106 and 105 into one unit on the first floor to this existing multiple dwelling. Retaining unit # 105 . Related to DP-2019-00821 CRP: Elizabeth MacKenzie architect, Tel.: (604) 731-9157 Note: "This permit has been reviewed under the 2019 Vancouver Building By-law (#12511)." “Reviewed during the 2020 pandemic crisis | Reactive Plumbing & Heating Ltd
EP-2022-03042 | 2022-04-19 | 148 E 6TH AVENUE, Vancouver, BC V5T 1J5 | Electrical Permit | Residential | Renovation | Completed | Installation / Repair - Residential - Looking to close the building permit for existing electrical -nspection area is kitchen and bathroom. It was done long time ago depending the on the inspector if can treated as grandfather or more work to be involved >BP: Interior alterations to combine unit 106 and 105 into one unit on the first floor to this existing multiple dwelling. Retaining unit # 105 . Related to DP-2019-00821 CRP: Elizabeth MacKenzie architect, Tel.: (604) 731-9157 Note: "This permit has been reviewed under the 2019 Vancouver Building By-law (#12511)." “Reviewed during the 2020 pandemic crisis | Line In Electric Ltd
GP-2023-03961 | 2023-12-10 | 350 E 6TH AVENUE, Vancouver, BC V5T 1K1 | Gas Permit | Residential | Addition | Completed | Residential - Furnace re/re 70,000 BTU | HAMZEH GERAMI Dba Nation Heating & Cooling
GP-2022-03353 | 2022-10-28 | 368 E 6TH AVENUE, Vancouver, BC V5T 1K3 | Gas Permit | Residential | Renovation | Completed | Residential - Hot Water Tank Replacement | Hillcrest Plumbing & Heating (1991) Ltd
EP-2022-07889 | 2022-09-22 | 2650 E 7TH AVENUE, Vancouver, BC V5M 1T5 | Electrical Permit | Residential | New | Cancelled | Installation / Repair - Residential - >>>HOMEOWNER PERMIT<<< Installation of cable between house and garage capable of 125A current Bury cable according to electrical code and inspector instructions (24 inches deep, 3 inches of sand, cable, 3 inches of sand, 10 inches of earth, electrical warning tape, earth to grade). Install subpanel connected to cable. Install electrical outlets in garage for utilities Install simple lighting and switch >BP: CF-2020-014003 Exterior alterations to validate the construction of the deck at the rear of the second floor of this existing two storey one family dwelling and to construct a new detached two car garage (22'X21.92) having vehicular access from the rear lane on this inside with lane site. Work without permit carport to be removed as part of this application. | NULL
EP-2023-03065 | 2023-04-28 | 2650 E 7TH AVENUE, Vancouver, BC V5M 1T5 | Electrical Permit | Residential | Addition | Completed | Installation / Repair - Residential - TO CONTINUE WORK STARTED BY THE HOMEOWNER (EP-2022-07889) Electrical work for the new double garage; upgrading the electrical service from 100A 120/240 1 phase 3 wires to 200A 120/240V 1 phase 3 wire, installing power outlet for future EV Charger. >>BP: CF-2020-014003 Exterior alterations to validate the construction of the deck at the rear of the second floor of this existing two storey one family dwelling and to construct a new detached two car garage (22'X21.92) having vehicular access from the rear lane on this inside with lane site. Work without permit carport to be removed as part of this application. | SNG Electric Ltd
MP-2023-01975 | 2023-11-03 | 2650 E 7TH AVENUE, Vancouver, BC V5M 1T5 | Mechanical Permit | NULL | NULL | Completed | NULL | Thomson Industries Ltd
EP-2023-09499 | 2023-10-31 | 2650 E 7TH AVENUE, Vancouver, BC V5M 1T5 | Electrical Permit | Residential | Renovation | Issued | Installation / Repair - Residential - wire in heat pump *An approved mechanical permit is required for the installation of air conditioning or heat pump unit at the time of installation before a final electrical inspection will be performed | Thomson Industries Ltd
PP-2023-03685 | 2023-11-15 | 2656 E 7TH AVENUE, Vancouver, BC V5M 1T5 | Plumbing Permit | Residential | Renovation | Issued | Residential - Create a legal suite in the basement. Case File CF-2022-011826 - in violation >BP: Interior alterations to provide improvements on the Basement Floor and to change the use from the existing Single Detached House to a Single Detached House with Secondary Suite building. | 1268803 BC Ltd
GP-2023-03750 | 2023-11-28 | 2656 E 7TH AVENUE, Vancouver, BC V5M 1T5 | Gas Permit | Residential | Renovation | Completed | Residential - re re water heater | Thomson Industries Ltd
MP-2023-02119 | 2023-11-30 | 2656 E 7TH AVENUE, Vancouver, BC V5M 1T5 | Mechanical Permit | NULL | NULL | Completed | NULL | Thomson Industries Ltd
EP-2023-10474 | 2023-12-01 | 2656 E 7TH AVENUE, Vancouver, BC V5M 1T5 | Electrical Permit | Residential | Renovation | Completed | Installation / Repair - Residential - wire in heat pump *MP-2023-02119: Issued (Heating and Cooling) >BP: Interior alterations to provide improvements on the Basement Floor and to change the use from the existing Single Detached House to a Single Detached House with Secondary Suite building. Note: The scope of work includes the validation of the unauthorized rear deck. Note: No strata-titling will be permitted. An annual Vancouver Business License must be obtained prior to the rental of this approved one-family dwelling and/or secondary suite on this site. Install interconnected, hardwired, 120 volt smoke alarms with battery back-up and silencing feature, in each sleeping unit and within 5m outside each sleeping areas on each storey as per Building Bylaw 9.10.19.3 Install Carbon Monoxide Alarm as per Building By-Law 9.32.4.2 Upgrade work under Part 11 (based on value of work – energuide related Part 11.2.1.4.) Ceiling height to be a min. 6ft 6" over 80% of the suite area and all exit routes Dedicated 3'-0" wide firefighting access path with overhead clearance of 2m to be maintained at all times The services of a structural engineer may be required, based upon site inspection by the District Building Inspector A Sprinkler permit may be required, as determined by the District Building Inspector. | Thomson Industries Ltd
EP-2023-06123 | 2023-07-27 | 2656 E 7TH AVENUE, Vancouver, BC V5M 1T5 | Electrical Permit | Residential | Renovation | Issued | Installation / Repair - Residential - Renovation of a new basement to accommodate a new suite. New circuits for kitchen appliances, general usage and lighting. circuit separation to each panel and smoke alarm installation. (CF-2022-011826) Main breaker is a 200-Amp panel in the suite, that has a 200-Amp termination lug kit installed that feeds another 200-Amp panel for the main portion of the home, with 250kcmil ACWU from the main panel to the panel upstairs. Service Conductors = 250 AL RW90 Main Panel(in suite) = 200A Feeder to sub panel (main portion) = 250kcmil AL ACWU Sub Panel(main portion) = 200A >BP: Interior alterations to provide improvements on the Basement Floor and to change the use from the existing Single Detached House to a Single Detached House with Secondary Suite building. Note: The scope of work includes the validation of the unauthorized rear deck. Note: No strata-titling will be permitted. An annual Vancouver Business License must be obtained prior to the rental of this approved one-family dwelling and/or secondary suite on this site. Install interconnected, hardwired, 120 volt smoke alarms with battery back-up and silencing feature, in each sleeping unit and within 5m outside each sleeping areas on each storey as per Building Bylaw 9.10.19.3 Install Carbon Monoxide Alarm as per Building By-Law 9.32.4.2 The services of a structural engineer may be required, based upon site inspection by the District Building Inspector A Sprinkler permit may be required, as determined by the District Building Inspector. | TCA Industries Ltd
NULL | NULL | 2656 E 7TH AVENUE, Vancouver, BC V5M 1T5 | Plumbing Permit | Residential | Renovation | Draft | Residential - Replace existing copper lines with pex. Relocate basement drainage for 2656 E 7th portion of house, bath, sink and toilet to new locations as per the building permit DB-2023-00903. | Clay Construction Inc
EP-2022-07019 | 2022-08-22 | 2656 E 7TH AVENUE, Vancouver, BC V5M 1T5 | Electrical Permit | Residential | New | Completed | Installation / Repair - Residential - 200A Overhead Service Upgrade from 100A >>Amend: Sept. 23, 2022 -Service Portion rough in has passed and reconnection has been done. We would like to replace the existing subpanel upstairs as well, and would need the permit to also include this portion. This was included in our proposal to the client, however specification was missed on the original permit application. The value of the project has not changed. We need the permit application to be amended to include the new subpanel located upstairs. **Amend 11/24/2022** Reinstallation of existing circuit not installed as per CEC. We would like to correct this by reinstalling a new circuit for a fireplace | TCA Industries Ltd
GP-2023-02654 | 2023-09-11 | 2659 E 7TH AVENUE, Vancouver, BC V5M 1T6 | Gas Permit | Residential | Tenant Improvement | Completed | Residential - 1 Furnace Replacing the furnace in the mechanical room at the first floor | Airxcel Heating & Cooling Ltd
GP-2023-04225 | 2023-12-28 | 3210 E 7TH AVENUE, Vancouver, BC V5M 1V9 | Gas Permit | Residential | Renovation | Completed | Residential - REPLACE A FURNACE | SUNFLOWER HOME SERVICE LTD
GP-2022-01755 | 2022-06-14 | 3261 E 7TH AVENUE, Vancouver, BC V5M 1V8 | Gas Permit | Residential | Renovation - Dwelling Unit(s) only | Completed | Residential - FURNACE REPLACEMENT | CoStar Home Energy Ltd
GP-2022-00732 | 2022-03-17 | 1384 E 8TH AVENUE, Vancouver, BC V5N 1T2 | Gas Permit | Residential | Addition | Completed | Residential - Installation of air handler | Drips & Drains Plumbing and Heating Ltd
PP-2022-00860 | 2022-03-14 | 555 E 7TH AVENUE, Vancouver, BC V5T 1N8 | Plumbing Permit | Residential | New | Completed | Residential - 2FD - FRONT UNIT - 557 E 7TH AV BACK UNIT - 555 E 7TH AV to install new plumbing fixtures for Duplex To construct a two-family Dwelling with a detached two car garage in the rear having vehicular access from the lane. The entire building to be sprinklered to 2xNFPA 13D. 1. A/C units proposed on roof 2. Bar sink not proposed AMEND: MAY 3/2022 Add 3 deck drains | ACME PLUMBING HEATING & GAS LTD.
SP-2022-00532 | 2022-04-13 | 555 E 7TH AVENUE, Vancouver, BC V5T 1N8 | Sprinkler Permit | Residential | New | Completed | Residential - to install a new sprinkler system for duplex >BP: To construct a two-family Dwelling with a detached two car garage in the rear having vehicular access from the lane. The entire building to be sprinklered to 2xNFPA 13D. 1. A/C units proposed on roof 2. Bar sink not proposed 3. Schedule B Md. Shahidul Alam P.Eng (604-653-7475) Architectural and Structural 4. Schedule B Paullus K. F. Young P.Eng (604-841-7748) Geotechnical 5. BC Housing Stadium Homes Ltd All mechanical equipment shall conform to the Vancouver Noise Control by-law # 6555. A/C unit located in roof deck is accepted with the condition of maximum sound rating of 45 on an approved sound meter. Owner and Permit Applicant to ensure all exterior mechanical units shall conform to Noise by-law 6555 at site. Note: This is a 2 storey building pursuant to the Zoning and Development By-Law All rooms adjacent to East and West exposing building face shall be sprinklered. "Combustible projections or roof soffits on an exposing building face shall not project to less than .45m from the property line and shall be in compliance with VBBL 2019 9.10.15.5.(9)" ******THIS PERMIT HAS BEEN ISSUED UNDER THE REQUIREMENTS OF VBBL 2019****** New 2 FD (front / back) Assigned Addressing: FRONT UNIT 557 E 7th Av - One Family Dwelling (south portion of basement, 1st - 3rd storey) BACK UNIT 555 E 7th Av - One Family Dwelling (north portion of basement, 1st - 3rd storey) | ACME PLUMBING HEATING & GAS LTD.
EP-2022-03422 | 2022-04-28 | 555 E 7TH AVENUE, Vancouver, BC V5T 1N8 | Electrical Permit | Residential | New | Completed | Installation / Repair - Residential - A two-family Dwelling. 200 amp main service 125 amp for each unit. >BP: To construct a two-family Dwelling with a detached two car garage in the rear having vehicular access from the lane. The entire building to be sprinklered to 2xNFPA 13D. 1. A/C units proposed on roof 2. Bar sink not proposed 3. Schedule B Md. Shahidul Alam P.Eng (604-653-7475) Architectural and Structural 4. Schedule B Paullus K. F. Young P.Eng (604-841-7748) Geotechnical 5. BC Housing Stadium Homes Ltd All mechanical equipment shall conform to the Vancouver Noise Control by-law # 6555. A/C unit located in roof deck is accepted with the condition of maximum sound rating of 45 on an approved sound meter. Owner and Permit Applicant to ensure all exterior mechanical units shall conform to Noise by-law 6555 at site. Note: This is a 2 storey building pursuant to the Zoning and Development By-Law All rooms adjacent to East and West exposing building face shall be sprinklered. "Combustible projections or roof soffits on an exposing building face shall not project to less than .45m from the property line and shall be in compliance with VBBL 2019 9.10.15.5.(9)" ******THIS PERMIT HAS BEEN ISSUED UNDER THE REQUIREMENTS OF VBBL 2019****** | H.L. ELECTRICAL LTD
GP-2022-01321 | 2022-04-28 | 555 E 7TH AVENUE, Vancouver, BC V5T 1N8 | Gas Permit | Residential | New | Completed | Residential - to install boiler, range, and rough in piping for bbq Amend: Aug 29, 2022 change the gas Range finish to rough-in only for both units >BP: To construct a two-family Dwelling with a detached two car garage in the rear having vehicular access from the lane. *This Building Permit will remain in a suspended status until the associated (green) Demolition Permit BP-2021-00787 is completed. The entire building to be sprinklered to 2xNFPA 13D. 1. A/C units proposed on roof 2. Bar sink not proposed 3. Schedule B Md. Shahidul Alam P.Eng (604-653-7475) Architectural and Structural 4. Schedule B Paullus K. F. Young P.Eng (604-841-7748) Geotechnical 5. BC Housing Stadium Homes Ltd All mechanical equipment shall conform to the Vancouver Noise Control by-law # 6555. A/C unit located in roof deck is accepted with the condition of maximum sound rating of 45 on an approved sound meter. Owner and Permit Applicant to ensure all exterior mechanical units shall conform to Noise by-law 6555 at site. Note: This is a 2 storey building pursuant to the Zoning and Development By-Law All rooms adjacent to East and West exposing building face shall be sprinklered. "Combustible projections or roof soffits on an exposing building face shall not project to less than .45m from the property line and shall be in compliance with VBBL 2019 9.10.15.5.(9)" ******THIS PERMIT HAS BEEN ISSUED UNDER THE REQUIREMENTS OF VBBL 2019****** New 2 FD (front / back) Assigned Addressing: FRONT UNIT 557 E 7th Av - One Family Dwelling (south portion of basement, 1st - 3rd storey) BACK UNIT 555 E 7th Av - One Family Dwelling (north portion of basement, 1st - 3rd storey) | ACME PLUMBING HEATING & GAS LTD.
PP-2022-00006 | 2022-01-04 | 555 E 7TH AVENUE, Vancouver, BC V5T 1N8 | Plumbing Permit | Residential | New | Completed | Residential - installation of sump in backyard | J B Siteworks Inc
GP-2022-02429 | 2022-08-18 | 555 E 7TH AVENUE, Vancouver, BC V5T 1N8 | Gas Permit | Residential | New | Completed | Residential - Hookup of new gas range with dedicated shut off valve including anti-tip >To construct a two-family Dwelling with a detached two car garage in the rear having vehicular access from the lane. *This Building Permit will remain in a suspended status until the associated (green) Demolition Permit BP-2021-00787 is completed. The entire building to be sprinklered to 2xNFPA 13D. 1. A/C units proposed on roof 2. Bar sink not proposed 3. Schedule B Md. Shahidul Alam P.Eng (604-653-7475) Architectural and Structural 4. Schedule B Paullus K. F. Young P.Eng (604-841-7748) Geotechnical 5. BC Housing Stadium Homes Ltd All mechanical equipment shall conform to the Vancouver Noise Control by-law # 6555. A/C unit located in roof deck is accepted with the condition of maximum sound rating of 45 on an approved sound meter. Owner and Permit Applicant to ensure all exterior mechanical units shall conform to Noise by-law 6555 at site. Note: This is a 2 storey building pursuant to the Zoning and Development By-Law All rooms adjacent to East and West exposing building face shall be sprinklered. "Combustible projections or roof soffits on an exposing building face shall not project to less than .45m from the property line and shall be in compliance with VBBL 2019 9.10.15.5.(9)" ******THIS PERMIT HAS BEEN ISSUED UNDER THE REQUIREMENTS OF VBBL 2019****** | Super Tech Appliances Installation Ltd
EP-2023-00446 | 2023-01-19 | 563 E 7TH AVENUE, Vancouver, BC V5T 1N8 | Electrical Permit | Residential | Renovation - Dwelling Unit(s) only | Completed | Installation / Repair - Residential - rewire renovation areas of home (bathroom. kitchen .dining. back entry) add plugs and lights in garage clean up existing wireing add smoke detectors ensure all existing knob and tube wireing to be decommissioned >DB: Exterior and interior alterations to renovate this existing Single Detached House. Scope of work includes interior alteration and installing a new deck and alteration to rear yard access | Jonkman Electric Ltd
GP-2023-00989 | 2023-03-23 | 563 E 7TH AVENUE, Vancouver, BC V5T 1N8 | Gas Permit | Residential | Renovation | Completed | Residential - 1 boiler; 1 cook top; 1 BBQ >BP: Exterior and interior alterations to renovate this existing Single Detached House. >>Amend; April 17th -Hello we issued this permit in error without verifying some information. -in the work description, it states: 1 boiler; 1 cook top; 1 BBQ -in the Total Replacement field, it states only one unit -please clarify if the other appliances are new or replacements -should be total 3 replacement appliances >>Amend: April 18th - total 3 appliance replacements | Avante Plumbing & Heating Ltd
EP-2023-01631 | 2023-02-27 | 563 E 7TH AVENUE, Vancouver, BC V5T 1N8 | Electrical Permit | Residential | Renovation | Completed | Installation / Repair - Residential - Low voltage only - install data, telephone and TV wiring. >BP: Exterior and interior alterations to renovate this existing Single Detached House. Scope of work includes interior alteration and installing a new deck and alteration to rear yard access | Spectrum Networks Inc
PP-2023-00479 | 2023-02-10 | 563 E 7TH AVENUE, Vancouver, BC V5T 1N8 | Plumbing Permit | Residential | Renovation | Completed | Residential - Plumbing >BP: Exterior and interior alterations to renovate this existing Single Detached House. Scope of work includes interior alteration and installing a new deck and alteration to rear yard access | Avante Plumbing & Heating Ltd
EP-2022-08168 | 2022-09-27 | 3284 E BROADWAY, Vancouver, BC V5M 1Z8 | Electrical Permit | Commercial | Addition | Completed | Installation / Repair - Commercial - Installation of 1 Interior CCTV camera AMEND: JAN 24/2023 Please add $450.20 to the job value | Price's Alarm Systems Ltd.
EP-2022-05408 | 2022-06-24 | 3284 E BROADWAY, Vancouver, BC V5M 1Z8 | Electrical Permit | Commercial | Addition | Completed | Installation / Repair - Commercial - Security System Installation | Price's Alarm Systems Ltd.
EP-2023-07712 | 2023-08-25 | 3284 E BROADWAY, Vancouver, BC V5M 1Z8 | Electrical Permit | Commercial | New | Issued | Installation / Repair - Commercial - Low voltage installation of security CCTV system | Telus Custom Security Systems Inc
EP-2022-02263 | 2022-03-22 | 3284 E BROADWAY, Vancouver, BC V5M 1Z8 | Electrical Permit | Commercial | Tenant Improvement | Completed | Installation / Repair - Commercial - Rough-in & Install 1 Phase 60 Amp - 208V Power for Duct Heaters Rough-in & Install 1 Phase 45 Amp - 208V Power for Duct Heaters Supply & Install New 1 Phase Disconnect Switch | Santec Electric Inc
GP-2022-00963 | 2022-03-28 | 3325 E BROADWAY, Vancouver, BC V5M 2A1 | Gas Permit | Residential | Tenant Improvement | Completed | Residential - Furnace & hot water tank replacement | Wah Fai Plumbing & Heating Inc
EP-2022-03505 | 2022-05-02 | 50 E CORDOVA STREET, Vancouver, BC V6A 1K2 | Electrical Permit | Commercial | Tenant Improvement | Completed | Installation / Repair - Commercial - The BC Hydro House meter has had the B phase fail, and the meter base will need to be replaced. | Tower Electric Ltd
PP-2023-02063 | 2023-06-12 | 671 E 65TH AVENUE, Vancouver, BC V5X 2P7 | Plumbing Permit | Residential | Renovation - Dwelling Unit(s) only | Issued | Residential - Needs inspection to find out work that needs to be done to continue unfinished project. >BP: Exterior and interior alterations to the front and rear of building to enclose areas and to legalize secondary suite as this appeal was heard by the Board of Variance on January 10th, 2018 and was ALLOWED thereby granting relaxations of the Rear Yard, Floor Space Ratio, Site Coverage, Building Depth, and External Design (Side Doors) regulations of the RS-5 District Schedule and overturning the decision of the Director of Planning to this existing single family dwelling inside with lane site. | NULL
EP-2023-08544 | 2023-09-21 | 679 E 65TH AVENUE, Vancouver, BC V5X 2P7 | Electrical Permit | Residential | New | Issued | Temporary Power - Residential - To provide temporary power. | Friend Electrical Ltd
MP-2023-01592 | 2023-08-30 | 30 E 6TH AVENUE, Vancouver, BC V5T 1J4 | Mechanical Permit | NULL | NULL | Completed | NULL | SOMATIC HVAC SOLUTIONS LTD
EP-2023-07636 | 2023-08-23 | 30 E 6TH AVENUE, Vancouver, BC V5T 1J4 | Electrical Permit | Commercial | Tenant Improvement | Completed | Installation / Repair - Commercial - Installation of 3 new heat trace cables. >BP: #101 - Ground Floor Interior alterations to provide tenant improvements to change the use from Wholesaling – Class A to Wholesaling – Class B for a new tenant on the ground floor of this existing commercial building. | SOMATIC HVAC SOLUTIONS LTD
EP-2023-09302 | 2023-10-16 | 30 E 6TH AVENUE, Vancouver, BC V5T 1J4 | Electrical Permit | Commercial | Addition | Issued | Installation / Repair - Commercial - Install intrusion sensor, Patio. No mag locks Tck #497160 | Paladin Technologies Inc
PP-2024-00002 | 2024-01-05 | 30 E 6TH AVENUE, Vancouver, BC V5T 1J4 | Plumbing Permit | Commercial | Tenant Improvement | Issued | Commercial - Rough in to all new fixtures as per mechanical drawings >BP: #220 - Change of Major Occupancy and Use from Office Shell (D) to Laboratory (F2) with ancillary Office (D) and provide Tenant Improvement for this whole floor suite on the 2nd storey of the existing 3-storey commercial building. Note: 1.0. Application is reviewed under VBBL 2019. | VANMECH PLUMBING & HEATING LTD.
SP-2023-02173 | 2024-01-25 | 30 E 6TH AVENUE, Vancouver, BC V5T 1J4 | Sprinkler Permit | Commercial | Tenant Improvement | Issued | Commercial - SUITE #220 - 2ND FLOOR - Add and relocate sprinkler heads for tenant improvement. >BP: #220 - Change of Major Occupancy and Use from Office Shell (D) to Laboratory (F2) with ancillary Office (D) and provide Tenant Improvement for this whole floor suite on the 2nd storey of the existing 3-storey commercial building. Note: 1.0. Application is reviewed under VBBL 2019. *****This application does not include any of the following: 1. Not more than 20 sprinklers (add, relocate, or remove), 2. hydraulic calculations, 3. change in occupancy and /or hazard classification, 4. warehouse storage arrangements, 5. mobile compact storage arrangements, 6. alternative solutions, 7. changes to the sprinkler system supply piping (e.g. valves, mains, cross-mains, branch-lines, etc.), or 8. flexible sprinkler pipe. | Priority Fire Systems Ltd
EP-2023-11019 | 2023-12-08 | 30 E 6TH AVENUE, Vancouver, BC V5T 1J4 | Electrical Permit | Commercial | Tenant Improvement | Issued | Installation / Repair - Commercial - Distribution from Existing, Branch Wiring, Lighting, Emergency Lighting, Mechanical Power Only, LV Data/Comm. >BP: #220 - Change of Major Occupancy and Use from Office Shell (D) to Laboratory (F2) with ancillary Office (D) and provide Tenant Improvement for this whole floor suite on the 2nd storey of the existing 3-storey commercial building. Note: 1.0. Application is reviewed under VBBL 2019. | Kato Electrical Inc
EP-2023-07217 | 2023-08-09 | 30 E 6TH AVENUE, Vancouver, BC V5T 1J4 | Electrical Permit | Commercial | New | Completed | Installation / Repair - Commercial - Install low voltage wiring, data, audio cabling, second floor and main floor. No Maglocks Site contact Hakan Gurgen 604-970-3776 #101 - Ground Floor BP: Interior alterations to provide tenant improvements to change the use from Wholesaling – Class A to Wholesaling – Class B for a new tenant on the ground floor of this existing commercial building. | Paladin Technologies Inc
EP-2023-06302 | 2023-07-13 | 30 E 6TH AVENUE, Vancouver, BC V5T 1J4 | Electrical Permit | Commercial | Addition | Completed | Installation / Repair - Commercial - Installation of qty 1, level 2 EV charging station in common underground parkade. | Corporate Electric Limited
EP-2023-02529 | 2023-03-24 | 30 E 6TH AVENUE, Vancouver, BC V5T 1J4 | Electrical Permit | Commercial | Addition | Completed | Installation / Repair - Commercial - Add three fire alarm modules for make-up air units on levels 1, 2, 3. -Grounding and bonding within the junction boxes only. | Fitterer Electric Ltd
EP-2023-02627 | 2023-03-28 | 30 E 6TH AVENUE, Vancouver, BC V5T 1J4 | Electrical Permit | Commercial | Tenant Improvement | Completed | Installation / Repair - Commercial - TI - New lighting, EM and exit lighting, power outlets, data conduits, new kitchen equipment, mechanical, new panels - additional bonding for data racks. >BP: Interior alterations to provide tenant improvements to change the use from Wholesaling – Class A to Wholesaling – Class B for a new tenant on the ground floor of this existing commercial building. Letters of assurance submitted: Sch A/B (Arch): Ken G Wong, AIBC,604.899.4549 Sch B (Plumb, Mech): Bassam Yammine, P.Eng., 604.609.0500 Sch B (Elec): Oliver Wiart, P.Eng., 604.813.1024 Note: - This building is sprinklered. DBI to confirm is a sprinkler permit is required | Bridge Electric Corp
PP-2023-00143 | 2023-01-25 | 30 E 6TH AVENUE, Vancouver, BC V5T 1J4 | Plumbing Permit | Commercial | Tenant Improvement | Completed | Commercial - • Mechanical demolition as per drawings & spec. • Supply & install sheet metal as per drawings & spec. • Relocate existing fan coil units as per drawings & spec. • Supply & install plumbing & fixtures as per drawings & spec. • Supply & install fan as per drawings & spec. • Controls work as per drawings & spec. • Inspect existing equipment & provide report as per drawings & spec. • Scanning & coring >BP: Interior alterations to provide tenant improvements to change the use from Wholesaling – Class A to Wholesaling – Class B for a new tenant on the ground floor of this existing commercial building. Letters of assurance submitted: Sch A/B (Arch): Ken G Wong, AIBC,604.899.4549 Sch B (Plumb, Mech): Bassam Yammine, P.Eng., 604.609.0500 Sch B (Elec): Oliver Wiart, P.Eng., 604.813.1024 Note: - This building is sprinklered. DBI to confirm is a sprinkler permit is required | SOMATIC HVAC SOLUTIONS LTD
NULL | NULL | 30 E 6TH AVENUE, Vancouver, BC V5T 1J4 | Plumbing Permit | Commercial | Tenant Improvement | Draft | Commercial - • Mechanical demolition as per drawings & spec. • Supply & install sheet metal as per drawings & spec. • Relocate existing fan coil units as per drawings & spec. • Supply & install plumbing & fixtures as per drawings & spec. • Supply & install fan as per drawings & spec. • Controls work as per drawings & spec. • Inspect existing equipment & provide report as per drawings & spec. • Scanning & coring | SOMATIC HVAC SOLUTIONS LTD
SP-2022-02060 | 2023-03-23 | 30 E 6TH AVENUE, Vancouver, BC V5T 1J4 | Sprinkler Permit | Commercial | Tenant Improvement | Completed | Commercial - For sprinkler system alterations to the 2019 VBBL and NFPA 13, 2013 for the tenant improvements to provide interior alterations for tenant improvements to change the use from Wholesaling – Class A to Wholesaling – Class B for a new tenant on the ground floor of this existing commercial building. Engineer of Record: Ryan Pavey 604-605-0606 pavey@cardinalfire.ca Revision #1 - 23-09-07 Changes to sprinkler design in Display Kitchen 9. | Active Fire & Safety Services Ltd
SP-2019-00704 | 2022-08-09 | 711 E 6TH AVENUE, Vancouver, BC V5T 1L7 | Sprinkler Permit | Commercial | New | Completed | Commercial - PARKING GARAGE Sprinkler Permit for DB-2018-05959 Interior alterations only to replace the existing sprinkler system in this existing covered parkade on this existing multiple dwelling building on this site. Scope of work includes alterations to provide a new 2'-0"x 3'-0" enclosure for the sprinkler valve, thereby converting one regular sized parking space to a small parking space. New sprinkler system to be connected to existing fire alarm system. | Pacific Rim Fire Protection (2008) Ltd
EP-2022-07137 | 2022-08-24 | 711 E 6TH AVENUE, Vancouver, BC V5T 1L7 | Electrical Permit | Residential | Renovation - Dwelling Unit(s) only | Completed | Installation / Repair - Residential - Relocation of existing kitchen circuitry to accommodate new kitchen layout >BP: Interior alterations to provide improvements to dwelling unit #421 on the 3rd floor of this existing multiple dwelling building on this site. Scope of work: New kitchen cabinets and counter with addition of dishwasher to existing, convert bath tub to shower. OK for field review as per Nehzat J. on June 23 of 2022. Note: Energy Upgrade Exempt: Reached Target (for condo) | Innova Electrical Contracting Ltd
EP-2023-08870 | 2023-10-03 | 711 E 6TH AVENUE, Vancouver, BC V5T 1L7 | Electrical Permit | Commercial | Addition | Completed | Installation / Repair - Commercial - Relocate electrical panel, install Baseboard heater and run 6 zones from existing fire alarm panel for sprinkler system. The panel is in a new small sprinkler room. The electrical panel is single phase 30amp. >BP: Interior alterations only to replace the existing sprinkler system in this existing covered parkade on this existing multiple dwelling building on this site. Scope of work includes alterations to provide a new 2'-0"x 3'-0" enclosure for the sprinkler valve, thereby converting one regular sized parking space to a small parking space. New sprinkler system to be connected to existing fire alarm system. Note: 1) Separate permits required for Sprinkler and Electrical work. OK for Field Review as per S. Yu, Nov 16, 2018 OK for DB as per N. Bahr, Nov 16, 2018 Letters of assurance rcvd R Bernard 604.365.0634 | Marcel Electric Inc
GP-2023-03531 | 2023-11-14 | 268 E 65TH AVENUE, Vancouver, BC V5X 2P4 | Gas Permit | Residential | New | Issued | Residential - replace hot water tank to tankless water heater | WECAN PLUMBING INCORPORTED
EP-2023-06880 | 2023-07-28 | 268 E 65TH AVENUE, Vancouver, BC V5X 2P4 | Electrical Permit | Residential | Renovation | Completed | Installation / Repair - Residential - Service upgrade from 100 amp to 200 amp. | Alert Electric Ltd
GP-2022-03078 | 2022-10-11 | 888 E 6TH AVENUE, Vancouver, BC V5T 1M1 | Gas Permit | Residential | Renovation - Dwelling Unit(s) only | Completed | Residential - Re & Re HWT | 484081 BC LTD
SP-2022-01313 | 2022-08-22 | 2206 E 7TH AVENUE, Vancouver, BC V5N 1S7 | Sprinkler Permit | Residential | New | Completed | Residential - 2FD - FRONT - 2206 E 7TH AV BACK - 2204 E 7TH AV new sprinkler system To construct a two-storey two-family dwelling, with a detached accessory building (garage) at the rear providing 2 parking spaces, having vehicular access from the lane. Note: This is a 2 storey building pursuant to the Zoning and Development By-Law 2. No strata titling permitted 3. A/C units proposed in rear yard and upper storey 4. No Bar sinks proposed | Haven Fire Protection Ltd
EP-2022-06792 | 2022-08-16 | 2206 E 7TH AVENUE, Vancouver, BC V5N 1S7 | Electrical Permit | Residential | New | Completed | Installation / Repair - Residential - Duplex with new wiring and service installation >BP: To construct a two-storey two-family dwelling ($751,000) , with a detached accessory building (garage) at the rear providing 2 parking spaces, having vehicular access from the lane. Note: This is a 2 storey building pursuant to the Zoning and Development By-Law 2. No strata titling permitted 3. A/C units proposed in rear yard and upper storey 4. No Bar sinks proposed 5. Schedule B: Md. Shahidul Alam (604.653.7475) Structural & Geotechnical 6. HPO: Residential Builder - Arxa Development Corporation ******THIS PERMIT HAS BEEN ISSUED UNDER THE REQUIREMENTS OF VBBL #12511 (2019)****** | Arise Electrical Ltd
GP-2022-02300 | 2022-08-05 | 2206 E 7TH AVENUE, Vancouver, BC V5N 1S7 | Gas Permit | Residential | New | Completed | Residential - supply and install gas fireplace and venting >To construct a two-storey two-family dwelling ($751,000) , with a detached accessory building (garage) at the rear providing 2 parking spaces, having vehicular access from the lane. Note: This is a 2 storey building pursuant to the Zoning and Development By-Law 2. No strata titling permitted 3. A/C units proposed in rear yard and upper storey 4. No Bar sinks proposed 5. Schedule B: Md. Shahidul Alam (604.653.7475) Structural & Geotechnical 6. HPO: Residential Builder - Arxa Development Corporation Address Note: Address numbers assigned as per approved plans for Fire and Emergency response. The address numbers are to be posted to the building to be visible from the street and in accordance with the Building By-law prior to final inspection. ******THIS PERMIT HAS BEEN ISSUED UNDER THE REQUIREMENTS OF VBBL #12511 (2019)****** | Delco Fireplaces Ltd
GP-2022-02301 | NULL | 2206 E 7TH AVENUE, Vancouver, BC V5N 1S7 | Gas Permit | Residential | New | Withdrawn | Residential - SUPPLY AND INSTALL GAS FIREPLACE AND VENTING | Delco Fireplaces Ltd
GP-2022-02343 | 2022-08-10 | 2206 E 7TH AVENUE, Vancouver, BC V5N 1S7 | Gas Permit | Residential | New | Completed | Residential - 2FD - FRONT - 2206 E 7TH AV BACK - 2204 E 7TH AV Complete 2 boilers,2ranges and piping only for 2 fireplaces To construct a two-storey two-family dwelling, with a detached accessory building (garage) at the rear providing 2 parking spaces, having vehicular access from the lane. Note: This is a 2 storey building pursuant to the Zoning and Development By-Law 2. No strata titling permitted 3. A/C units proposed in rear yard and upper storey 4. No Bar sinks proposed | Deep Gas Fitting Ltd.
EP-2022-06689 | 2022-08-10 | 2206 E 7TH AVENUE, Vancouver, BC V5N 1S7 | Electrical Permit | Residential | New | Completed | Installation / Repair - Residential - Alarm, telephone, tv, cctv, sound -Complete Security Alarm >BP: To construct a two-storey two-family dwelling ($751,000) , with a detached accessory building (garage) at the rear providing 2 parking spaces, having vehicular access from the lane. 2. No strata titling permitted 3. A/C units proposed in rear yard and upper storey 4. No Bar sinks proposed 5. Schedule B: Md. Shahidul Alam (604.653.7475) Structural & Geotechnical 6. HPO: Residential Builder - Arxa Development Corporation Address Note: Address numbers assigned as per approved plans for Fire and Emergency response. The address numbers are to be posted to the building to be visible from the street and in accordance with the Building By-law prior to final inspection. ******THIS PERMIT HAS BEEN ISSUED UNDER THE REQUIREMENTS OF VBBL #12511 (2019)****** | Best Built-In Centre Ltd
PP-2022-02743 | NULL | 2206 E 7TH AVENUE, Vancouver, BC V5N 1S7 | Plumbing Permit | Residential | New | Withdrawn | Residential - Duplex house | JAI Plumbing & Heating Ltd
PP-2022-01482 | 2022-05-03 | 2206 E 7TH AVENUE, Vancouver, BC V5N 1S7 | Plumbing Permit | Residential | New | Completed | Residential - TWO OUT SIDE SUMPS | JVT EXCAVATING & DEMOLITION LTD
PP-2022-01743 | 2022-05-24 | 2206 E 7TH AVENUE, Vancouver, BC V5N 1S7 | Plumbing Permit | Residential | New | Completed | Residential - New duplex >BP: To construct a two-storey two-family dwelling ($751,000) , with a detached accessory building (garage) at the rear providing 2 parking spaces, having vehicular access from the lane. Address Information: FRONT UNIT 2206 E 7th Av - One Family Dwelling (north side of 1st-3rd floor) BACK UNIT 2204 E 7th Av - One Family Dwelling (south side of 1st-3rd floor) Note: This is a 2 storey building pursuant to the Zoning and Development By-Law 2. No strata titling permitted 3. A/C units proposed in rear yard and upper storey 4. No Bar sinks proposed 5. Schedule B: Md. Shahidul Alam (604.653.7475) Structural & Geotechnical 6. HPO: Residential Builder - Arxa Development Corporation Address Note: Address numbers assigned as per approved plans for Fire and Emergency response. The address numbers are to be posted to the building to be visible from the street and in accordance with the Building By-law prior to final inspection. ******THIS PERMIT HAS BEEN ISSUED UNDER THE REQUIREMENTS OF VBBL #12511 (2019)****** | JAI Plumbing & Heating Ltd
EP-2024-00763 | 2024-02-01 | 2209 E 7TH AVENUE, Vancouver, BC V5N 1S8 | Electrical Permit | Residential | New | Issued | Temporary Power - Residential - To provide temporary power. | Cara Electric Ltd
GP-2023-03748 | 2023-11-28 | 2971 E 6TH AVENUE, Vancouver, BC V5M 1R9 | Gas Permit | Residential | Addition | Completed | Residential - re and re gas hwt | Christopher Sterling
PP-2022-01150 | 2022-04-04 | 2997 E 6TH AVENUE, Vancouver, BC V5M 1R9 | Plumbing Permit | Residential | New | Completed | Residential - SUMP WITHOUT PUMP | Bhullar Excavating and Demolition
EP-2022-06080 | 2022-07-19 | 1929 E 8TH AVENUE, Vancouver, BC V5N 1T9 | Electrical Permit | Residential | New | Expired | Temporary Power - Residential - To provide temporary power. Amend: Aug 3, 2022 change service from125 amp 240 vto new size 100amp 240 v | STAT ELECTRICS LIMITED
MP-2023-01437 | 2023-08-04 | 1929 E 8TH AVENUE, Vancouver, BC V5N 1T9 | Mechanical Permit | NULL | NULL | Issued | NULL | Ultra Mechanical Ltd
EP-2023-06768 | 2023-07-26 | 1929 E 8TH AVENUE, Vancouver, BC V5N 1T9 | Electrical Permit | Residential | New | Issued | Installation / Repair - Residential - Electrical low voltage - cable, telephone, doorbell, internet, cameras, pre-wire and finish. >BP: To construct a two-storey two-family dwelling with, a detached accessory building (garage) at the rear and one open parking pad providing 3 parking spaces , having vehicular access from the lane. Note: This is a 2 storey building pursuant to the Zoning and Development By-Law 1. A/C units proposed in rear yard 2. Bar sinks proposed in main floor 3. Schedule B: Jason Hui, P. Eng.(778-319-3403) Structural & Geotechnical 4. HPO: Apple Construction Ltd. ******THIS PERMIT HAS BEEN ISSUED UNDER THE REQUIREMENTS OF VBBL #12511 (2019)****** Combustible projections or roof soffits on an exposing building face shall not project to less than .45m from the property line and shall be in compliance with VBBL 2019 9.10.15.5.(9) The entire building, to be sprinklered to 2 x NFPA 13D. | Gigabyte Security Solutions Inc.
SP-2023-01322 | 2023-07-21 | 1929 E 8TH AVENUE, Vancouver, BC V5N 1T9 | Sprinkler Permit | Residential | New | Issued | Residential - 2FD - FRONT - 1929 E 19TH AV BACK - 1927 E 19TH AV Install sprinklers in duplex >DB: To construct a two-storey two-family dwelling with, a detached accessory building (garage) at the rear and one open parking pad providing 3 parking spaces , having vehicular access from the lane. Note: This is a 2 storey building pursuant to the Zoning and Development By-Law 1. A/C units proposed in rear yard 2. Bar sinks proposed in main floor ******THIS PERMIT HAS BEEN ISSUED UNDER THE REQUIREMENTS OF VBBL #12511 (2019)****** The entire building, to be sprinklered to 2 x NFPA 13D. | Gold Key Fire Protection Ltd
GP-2023-02129 | 2023-07-19 | 1929 E 8TH AVENUE, Vancouver, BC V5N 1T9 | Gas Permit | Residential | New | Issued | Residential - 2 Ranges, 2 Boilers & 3 BBQ's >BP: To construct a two-storey two-family dwelling | K & E Gas Services Ltd
MP-2023-01011 | 2023-06-05 | 1929 E 8TH AVENUE, Vancouver, BC V5N 1T9 | Mechanical Permit | NULL | NULL | Issued | NULL | Atlantis Plumbing & Heating Ltd
PP-2023-01096 | 2023-03-29 | 1929 E 8TH AVENUE, Vancouver, BC V5N 1T9 | Plumbing Permit | Residential | New | Issued | Residential - 2FD - FRONT - 1929 E 8TH AV BACK - 1927 E 8TH AV Plumbing on all 3 floors >DB: To construct a two-storey two-family dwelling with, a detached accessory building (garage) at the rear and one open parking pad providing 3 parking spaces , having vehicular access from the lane. Note: This is a 2 storey building pursuant to the Zoning and Development By-Law 1. A/C units proposed in rear yard 2. Bar sinks proposed in main floor The entire building, to be sprinklered to 2 x NFPA 13D. | Atlantis Plumbing & Heating Ltd
PP-2023-00516 | 2023-03-01 | 1929 E 8TH AVENUE, Vancouver, BC V5N 1T9 | Plumbing Permit | Residential | New | Issued | Residential - Drain tile, rain water leaders, sump | SOURCE ONE EXCAVATING LTD
EP-2023-02046 | 2023-03-22 | 1929 E 8TH AVENUE, Vancouver, BC V5N 1T9 | Electrical Permit | Residential | New | Issued | Installation / Repair - Residential - new duplex *An approved mechanical permit is required for the installation of air conditioning or heat pump unit at the time of installation before an electrical inspection will be performed >BP: To construct a two-storey two-family dwelling with, a detached accessory building (garage) at the rear and one open parking pad providing 3 parking spaces , having vehicular access from the lane. This Building Permit will remain in a suspended status until the associated (green) Demolition Permit BP-2021-05719 is completed. Note: This is a 2 storey building pursuant to the Zoning and Development By-Law 1. A/C units proposed in rear yard 2. Bar sinks proposed in main floor 3. Schedule B: Jason Hui, P. Eng.(778-319-3403) Structural & Geotechnical 4. HPO: Apple Construction Ltd. ******THIS PERMIT HAS BEEN ISSUED UNDER THE REQUIREMENTS OF VBBL #12511 (2019)****** Combustible projections or roof soffits on an exposing building face shall not project to less than .45m from the property line and shall be in compliance with VBBL 2019 9.10.15.5.(9) The entire building, to be sprinklered to 2 x NFPA 13D. | STAT ELECTRICS LIMITED
SP-2021-01627 | 2022-01-20 | 1155 E BROADWAY, Vancouver, BC V5T 4V5 | Sprinkler Permit | Commercial | New | Issued | Commercial - Interior alterations to provide sprinkler upgrades to level 2 and level 3 of this existing Institutional (College) building. Scope of work includes new connection to existing standpipe on the 2nd to 5th floors. ********No Flexible sprinkler drops are permitted under this permit******** Exempt from energy upgrade - exemption checklist submitted | Viking Fire Protection Inc
EP-2022-02821 | 2022-04-11 | 1155 E BROADWAY, Vancouver, BC V5T 4V5 | Electrical Permit | Commercial | Renovation | Completed | Installation / Repair - Commercial - Relocating power for equipment in automotive shop - 20A 208V 3 phase twist lock receptacle for alternator test unit by 105 - 60A 208V 3 Phase hardwired power for forklift charging by 107 - 20A 208V 1 Phase hardwired power for bandsaw by B074 - Two 30A 208V 3 Phase Hardwired power for chain hoists in B074 - Six 30A 208V 1 Phase outlets for welders, Two will be suspended cord ends - New sub panel with emergency shut off push button to deenergize equipment - Two 15A 208V 1 Phase Hardwired power for drill press - Four 15A 120V 1 Phase Hardwired power for drill press | TCA Industries Ltd
EP-2022-01897 | 2022-03-14 | 1155 E BROADWAY, Vancouver, BC V5T 4V5 | Electrical Permit | Commercial | Tenant Improvement | Completed | Installation / Repair - Commercial - *Install 1 Electrical Charger at the parkin lot. *Require civil work such as trenching & concrete pad etc. Amend: Mar 23, 2022 Need to work on parking lot light. Require more trenching and run new conduit & wire. Amend Mar 25, 2022 Total job cost will be $39000 from $19500. | JDM ELECTRICAL LTD
EP-2023-02680 | 2023-03-29 | 1155 E BROADWAY, Vancouver, BC V5T 4V5 | Electrical Permit | Commercial | Renovation | Completed | Installation / Repair - Commercial - Lighting, emergency & exit lighting, lighting control data conduit drops & receptacles. >BP: Vocational College building B (1120 E 7th Ave) re: BP-2022-05067 Interior alterations to renovate the foundation department on the ground floor of this existing Vocational College building B (1120 E 7th Ave) on this site. Okay for Field Review by J Zhang November 8 2022. Letters of assurance provided by: Bassem Tawfik, Reg. Arch, Schedule A, Architectural Sched B. Kevin Hill P.Eng, Plumbing, Mechanical, Fire Supression Schedule B. Roger Dupuis, P.Eng, Electrical Schedule B. Energy: E2-Retrofit path: 1@E2/ E2 - Lighting - Upgrade to Local Control (per 9.4.1.1.(a) of ASHRAE 90.1-2016) | Bridge Electric Corp
EP-2023-02947 | 2023-04-05 | 1155 E BROADWAY, Vancouver, BC V5T 4V5 | Electrical Permit | Commercial | Renovation | Completed | Installation / Repair - Commercial - Lighting, Emergency and Exit lighting, Lighting control, data conduit drops, and receptacles. >BP: Vocational College building A (1155 E Broadway) re: BP-2022-05061 Interior alterations to renovate the Disability exam room on the level 3 of this existing Vocational College building A(1155 E Broadway) on this site. | Bridge Electric Corp
EP-2023-02488 | 2023-03-23 | 1155 E BROADWAY, Vancouver, BC V5T 4V5 | Electrical Permit | Commercial | Tenant Improvement | Completed | Installation / Repair - Commercial - Provide Power & Fire Alarm connections for 1 New pre-action system in Rm 5019A and 2 flow / tamper devices on Levels 4 & 5 (Stairwell 11). >BP: Interior alterations to provide sprinkler upgrades to level 4 and level 5 of this existing Institutional (College) building. No exterior alterations proposed. OK for field review as per Ian Mackie A Separate Sprinkler Permit is required. Schedule A provided by Darashdeep Singh, P.Eng Architectural Schedule B provided by Laura May Electrical Schedule B provided by Andrew Tashiro, P.Eng | Steele Electric (2001) Ltd
NULL | NULL | 1155 E BROADWAY, Vancouver, BC V5T 4V5 | Electrical Permit | Commercial | Renovation | Draft | Installation / Repair - Commercial - Small interior renovation including Lighting, emergency & exit lighting, lighting control data conduit drops & receptacles. | Bridge Electric Corp
SP-2023-00495 | 2023-03-22 | 1155 E BROADWAY, Vancouver, BC V5T 4V5 | Sprinkler Permit | Commercial | Tenant Improvement | Completed | Commercial - Add & Relocated Sprinkler Heads >BP: Vocational College building A (1155 E Broadway) re: BP-2022-05061 Interior alterations to renovate the Disability exam room on the level 3 of this existing Vocational College building A(1155 E Broadway) on this site. *****This application does not include any of the following: 1. Not more than 20 sprinklers (add, relocate, or remove), 2. hydraulic calculations, 3. change in occupancy and /or hazard classification, 4. warehouse storage arrangements, 5. mobile compact storage arrangements, 6. alternative solutions, 7. changes to the sprinkler system supply piping (e.g. valves, mains, cross-mains, branch-lines, etc.), or 8. flexible sprinkler pipe | Viking Fire Protection Inc
SP-2023-00496 | 2023-03-22 | 1155 E BROADWAY, Vancouver, BC V5T 4V5 | Sprinkler Permit | Commercial | Tenant Improvement | Completed | Commercial - Add & Relocated Sprinkler Heads >BP: Vocational College building B (1120 E 7th Ave) re: BP-2022-05067 Interior alterations to renovate the foundation department on the ground floor of this existing Vocational College building B (1120 E 7th Ave) on this site. *****This application does not include any of the following: 1. Not more than 20 sprinklers (add, relocate, or remove), 2. hydraulic calculations, 3. change in occupancy and /or hazard classification, 4. warehouse storage arrangements, 5. mobile compact storage arrangements, 6. alternative solutions, 7. changes to the sprinkler system supply piping (e.g. valves, mains, cross-mains, branch-lines, etc.), or 8. flexible sprinkler pipe | Viking Fire Protection Inc
EP-2023-04381 | 2023-05-26 | 1155 E BROADWAY, Vancouver, BC V5T 4V5 | Electrical Permit | Commercial | Tenant Improvement | Completed | Installation / Repair - Commercial - Trench and install new 347V lighting circuit in courtyard. | Blueline Electrical Services Ltd
PP-2022-02551 | 2022-09-21 | 1155 E BROADWAY, Vancouver, BC V5T 4V5 | Plumbing Permit | Commercial | Renovation | Completed | Commercial - Relocate 3 Domestic Hot Water tanks. Install 3 New Domestic Storage Tanks and 6 New Domestic Heat Pumps | Delrey Mechanical Ltd
NULL | NULL | 1155 E BROADWAY, Vancouver, BC V5T 4V5 | Plumbing Permit | Commercial | Renovation | Withdrawn | Commercial - Relocate 3 existing Domestic /hot Water Tanks, Install 3 New Domestic Hot Water Storage Tanks and Install 6 New Domestic Heat Piumps | NULL
EP-2022-05251 | 2022-06-22 | 1155 E BROADWAY, Vancouver, BC V5T 4V5 | Electrical Permit | Commercial | Renovation | Completed | Installation / Repair - Commercial - New 45 KVA transformer and 200 amp panel board. Wire & connect new heat pumps & associated mechanical equipment. -selected Ground / bonding because of the added 45 KVA transformer / panel (which would need to be grounded / bonded) per drawings attached at time of application. | Steele Electric (2001) Ltd
EP-2022-07783 | 2022-09-20 | 1155 E BROADWAY, Vancouver, BC V5T 4V5 | Electrical Permit | Commercial | Renovation | Completed | Installation / Repair - Commercial - repair conduits and wire for parking lot poles -the parking lot has existing poles, we are just repairing damaged conduits and wire in the ground that feed the existing poles. No new poles or lights to be installed. | Keystone Electric Ltd
NULL | NULL | 1155 E BROADWAY, Vancouver, BC V5T 4V5 | Electrical Permit | Commercial | NULL | Withdrawn | Movie Set / Filming - To allow for Movie Set/Filming Applicant shall provide completed Contractor Declaration form, and dates of filming and associated location(s) to csinspection.clerks@vancouver.ca prior to the commencement of filming. Visit vancouver.ca/inspections for more details. | NULL
SP-2022-01714 | 2023-01-17 | 1155 E BROADWAY, Vancouver, BC V5T 4V5 | Sprinkler Permit | Commercial | Tenant Improvement | Issued | Commercial - Sprinkler alterations to provide sprinkler upgrades to level 4 and level 5 of this existing Institutional (College) building. | Viking Fire Protection Inc
EP-2022-10210 | 2022-12-07 | 1155 E BROADWAY, Vancouver, BC V5T 4V5 | Electrical Permit | Commercial | NULL | Expired | Annual / Operating - Annual Operating permit for the campus 1155 East Broadway and 1120East 7th Ave <vancouver | Vancouver Community College
PP-2023-04269 | 2024-01-09 | 1155 E BROADWAY, Vancouver, BC V5T 4V5 | Plumbing Permit | Commercial | Renovation | Issued | Commercial - We will be installing 10 water closets, 2 urinal, 8 lavatories >BP: 2nd and 3rd floor washrooms. Interior alteration only to renovate the washrooms on the 2nd and 3rd floor of this existing institutional building on this site. No changes to the number of toilets and urinals. | MGM Mechanical Ltd
EP-2023-10973 | 2023-12-07 | 1155 E BROADWAY, Vancouver, BC V5T 4V5 | Electrical Permit | Commercial | NULL | Issued | Annual / Operating - Annual operating permit for the campus 1155 East Broadway and 1120 East 7th avenue, Vancouver Renewal of EP-2022-10210 Valid: Dec 7, 2023 to Dec 6, 2024 | Vancouver Community College
SP-2023-02328 | 2024-01-02 | 1155 E BROADWAY, Vancouver, BC V5T 4V5 | Sprinkler Permit | Commercial | Renovation | Issued | Commercial - Replacement of old sprinkler heads with new V2708 Victaulic heads >BP: 2nd and 3rd floor washrooms. Interior alteration only to renovate the washrooms on the 2nd and 3rd floor of this existing institutional building on this site. No changes to the number of toilets and urinals. *****This application does not include any of the following: 1. Not more than 20 sprinklers (add, relocate, or remove), 2. hydraulic calculations, 3. change in occupancy and /or hazard classification, 4. warehouse storage arrangements, 5. mobile compact storage arrangements, 6. alternative solutions, 7. changes to the sprinkler system supply piping (e.g. valves, mains, cross-mains, branch-lines, etc.), or 8. flexible sprinkler pipe. | Frontier Fire Protection Ltd
EP-2023-10165 | 2023-11-24 | 1155 E BROADWAY, Vancouver, BC V5T 4V5 | Electrical Permit | Commercial | Renovation | Issued | Installation / Repair - Commercial - Washroom renovation, minor demo, new lighting and controls, power connections. >BP: 2nd and 3rd floor washrooms. Interior alteration only to renovate the washrooms on the 2nd and 3rd floor of this existing institutional building on this site. No changes to the number of toilets and urinals. Schedule B - Mechanical/ Plumbing and Fire Suppression - Kevin Hill P. Eng. - 604-888-7779 Schedule B- Architectural - Bassem Tawfik, Architect AIBC, MRAIC - 604-732-3361 Schedule B- Electrical - Roger Dupuis, P.Eng., LEED AP- 604.569.6500 | Centre Electric Ltd
EP-2023-09888 | 2023-11-17 | 1155 E BROADWAY, Vancouver, BC V5T 4V5 | Electrical Permit | Commercial | Tenant Improvement | Issued | Installation / Repair - Commercial - Renovation of student union office/study space. Replace lighting with new, new exit & emergency, new lighting controls, receptacles. Conduit infrastructure for security and communications. Communications wiring. Existing distribution & branch circuits to be repurposed. Voluntary upgrade of fire alarm - relocate devices for new layout. >BP: Interior alteration on the 2nd floor (room 2662) of this existing institutional building (Vancouver Community College) on this site. Scope of work: to remove walls and doors, and construct walls and doors, electrical, sprinkler, and plumbing. OK for field review if the scope of work does not interfere with the Washroom upgrade permit as per DBI Note: This building is sprinklered. A separate sprinkler permit is required for all related work Energy checklist is currently no longer required with your Building Permit application. Some supporting documents are still required at BP stage, specifically Envelope and HVAC, if applicable. Service Water Heating and Lighting supporting documents, if applicable, must be submitted with your related trade’s permits (e.g. electrical and plumbing). This permit is for alterations as shown in plans only. Any unauthorized work on this site, existing or otherwise, is neither recognized nor approved and may be subject to enforcement action. | Charles Richard Pawluk o/a United Electrical Systems Ltd
SP-2023-01981 | 2023-10-27 | 1155 E BROADWAY, Vancouver, BC V5T 4V5 | Sprinkler Permit | Commercial | Tenant Improvement | Issued | Commercial - Add and relocate sprinkler heads for tenant improvement. >BP: Interior alteration on the 2nd floor (room 2662) of this existing institutional building (Vancouver Community College) on this site. Scope of work: to remove walls and doors, and construct walls and doors, electrical, sprinkler, and plumbing. OK for field review if the scope of work does not interfere with the Washroom upgrade permit as per DBI | Priority Fire Systems Ltd
PP-2023-03789 | 2023-10-27 | 1155 E BROADWAY, Vancouver, BC V5T 4V5 | Plumbing Permit | Commercial | Tenant Improvement | Completed | Commercial - Install & Supply backflow >BP: Interior alteration on the 2nd floor (room 2662) of this existing institutional building (Vancouver Community College) on this site. Scope of work: to remove walls and doors, and construct walls and doors, electrical, sprinkler, and plumbing. | Pine Mechanical Ltd.
EP-2023-03374 | 2023-04-19 | 1289 E BROADWAY, Vancouver, BC V5T 1Y8 | Electrical Permit | Commercial | Tenant Improvement | Completed | Installation / Repair - Commercial - To disconnect the electrical from the fueling equipment, to wire in power & communications for the new fueling dispensers, power for the STP's, environmental wiring for sump & tank sensors, new fueling control panels. | Current Control Installations Ltd
EP-2023-00689 | 2023-02-07 | 1470 E BROADWAY, Vancouver, BC V5N 1V6 | Electrical Permit | Commercial | Renovation | Completed | Installation / Repair - Commercial - Supply a dedicated circuit from a new panel to each existing portable 120V AC Unit in each of 14 suites in Native Housing Building. A 3 phase 100A panel to be installed in Office on 3rd floor. The panel will be recessed in the wall to the left of the office door and there will be a min of 1 meter space infront of it. | Greater Vancouver Electric Inc.
EP-2023-05470 | 2023-06-22 | 2633 E BROADWAY, Vancouver, BC V5M 4G6 | Electrical Permit | Commercial | Renovation | Completed | Installation / Repair - Commercial - Adding a sub panel below existing panel to accommodate Freedom mobile upgraded cabinet of existing cellular rooftop site. Out of an existing 100amp 3 phase panel will be a 2P 80 amp breaker with 3c #4 teck cable to a sub panel for the freedom mobile cabinet that contains its branch circuit breakers that are them connected to the pre assembled freedom mobile cabinet. >BP: Exterior alterations to provide for a roof membrane replacement, which also includes nine (9) existing antennas with three (3) to be replaced/swapped for TELUS, and four (4) existing antennas to be replaced/swapped, and to add eight (8) new antennas and five (5) existing microwave and one (1) microwave to be removed for Freedom Mobile, and nine (9) existing antennas and three (3) existing microwaves to be reinstalled in the same position on the Penthouse for Rogers, at this existing Broadway Manor Multiple Dwelling building. | Bradley Fraser
EP-2023-04970 | 2023-06-05 | 2633 E BROADWAY, Vancouver, BC V5M 4G6 | Electrical Permit | Commercial | NULL | Issued | Annual / Operating - Annual Operating Permit Valid: May 26, 2023 to May 25, 2024 Renewal of EP-2022-04503 | PRO-CAN ELECTRIC LTD
EP-2022-04503 | 2022-05-31 | 2633 E BROADWAY, Vancouver, BC V5M 4G6 | Electrical Permit | Commercial | NULL | Expired | Annual / Operating - building maintenance Valid: May 26, 2022 to May 25, 2023 Renewal of EP-2021-04021 | PRO-CAN ELECTRIC LTD
EP-2022-09314 | 2022-11-03 | 2700 E BROADWAY, Vancouver, BC | Electrical Permit | Commercial | NULL | Expired | Annual / Operating - Building maintenance Valid Oct 31, 2022 until Oct 30, 2023 Expired Permit EP-2021-08178 | PRO-CAN ELECTRIC LTD
EP-2023-09838 | 2023-10-31 | 2700 E BROADWAY, Vancouver, BC | Electrical Permit | Commercial | NULL | Issued | Annual / Operating - Building maintenance Renewal of EP-2022-09314 Valid Oct 31, 2023 until Oct 30, 2024 | PRO-CAN ELECTRIC LTD
GP-2022-03915 | 2022-12-08 | 2725 E BROADWAY, Vancouver, BC V5M 1Y7 | Gas Permit | Residential | Renovation - Dwelling Unit(s) only | Completed | Residential - furnace replacement | Central Commercial & Residential Services
EP-2022-05012 | 2022-06-14 | 55 E 7TH AVENUE, Vancouver, BC | Electrical Permit | Commercial | NULL | Expired | Annual / Operating - eStruxture is a computer datacenter primarily circuits for 120/208V distribution. Renewal of EP-2021-04305 Valid: Jun 9, 2022 to Jun 8, 2023 | J A Electric Inc
EP-2023-06958 | 2023-08-01 | 55 E 7TH AVENUE, Vancouver, BC | Electrical Permit | Commercial | NULL | Issued | Annual / Operating - **ANNUAL OPERATING PERMIT eStruxture is a computer datacenter primarily circuits for 120/208V distribution. Renewal of EP-2022-05012 Valid: Jun 9, 2023 to Jun 8, 2024 | J A Electric Inc
EP-2023-05083 | 2023-06-07 | 138 E 7TH AVENUE, Vancouver, BC V5T 1M6 | Electrical Permit | Commercial | Renovation | Completed | Installation / Repair - Commercial - Remove and relocate power and data due to demising wall being demolished. >BP: Interior alterations to provide improvements for this existing office tenant on the 1st floor (#100) of this existing commercial building on this site. Scope of work; removal of an interior wall to create open work space. relocate electrical and data connections, new finishes were wall was removed to match existing, new furniture at project area. * District Building Inspector to determine if a Special Sprinkler Inspection is required. Energy checklist is currently no longer required with your Building Permit (BP) application. Some supporting documents are still required at BP stage, specifically Envelope and HVAC, if applicable. Service Water Heating and Lighting supporting documents, if applicable, must be submitted with your related trades permits (e.g. electrical and plumbing). | Centre Electric Ltd
GP-2023-02900 | 2023-10-03 | 154 E 7TH AVENUE, Vancouver, BC V5T 1M6 | Gas Permit | Residential | Renovation | Completed | Residential - gas hot water tank | Hillcrest Plumbing & Heating (1991) Ltd
GP-2022-00787 | 2022-03-11 | 154 E 7TH AVENUE, Vancouver, BC V5T 1M6 | Gas Permit | Residential | Renovation | Completed | Residential - Hot Water Tank Replacement | Hillcrest Plumbing & Heating (1991) Ltd
GP-2022-01560 | 2022-05-19 | 1819 E 6TH AVENUE, Vancouver, BC V5N 1P4 | Gas Permit | Residential | Renovation | Completed | Residential - Re&Re hot water gas tank BTU 40.000 | Milani Plumbing Heating & Air Conditioning Ltd
GP-2024-00049 | 2024-01-08 | 1825 E 6TH AVENUE, Vancouver, BC V5N 1P4 | Gas Permit | Residential | Renovation | Completed | Residential - RE&RE hot water tank | Milani Plumbing Heating & Air Conditioning Ltd
GP-2023-02237 | 2023-07-27 | 91 E 63RD AVENUE, Vancouver, BC V5X 2J5 | Gas Permit | Residential | Tenant Improvement | Completed | Residential - Re and Re the Furnace, Water Heater | Moore & Russell Heating Ltd
EP-2023-02420 | 2023-04-03 | 115 E 63RD AVENUE, Vancouver, BC V5X 2J5 | Electrical Permit | Residential | New | Completed | Installation / Repair - Residential - New construction- single family house w/suite and laneway >BP: To construct a 2 storey one-family dwelling with a secondary suite located in the Basement ($889,250.00) with an open parking pad, providing 1 parking space, having vehicular access from the 20' Lane. 1. Covenant registered at the Land Title Office under CA9967930 2. No Strata Titling permitted 3. A/C proposed – Exterior component located in rear yard, Interior component located in second floor closet. 4. Bar sink located in Theater Room in Basement 5. Schedule B: (Yatendra Sharma, P.Eng., 778-863-7076) Structural, Item 1.5 6. Schedule B: (Thanh Van Le, P.Eng., 604-421-3288) Geotechnical 7. HPO: Residential Builder- (1067247 BC Ltd.) Note: This is a 2 storey building pursuant to the Zoning and Development By-Law ***This permit is issued under the VBBL 2019, with updated energy requirements as per bylaw # 12997 effective Jan 01, 2022.*** Amend: June 29, 2023 Change Main service 300 A to 200A | Highlight Electrical Ltd
EP-2023-01648 | 2023-02-27 | 115 E 63RD AVENUE, Vancouver, BC V5X 2J5 | Electrical Permit | Residential | New | Issued | Installation / Repair - Residential - Security Alarm, TV, Intercom, tel, internet, CCTV >BP: To construct a 2 storey one-family dwelling with a secondary suite located in the Basement ($889,250.00) with an open parking pad, providing 1 parking space, having vehicular access from the 20' Lane. 1. Covenant registered at the Land Title Office under CA9967930 2. No Strata Titling permitted 3. A/C proposed – Exterior component located in rear yard, Interior component located in second floor closet. 4. Bar sink located in Theater Room in Basement 5. Schedule B: (Yatendra Sharma, P.Eng., 778-863-7076) Structural, Item 1.5 6. Schedule B: (Thanh Van Le, P.Eng., 604-421-3288) Geotechnical 7. HPO: Residential Builder- (1067247 BC Ltd.) Note: This is a 2 storey building pursuant to the Zoning and Development By-Law ** Laneway house permit under DB-2022-00770.** ***This permit is issued under the VBBL 2019, with updated energy requirements as per bylaw # 12997 effective Jan 01, 2022.*** | Covert Security Solutions Inc
GP-2023-01001 | 2023-03-23 | 115 E 63RD AVENUE, Vancouver, BC V5X 2J5 | Gas Permit | Residential | New | Completed | Residential - 1 Range 1 Boiler & 1 BBQ This is a new house with 3 fixtures. >BP: To construct a 2 storey one-family dwelling with a secondary suite located in the Basement | AKAL Plumbing & Heating Ltd
SP-2023-00475 | 2023-03-20 | 115 E 63RD AVENUE, Vancouver, BC V5X 2J5 | Sprinkler Permit | Residential | New | Completed | Residential - Install sprinklers in SFD The entire building to be sprinklered to NFPA 13D ***This permit is issued under the VBBL 2019, with updated energy requirements as per bylaw # 12997 effective Jan 01, 2022.*** >BP: To construct a 2 storey one-family dwelling with a secondary suite located in the Basement ($889,250.00) with an open parking pad, providing 1 parking space, having vehicular access from the 20' Lane. 1. Covenant registered at the Land Title Office under CA9967930 2. No Strata Titling permitted 3. A/C proposed – Exterior component located in rear yard, Interior component located in second floor closet. 4. Bar sink located in Theater Room in Basement 5. Schedule B: (Yatendra Sharma, P.Eng., 778-863-7076) Structural, Item 1.5 6. Schedule B: (Thanh Van Le, P.Eng., 604-421-3288) Geotechnical 7. HPO: Residential Builder- (1067247 BC Ltd.) | Gold Key Fire Protection Ltd
MP-2023-00044 | 2023-01-10 | 115 E 63RD AVENUE, Vancouver, BC V5X 2J5 | Mechanical Permit | NULL | NULL | Completed | NULL | AKAL Plumbing & Heating Ltd
PP-2023-00042 | 2023-01-06 | 115 E 63RD AVENUE, Vancouver, BC V5X 2J5 | Plumbing Permit | Residential | New | Completed | Residential - This is a new house with 26 fixtures >BP: To construct a 2 story one-family dwelling with a secondary suite located in the Basement with an open parking pad, providing 1 parking space, having vehicular access from the 20' Lane. 1. Covenant registered at the Land Title Office under CA9967930 2. No Strata Titling permitted 3. A/C proposed – Exterior component located in rear yard, Interior component located in second floor closet. 4. Bar sink located in Theater Room in Basement 5. Schedule B: (Yatendra Sharma, P.Eng., 778-863-7076) Structural, Item 1.5 6. Schedule B: (Thanh Van Le, P.Eng., 604-421-3288) Geotechnical 7. HPO: Residential Builder- (1067247 BC Ltd.) | AKAL Plumbing & Heating Ltd
PP-2022-03908 | 2022-10-31 | 115 E 63RD AVENUE, Vancouver, BC V5X 2J5 | Plumbing Permit | Residential | New | Completed | Residential - Sump | 4 WAY EXCAVATING & DRAIN TILE LTD.
EP-2022-06533 | 2022-08-09 | 115 E 63RD AVENUE, Vancouver, BC V5X 2J5 | Electrical Permit | Residential | New | Expired | Temporary Power - Residential - To provide temporary power. NOTE: Work authorized by this permit is for placement of a temporary power pole only and does not authorize any site construction and/or excavation. A separate Building Permit will be required prior to commencement of any other work on this site. | Highlight Electrical Ltd
EP-2023-08892 | 2023-10-19 | 415 E 64TH AVENUE, Vancouver, BC V5X 2M9 | Electrical Permit | Residential | New | Issued | Installation / Repair - Residential - ¦ 1FD- 100A/ DISCONNECT/ RE-CONNECT ¦ Service change location | Maple Leaf Electrical Ltd
NULL | NULL | 449 E 64TH AVENUE, Vancouver, BC V5X 2M9 | Mechanical Permit | NULL | NULL | Draft | NULL | Cypress Plumbing And Heating Ltd
PP-2022-01957 | 2022-06-08 | 474 E 64TH AVENUE, Vancouver, BC V5X 2N1 | Plumbing Permit | Residential | New | Completed | Residential - Plumbing for New house >BP: To construct a 2 storey one-family dwelling with a secondary suite located in the Basement/Cellar ($1172,972.00). The entire building is to be sprinklered to NFPA 13D. NOTE: To achieve the required FSR a floor space exclusion of 2% has been applied to this application as per section 10.11.1 of the district schedule, to accommodate improved building performance. 1. No strata titling permitted 2. Bar sink located in Basement 3. Schedule B: Wing Ki Leung P.Eng (604-543-8044) Structural & Geotechnical 6. BC Housing: Owner Builder no:101458 This is a 2 storey building pursuant to the Zoning and Development By-Law ******THIS PERMIT HAS BEEN ISSUED UNDER THE REQUIREMENTS OF VBBL 2019****** BUILDING 1 #1-474 E 64th Av - One Family Dwelling (1st & 2nd floor, east portion of basement) #2-474 E 64th Av - Secondary Suite (west portion of basement) Address and suite numbers assigned as per approved plans for Fire and Emergency response. The address number is to be posted on the building to be visible from the street and the suite numbers are to be posted at the suite entries in accordance with the Building By-law prior to final inspection. | Rain Coast Plumbing & Heating Ltd
SP-2022-01676 | 2022-10-13 | 474 E 64TH AVENUE, Vancouver, BC V5X 2N1 | Sprinkler Permit | Residential | New | Completed | Residential - 1FD+SS - #1 & #2 - new sprinkler installation >DB: To construct a 2 storey one-family dwelling with a secondary suite located in the Basement/Cellar. The entire building is to be sprinklered to NFPA 13D. NOTE: To achieve the required FSR a floor space exclusion of 2% has been applied to this application as per section 10.11.1 of the district schedule, to accommodate improved building performance. 1. No strata titling permitted 2. Bar sink located in Basement | Real Tech Fire Protection Ltd
GP-2022-02239 | 2022-07-29 | 474 E 64TH AVENUE, Vancouver, BC V5X 2N1 | Gas Permit | Residential | New | Completed | Residential - 1FD+SS - #1 & #2 - To install boiler 2 range BBQ There is pipping for 1 range BBQ To construct a 2 storey one-family dwelling with a secondary suite located in the Basement/Cellar. The entire building is to be sprinklered to NFPA 13D. NOTE: To achieve the required FSR a floor space exclusion of 2% has been applied to this application as per section 10.11.1 of the district schedule, to accommodate improved building performance. 1. No strata titling permitted 2. Bar sink located in Basement | JOT MECHANICAL LTD
EP-2022-08225 | 2022-10-14 | 474 E 64TH AVENUE, Vancouver, BC V5X 2N1 | Electrical Permit | Residential | New | Completed | Installation / Repair - Residential - 1FD+SS - #1 & #2 - rough-wiring & finishing of all electrical work >DB: To construct a 2 storey one-family dwelling with a secondary suite located in the Basement/Cellar. The entire building is to be sprinklered to NFPA 13D. 1. No strata titling permitted 2. Bar sink located in Basement 3. Schedule B: Wing Ki Leung P.Eng (604-543-8044) Structural & Geotechnical 6. BC Housing: Owner Builder no:101458 7. Rev#1: Schedule B for Solar Panels: Vishnu Suresh, P. Eng. (778-885-0551) - Structural | DREAM ELECTRIC LTD
EP-2022-08262 | 2022-10-03 | 474 E 64TH AVENUE, Vancouver, BC V5X 2N1 | Electrical Permit | Residential | New | Completed | Installation / Repair - Residential - Extra Low Voltage Pre-Wire & Finishing for TV, Tel, Data, Audio System, Complete Security Alarm System and Centralized Vacuum system. >BP: To construct a 2 storey one-family dwelling with a secondary suite located in the Basement/Cellar ($1172,972.00). The entire building is to be sprinklered to NFPA 13D. NOTE: To achieve the required FSR a floor space exclusion of 2% has been applied to this application as per section 10.11.1 of the district schedule, to accommodate improved building performance. 1. No strata titling permitted 2. Bar sink located in Basement 3. Schedule B: Wing Ki Leung P.Eng (604-543-8044) Structural & Geotechnical 6. BC Housing: Owner Builder no:101458 7. Rev#1: Schedule B for Solar Panels: Vishnu Suresh, P. Eng. (778-885-0551) - Structural | Secure Worx AV & Automation Inc
GP-2022-03517 | 2022-11-10 | 2245 E 7TH AVENUE, Vancouver, BC V5N 1S8 | Gas Permit | Residential | Tenant Improvement | Completed | Residential - RE & RE OF A FURNACE | Hillcrest Plumbing & Heating (1967) Ltd
EP-2023-07805 | 2023-10-17 | 251 E 7TH AVENUE, Vancouver, BC V5T 0B9 | Electrical Permit | Commercial | Addition | Issued | Installation / Repair - Commercial - Installation of EV Infrastructure: Distribution, transformers, panelboards, branch circuits, feeders, LV Wap. The base building is serviced via 2000 KVA unit substation, delivering 347/600V, 3ph. 63 proposed EV charging stations, each requiring 40A, 208V, 1ph circuit, which allows for up to 4 vehicles charging simultaneously, with maximum of 6.66 KW load (@80%). The existing service can accommodate the proposed EV charging stations. | Kato Electrical Inc
EP-2023-00054 | 2023-01-03 | 2680 E 7TH AVENUE, Vancouver, BC V5M 1T5 | Electrical Permit | Residential | New | Expired | Temporary Power - Residential - To provide temporary power. Amend: Jan 9, 2023 change service size from 100 amp to 60 amp service connection | AECOM ELECTRIC LTD
PP-2023-01178 | 2023-04-04 | 2680 E 7TH AVENUE, Vancouver, BC V5M 1T5 | Plumbing Permit | Residential | New | Issued | Residential - sump and underground >BP: To construct a 2 and a half storey, two-family dwelling with a 2 car detached accessory building (garage) and an at grade parking pad, at the rear providing 3 parking spaces, having vehicular access from the lane. | GNA Contracting Ltd
EP-2023-03670 | 2023-05-24 | 2680 E 7TH AVENUE, Vancouver, BC V5M 1T5 | Electrical Permit | Residential | New | Issued | Installation / Repair - Residential - 200 amp service connection , 125 amp goes to each unit *An approved mechanical permit is required for the installation of air conditioning or heat pump unit at the time of installation before an electrical inspection will be performed >Permit Amendment Feb 02, 2024 -Work Description + Installation Details Only: Amended ¦ -"AC outside roughing only" *Contractor to discuss with District Electrical Inspector requirement for installation of AC unit at final inspection -Document Review: Rejected ¦ -Previously provided document(s) uploaded to "Application Documents" tab for Electrical Inspector review. Electrical contractor to request an electrical inspection online for the District Electrical Inspector to review document(s): https://plposweb.vancouver.ca/Public/Login.aspx ¦ Include "Document review only" in the requestor comments >BP: To construct a 2 and a half storey, two-family dwelling ($633,000) with a 2 car detached accessory building (garage) and an at grade parking pad, at the rear providing 3 parking spaces, having vehicular access from the lane. The entire building, INCLUDING THE ATTACHED GARAGE (if applicable), to be sprinklered to 2x NFPA 13D. Note: This is a 2 storey building pursuant to the Zoning and Development By-Law 1. A/C proposed – Exterior component located in rear yard, Interior component located in 1/2 storey closet 2. No bar sink proposed "Combustible projections or roof soffits on an exposing building face shall not project to less than .45m from the property line and shall be in compliance with VBBL 2014 9.10.15.5.(9)" ***This permit is issued under the VBBL 2019, with updated energy requirements as per bylaw # 12997 effective Jan 01, 2022.*** | AECOM ELECTRIC LTD
GP-2023-01769 | 2023-06-07 | 2680 E 7TH AVENUE, Vancouver, BC V5M 1T5 | Gas Permit | Residential | New | Completed | Residential - 1 Range, 2 Boiler & 2 BBQ Gas BBQ piping only >BP: To construct a 2 and a half storey, two-family dwelling | Lally Plumbing & Heating Ltd
SP-2023-00938 | 2023-05-30 | 2680 E 7TH AVENUE, Vancouver, BC V5M 1T5 | Sprinkler Permit | Residential | New | Issued | Residential - 2FD - FRONT - 2680 E 7TH AV - #1 BACK - 2680 E 7TH AV - #2 install sprinkler heads >DB: To construct a 2 and a half storey, two-family dwelling with a 2 car detached accessory building (garage) and an at grade parking pad, at the rear providing 3 parking spaces, having vehicular access from the lane. The entire building, INCLUDING THE ATTACHED GARAGE (if applicable), to be sprinklered to 2x NFPA 13D. Note: This is a 2 storey building pursuant to the Zoning and Development By-Law 1. A/C proposed – Exterior component located in rear yard, Interior component located in 1/2 storey closet 2. No bar sink proposed | RAHELU PLUMBING & HEATING LTD.
PP-2023-01716 | 2023-05-15 | 2680 E 7TH AVENUE, Vancouver, BC V5M 1T5 | Plumbing Permit | Residential | New | Completed | Residential - 2FD - FRONT - 2680 E 7TH AV - #1 BACK - 2680 E 7TH AV - #2 Plumbing >DB: To construct a 2 and a half storey, two-family dwelling with a 2 car detached accessory building (garage) and an at grade parking pad, at the rear providing 3 parking spaces, having vehicular access from the lane. The entire building, INCLUDING THE ATTACHED GARAGE (if applicable), to be sprinklered to 2x NFPA 13D. Note: This is a 2 storey building pursuant to the Zoning and Development By-Law 1. A/C proposed – Exterior component located in rear yard, Interior component located in 1/2 storey closet 2. No bar sink proposed | Lally Plumbing & Heating Ltd
MP-2023-00875 | 2023-05-18 | 2680 E 7TH AVENUE, Vancouver, BC V5M 1T5 | Mechanical Permit | NULL | NULL | Completed | NULL | Lally Plumbing & Heating Ltd
GP-2023-01524 | 2023-05-10 | 2693 E 7TH AVENUE, Vancouver, BC V5M 1T6 | Gas Permit | Residential | Renovation | Completed | Residential - Tankless water heater replacement | BCRC Plumbing and Heating Ltd
GP-2023-02409 | 2023-08-17 | 2731 E 7TH AVENUE, Vancouver, BC V5M 1T8 | Gas Permit | Residential | Renovation | Completed | Residential - hwt re&re | Ferenc Nagy
NULL | NULL | 3200 E BROADWAY, Vancouver, BC | Mechanical Permit | NULL | NULL | Withdrawn | NULL | Thomson Industries Ltd
EP-2022-01069 | 2022-02-10 | 1515 E BROADWAY, Vancouver, BC V5N 1V9 | Electrical Permit | Residential | Renovation | Completed | Installation / Repair - Residential - Replacing old fire alarm panel with new panel. The verification of fire alarm system will be done by certified company. Note: This permit has been issued based on Bulletin 2018-004-BU/EL. | Levan Electrical Services Inc
PP-2023-02670 | 2023-07-27 | 1533 E BROADWAY, Vancouver, BC V5N 1V9 | Plumbing Permit | Commercial | Tenant Improvement | Completed | Commercial - Plumbing , supply and install backflow on the main floor in the mechanical room. | Ainsworth Inc
EP-2022-04082 | 2022-05-18 | 1545 E BROADWAY, Vancouver, BC V5N 1V9 | Electrical Permit | Commercial | Addition | Completed | Installation / Repair - Commercial - Security system installation - CCTV installation | Price's Alarm Systems Ltd.
PP-2023-00308 | 2023-01-31 | 545 E CORDOVA STREET, Vancouver, BC V6A 1L8 | Plumbing Permit | Commercial | New | Issued | Commercial - Underground/below slab plumbing >BP: To construct a six-storey, 20 unit affordable residential housing building. STAGED CONSTRUCTION SHORT AMEND: APR 3/2023 Amendment on south side underslab. Moving laundry addition of new washroom group, ADDING: 1- shower 1 toilet 1 basin 1 floor drain | New Gen Mechanical Ltd
NULL | NULL | 545 E CORDOVA STREET, Vancouver, BC V6A 1L8 | Plumbing Permit | Commercial | New | Withdrawn | Commercial - Underground below slab Sanitary & Storm piping & One grit sump | NULL
NULL | NULL | 545 E CORDOVA STREET, Vancouver, BC V6A 1L8 | Plumbing Permit | Commercial | New | Draft | Commercial - installing drainage, water pipes plumbing fixtures and rain water leaders for Vancouver modular building new construction 7 stories | Axis Mechanical Ltd
EP-2022-08212 | NULL | 545 E CORDOVA STREET, Vancouver, BC V6A 1L8 | Electrical Permit | Commercial | Addition | Application Incomplete | Temporary Power - Commercial - To provide temporary power. This will be a temp service that is inside a seacan and there will be a mast mounted to the seacan. I made a mistake on the application and didn't select temporary service. Can we change this to a temporary service connection? Valid Oct 11/2022 until Oct 10/2023 | TDR Electric Inc
SP-2022-01402 | NULL | 545 E CORDOVA STREET, Vancouver, BC V6A 1L8 | Sprinkler Permit | Commercial | New | In Review | Commercial - New 7 story building >BP: To construct a six-storey, 20 unit affordable residential housing building. STAGED CONSTRUCTION SHORT | Battalion Fire Pro Corp
EP-2023-00138 | NULL | 545 E CORDOVA STREET, Vancouver, BC V6A 1L8 | Electrical Permit | Commercial | New | Applicant Revisions | Installation / Repair - Commercial - Lighting and Controls Provide rough in for lighting, emergency and controls in common areas and suites Supply and installation of lighting packages in common areas and suites Supply and installation of emergency lighting Supply and installation of Lighting controls Distribution Supply and installation of BC Hydro utility ducts with pull string Provide coordination with BC Hydro for connection Installation of feeder cables/conduits Supply and installation of distribution equipment as per single line drawings General Power and Appliances Provide cable, conduits, wiring, and terminations for all general receptacles, floor boxes and appliances shown on the drawings. Mechanical Equipment Provide conduits, cabling, wiring, and terminations of all line voltage power required by the mechanical equipment that is listed on the mechanical schedule Provide power and connection to 120V mechanical controls (Supply of controls by others) Data and Communications Provide cabling, labelling and terminations as shown on the drawings Provide low voltage conduit risers to suites Provide P3000 boxes in each suite Provide utility ducts into the electrical room from onsite Security and Door Access Provide conduit and pull string for security cameras / door access equipment & intercom system Fire Alarm Supply and installation of fire alarm devices as indicated on the drawings / FA Panel & FA annunciator panel Fire alarm verification included >BP: To construct a six-storey, 20 unit affordable residential housing building. STAGED CONSTRUCTION SHORT Stage I : Excavation/ shoring and foundation to grade issued August 4/ 22. Stage II: Full BP issued October24/22 Revision #1: To revise ESC drawings, issued Oct. 24/22 | TDR Electric Inc
EP-2023-00286 | 2023-01-13 | 545 E CORDOVA STREET, Vancouver, BC V6A 1L8 | Electrical Permit | Residential | New | Issued | Interim - Residential - Scope of work: slab, underground, raceways, grounding, branch circuits. Service connection to BC Hydro is not permitted under this permit. Related to EP-2023-00138. | TDR Electric Inc
EP-2022-08705 | 2022-10-13 | 545 E CORDOVA STREET, Vancouver, BC V6A 1L8 | Electrical Permit | Commercial | New | Expired | Temporary Power - Commercial - To provide temporary power To provide temporary power. This will be a temp service that is inside a seacan and there will be a mast mounted to the seacan. I made a mistake on the application and didn't select temporary service. Can we change this to a temporary service connection? Valid Oct 11/2022 until Oct 10/2023 Amend: Oct 20, 2022 WYE 3 Phase 4 wire | TDR Electric Inc
EP-2023-09446 | 2023-10-19 | 545 E CORDOVA STREET, Vancouver, BC V6A 1L8 | Electrical Permit | Commercial | New | Issued | Temporary Power - Commercial - To provide temporary power. Renewal of EP-2022-08705 Valid: Oct 11, 2023 to Oct 10, 2024 >Permit Amendment Jan 18, 2024 -Service Details: Amended ¦ Reconnect/Relocate Service: Yes ¦ Volts: 120/208 ¦ AMPS: 200 ¦ Phase: 3 Phase 4 Wire ¦ -Document Review: Rejected ¦ -Document(s) uploaded to "Application Documents" tab for Electrical Inspector review. Documents are at pending status at time of permit amendment approval -Electrical contractor to request an electrical inspection online for the District Electrical Inspector to review document(s): https://plposweb.vancouver.ca/Public/Login.aspx ¦ Include "Document review only" in the requestor comments >Permit Amendment Jan 16, 2024 Service Details: Amended ¦ -"Update service information to 208V 3 phase 200 amps" Document Review: Rejected -Document(s) uploaded to "Application Documents" tab for Electrical Inspector review. Documents are at pending status at time of permit amendment approval -Electrical contractor to request an electrical inspection online for the District Electrical Inspector to review document(s): https://plposweb.vancouver.ca/Public/Login.aspx ¦ Include "Document review only" in the requestor comments | TDR Electric Inc
EP-2023-00950 | 2023-02-06 | 616 E CORDOVA STREET, Vancouver, BC V6A 1L9 | Electrical Permit | Commercial | NULL | Expired | Annual / Operating - Maintenance of existing operating electrical equipment. | Seylers Electrical Ltd
EP-2022-00355 | 2022-01-18 | 616 E CORDOVA STREET, Vancouver, BC V6A 1L9 | Electrical Permit | Commercial | NULL | Expired | Annual / Operating - Apply for Annual operating permit for the HV substation and LV distribution on behalf of the Union Gospel Mission. Maintain a log book of all service related maintenance and minor modifications for the electrical distribution. Valid January 18, 2022 until January 17, 2023 | Vancouver Industrial Electric Ltd
NULL | NULL | 616 E CORDOVA STREET, Vancouver, BC V6A 1L9 | Electrical Permit | Commercial | NULL | Draft | Annual / Operating - Application for annual permit for the Union Gospel Mission | NULL
EP-2022-09370 | 2022-11-04 | 780 E CORDOVA STREET, Vancouver, BC V6A 1M3 | Electrical Permit | Commercial | NULL | Expired | Annual / Operating - Maintenance of existing operating electrical equipment. | Blueline Electrical Services Ltd
EP-2023-09947 | 2023-11-06 | 780 E CORDOVA STREET, Vancouver, BC V6A 1M3 | Electrical Permit | Commercial | NULL | Issued | Annual / Operating - Annual permit for maintenance purposes. -Renewal of EP-2022-09370 -Valid: Nov. 5, 2023 - Nov. 4, 2024 | Blueline Electrical Services Ltd
EP-2023-09946 | 2023-11-03 | 837 E CORDOVA STREET, Vancouver, BC V6A 3R2 | Electrical Permit | Commercial | NULL | Issued | Annual / Operating - Annual permit for maintenance purposes. -renewal of EP-2022-09371 -valid: Nov. 5, 2023 - Nov. 4, 2024 | Blueline Electrical Services Ltd
EP-2022-09371 | 2022-11-04 | 837 E CORDOVA STREET, Vancouver, BC V6A 3R2 | Electrical Permit | Commercial | NULL | Expired | Annual / Operating - Maintenance of existing operating electrical equipment. | Blueline Electrical Services Ltd
EP-2023-01854 | 2023-03-06 | 670 E 64TH AVENUE, Vancouver, BC V5X 2N2 | Electrical Permit | Residential | New | Issued | Temporary Power - Residential - To provide temporary power. | A1 Cheema Electrical Ltd
SP-2023-01448 | 2023-08-08 | 670 E 64TH AVENUE, Vancouver, BC V5X 2N2 | Sprinkler Permit | Residential | New | Issued | Residential - Fire sprinkler The entire building, INCLUDING THE ATTACHED GARAGE (if applicable), to be sprinklered to 2 x NFPA 13D. >BP: To construct a two-storey two-family dwelling with two secondary suites ($751,000) located in the basement, with a detached accessory building (garage) at the rear providing 2 parking spaces, having vehicular access from the lane. 1. Covenant registered at the Land Title Office under CB466352-CB466353 2. No strata titling permitted 3. A/C units proposed in rear yard and second storey 4. No Bar sinks proposed 5. Schedule B: Antony Wang (604.618.6236) Structural & Geotechnical 6. HPO: Residential Builder - GM Landmark Homes Ltd. | NewTech Fire Protection Ltd
MP-2023-01255 | 2023-07-09 | 670 E 64TH AVENUE, Vancouver, BC V5X 2N2 | Mechanical Permit | NULL | NULL | Issued | NULL | Finest Plumbing & Heating Ltd
EP-2023-06170 | 2023-07-27 | 670 E 64TH AVENUE, Vancouver, BC V5X 2N2 | Electrical Permit | Residential | New | Issued | Installation / Repair - Residential - All Electrical new work >BP: To construct a two-storey two-family dwelling with two secondary suites ($751,000) located in the basement, with a detached accessory building (garage) at the rear providing 2 parking spaces, having vehicular access from the lane. The entire building, INCLUDING THE ATTACHED GARAGE (if applicable), to be sprinklered to 2 x NFPA 13D. 1. Covenant registered at the Land Title Office under CB466352-CB466353 2. No strata titling permitted 3. A/C units proposed in rear yard and second storey 4. No Bar sinks proposed 5. Schedule B: Antony Wang (604.618.6236) Structural & Geotechnical 6. HPO: Residential Builder - GM Landmark Homes Ltd. ******THIS PERMIT HAS BEEN ISSUED UNDER THE REQUIREMENTS OF VBBL #12511 (2019)****** | A1 Cheema Electrical Ltd
PP-2023-02279 | 2023-06-27 | 670 E 64TH AVENUE, Vancouver, BC V5X 2N2 | Plumbing Permit | Residential | New | Issued | Residential - 2FD+2SS - EAST - 670 E 64TH AV - #1 & #2 WEST - 672 E 64TH AV - #1 & #2 New plumbing >DB: To construct a two-storey two-family dwelling with two secondary suites located in the basement, with a detached accessory building (garage) at the rear providing 2 parking spaces, having vehicular access from the lane. The entire building, INCLUDING THE ATTACHED GARAGE (if applicable), to be sprinklered to 2 x NFPA 13D. 1. Covenant registered at the Land Title Office under CB466352-CB466353 2. No strata titling permitted 3. A/C units proposed in rear yard and second storey 4. No Bar sinks proposed ******THIS PERMIT HAS BEEN ISSUED UNDER THE REQUIREMENTS OF VBBL #12511 (2019)****** | Finest Plumbing & Heating Ltd
PP-2023-02057 | 2023-06-12 | 670 E 64TH AVENUE, Vancouver, BC V5X 2N2 | Plumbing Permit | Residential | New | Issued | Residential - one sump without pump | Bhullar Excavating and Demolition
EP-2023-07523 | 2023-08-18 | 670 E 64TH AVENUE, Vancouver, BC V5X 2N2 | Electrical Permit | Residential | New | Issued | Installation / Repair - Residential - EXTRA LOW VOLTAGE PRE WIRE AND FINISH | Smarthomes Security Ltd.
GP-2023-02529 | 2023-09-05 | 670 E 64TH AVENUE, Vancouver, BC V5X 2N2 | Gas Permit | Residential | New | Issued | Residential - 4 Ranges, 2 BBQ's & 2 Boilers >BP: To construct a two-storey two-family dwelling with two secondary suites ($751,000) located in the basement, with a detached accessory building (garage) at the rear providing 2 parking spaces, having vehicular access from the lane. ***Amendment - September 29, 2023 -Added 2 more Ranges | Century Twenty One Gas & Heating Co. Ltd
PP-2023-03924 | 2023-11-07 | 859 E 64TH AVENUE, Vancouver, BC V5X 2N5 | Plumbing Permit | Residential | New | Issued | Residential - sump | AKAL DEMOLITION & EXCAVATING LTD
EP-2024-00571 | NULL | 859 E 64TH AVENUE, Vancouver, BC V5X 2N5 | Electrical Permit | Residential | New | Application Incomplete | Installation / Repair - Residential - all new wiring installation and service for the detached house >BP: To construct a 2 storey one-family dwelling with a secondary suite located in the Basement ($743,500) with an open parking pad, providing 1 parking space, having vehicular access from the rear 20' Lane. 1. Covenant registered at the Land Title Office under CB586293 2. A/C proposed – Exterior component located in rear yard, Interior component located in second floor 3. Bar sink located in basement 4. Schedule B: (Yatendra Kumar Sharma) P.Eng (778.863.7076) Struct. 5. Schedule B: (Tranh Van Le) P.Eng (604.421.3288) Geo. 6. HPO: Residential Builder- Pine Construction Ltd - #42950 ***This permit is issued under the VBBL 2019, with updated energy requirements as per bylaw # 12997 effective Jan 01, 2022.*** | Volt Masters Electrical Ltd
MP-2024-00013 | 2024-01-04 | 859 E 64TH AVENUE, Vancouver, BC V5X 2N5 | Mechanical Permit | NULL | NULL | Issued | NULL | Rain Coast Plumbing & Heating Ltd
PP-2023-04380 | 2023-12-19 | 859 E 64TH AVENUE, Vancouver, BC V5X 2N5 | Plumbing Permit | Residential | New | Issued | Residential - Plumbing permit for new house >BP: To construct a 2 storey one-family dwelling with a secondary suite located in the Basement ($743,500) with an open parking pad, providing 1 parking space, having vehicular access from the rear 20' Lane. 1. Covenant registered at the Land Title Office under CB586293 2. A/C proposed – Exterior component located in rear yard, Interior component located in second floor 3. Bar sink located in basement 4. Schedule B: (Yatendra Kumar Sharma) P.Eng (778.863.7076) Struct. 5. Schedule B: (Tranh Van Le) P.Eng (604.421.3288) Geo. 6. HPO: Residential Builder- Pine Construction Ltd - #42950 Note: The entire building to be sprinklered to NFPA 13D Note: This is a 2 storey building pursuant to the Zoning and Development By-Law | Rain Coast Plumbing & Heating Ltd
NULL | NULL | 860 E 64TH AVENUE, Vancouver, BC V5X 2N4 | Mechanical Permit | NULL | NULL | Draft | NULL | NULL
EP-2023-10144 | 2023-11-27 | 860 E 64TH AVENUE, Vancouver, BC V5X 2N4 | Electrical Permit | Residential | Tenant Improvement | Completed | Installation / Repair - Residential - heat pump power supply x2 units MP-2023-02004 | Royal Vancouver Air Conditioning
MP-2023-02004 | 2023-11-08 | 860 E 64TH AVENUE, Vancouver, BC V5X 2N4 | Mechanical Permit | NULL | NULL | Completed | NULL | Royal Vancouver Air Conditioning
GP-2023-03121 | 2023-10-19 | 860 E 64TH AVENUE, Vancouver, BC V5X 2N4 | Gas Permit | Residential | Addition | Issued | Residential - Adding a new water heater | AKAL Plumbing & Heating Ltd
EP-2023-08880 | 2023-10-03 | 860 E 64TH AVENUE, Vancouver, BC V5X 2N4 | Electrical Permit | Residential | Addition | Completed | Installation / Repair - Residential - Upgrade service to 200A. | Gewang Electric Ltd
SP-2023-01876 | 2023-10-11 | 906 E 64TH AVENUE, Vancouver, BC V5X 2N4 | Sprinkler Permit | Residential | New | Issued | Residential - 1FD+SS - #1 & #2 - new sprinkler >DB: To construct a 2 storey + basement one-family dwelling with a secondary suite located in the basement with a detached accessory building (garage), at the rear providing 2 parking spaces, having vehicular access from the lane. Note: This is a 2 storey building pursuant to the Zoning and Development By-Law 1- A/C unit proposed in rear yard. ******THIS PERMIT HAS BEEN ISSUED UNDER THE REQUIREMENTS OF VBBL #12511 (2019)****** The entire building, to be sprinklered to NFPA 13D. | Real Tech Fire Protection Ltd
EP-2023-07738 | 2023-09-07 | 906 E 64TH AVENUE, Vancouver, BC V5X 2N4 | Electrical Permit | Residential | New | Issued | Installation / Repair - Residential - ¦ 1FD + 1SS- 200A ¦ Complete wiring and finishing. Main service-200 amps Main house meter-125 amps Legal suite meter-60 amps *An approved mechanical permit is required for the installation of air conditioning or heat pump unit at the time of installation before an electrical inspection will be performed >BP: To construct a 2 storey + basement one-family dwelling with a secondary suite located in the basement with a detached accessory building (garage), at the rear providing 2 parking spaces, having vehicular access from the lane. Note: This is a 2 storey building pursuant to the Zoning and Development By-Law 1- A/C unit proposed in rear yard. 2- Schedule B: Makhan S. Dhillon P.Eng (604.537.6271) Structural & Geotechnical 3- HPO: Owner Builder Address and suite numbers assigned as per approved plans for Fire and Emergency response. The address number is to be posted to the building to be visible from the street and the suite numbers are to be posted at the suite entries in accordance with the Building By-law prior to final inspection. ******THIS PERMIT HAS BEEN ISSUED UNDER THE REQUIREMENTS OF VBBL #12511 (2019)****** | SUNSTONE ELECTRIC LTD
MP-2023-01464 | 2023-08-09 | 906 E 64TH AVENUE, Vancouver, BC V5X 2N4 | Mechanical Permit | NULL | NULL | Issued | NULL | Rain Coast Plumbing & Heating Ltd
GP-2023-02777 | 2023-09-22 | 906 E 64TH AVENUE, Vancouver, BC V5X 2N4 | Gas Permit | Residential | New | Issued | Residential - 1 Boiler and 1 Range >BP: To construct a 2 storey + basement one-family dwelling with a secondary suite located in the basement with a detached accessory building (garage), at the rear providing 2 parking spaces, having vehicular access from the lane. | Rain Coast Plumbing & Heating Ltd
EP-2023-08784 | 2023-09-28 | 906 E 64TH AVENUE, Vancouver, BC V5X 2N4 | Electrical Permit | Residential | New | Issued | Installation / Repair - Residential - Roughing & Fininshing Security systems, Cameras,TV, Tel, Data & Doorbell. >BP: To construct a 2 storey + basement one-family dwelling with a secondary suite located in the basement with a detached accessory building (garage), at the rear providing 2 parking spaces, having vehicular access from the lane. Note: This is a 2 storey building pursuant to the Zoning and Development By-Law 1- A/C unit proposed in rear yard. 2- Schedule B: Makhan S. Dhillon P.Eng (604.537.6271) Structural & Geotechnical 3- HPO: Owner Builder ******THIS PERMIT HAS BEEN ISSUED UNDER THE REQUIREMENTS OF VBBL #12511 (2019)****** Combustible projections or roof soffits on an exposing building face shall not project to less than .45m from the property line and shall be in compliance with VBBL 2019 9.10.15.5.(9) As shown by an asterisk (*) on the building permit floor plans and/or elevations, exit protection is required to be provided in accordance with Articles 9.9.4.4., 9.9.4.6., and/or 9.37.2.8. of the 2019 VBBL. The entire building, to be sprinklered to NFPA 13D. | Charanjit Singh
PP-2023-02235 | 2023-06-23 | 906 E 64TH AVENUE, Vancouver, BC V5X 2N4 | Plumbing Permit | Residential | New | Issued | Residential - sump | Metro Contracting Ltd
EP-2023-05968 | 2023-07-04 | 906 E 64TH AVENUE, Vancouver, BC V5X 2N4 | Electrical Permit | Residential | New | Issued | Temporary Power - Residential - To provide temporary power. | SUNSTONE ELECTRIC LTD
PP-2023-02713 | 2023-07-31 | 906 E 64TH AVENUE, Vancouver, BC V5X 2N4 | Plumbing Permit | Residential | New | Issued | Residential - 1FD+SS - #1 & #2 - Plumbing for new house >DB: To construct a 2 storey + basement one-family dwelling with a secondary suite located in the basement with a detached accessory building (garage), at the rear providing 2 parking spaces, having vehicular access from the lane. Note: This is a 2 storey building pursuant to the Zoning and Development By-Law 1- A/C unit proposed in rear yard. ******THIS PERMIT HAS BEEN ISSUED UNDER THE REQUIREMENTS OF VBBL #12511 (2019)****** The entire building, to be sprinklered to NFPA 13D. | Rain Coast Plumbing & Heating Ltd
EP-2022-04416 | 2022-05-27 | 948 E 64TH AVENUE, Vancouver, BC V5X 2N4 | Electrical Permit | Residential | Renovation | Completed | Installation / Repair - Residential - new teck will be run into existing home from new LWH being built. The service will be removed from the main house and attached to the LWH when the LWH is complete and ready for permanent connection. Relocation of service Main service; 200 amps main house; 100 amps LWH; 100 amps | OPTIMUM ELECTRICAL LTD
GP-2022-00435 | 2022-02-10 | 966 E 64TH AVENUE, Vancouver, BC V5X 2N4 | Gas Permit | Residential | Renovation | Completed | Residential - Tankless re&re | Ferenc Nagy
EP-2022-03090 | NULL | 978 E 64TH AVENUE, Vancouver, BC V5X 2N4 | Electrical Permit | Residential | Addition | Withdrawn | Installation / Repair - Residential - upgrade service from 240v 100amp 1 phase to 200amp 240v 1phase | HY Electric Company Ltd
GP-2022-03274 | 2022-10-24 | 995 E 64TH AVENUE, Vancouver, BC V5X 2N5 | Gas Permit | Residential | Renovation | Completed | Residential - HWT re&re | Ferenc Nagy
SP-2021-01266 | 2022-05-19 | 2062 E 8TH AVENUE, Vancouver, BC V5N 1V2 | Sprinkler Permit | Commercial | New | Completed | Commercial - For all sprinkler work to the 2014 VBBL; NFPA 13R, 2013 for this newly constructed a 3-storey Multiple Dwelling residential building containing three dwelling units and to construct a detached accessory building for bike storage with three surface at grade parking spaces at the rear, having vehicular access from the lane. This application does not include any of the following: • Flexible sprinkler pipe. • Alternative solutions. Notes: 1. Sprinkler engineer of record Farzad Hemmati, P.Eng. T: 604-649-4574 E: 604-649-4574 2. One set of approved drawings and permit to be available for viewing at the jobsite. | Haven Fire Protection Ltd
PP-2022-01410 | 2022-04-27 | 2062 E 8TH AVENUE, Vancouver, BC V5N 1V2 | Plumbing Permit | Commercial | New | Completed | Commercial - TRI-PLEX - 2062 E 8TH AV - NORTH PORTION 2064 E 8TH AV - SOUTH PORTION 2066 E 8TH AV - BSMT Three plex plumbing To construct a 3-storey Multiple Dwelling residential building containing three dwelling units and to construct a detached accessory building for bike storage with three surface at grade parking spaces at the rear, having vehicular access from the lane. | JAI Plumbing & Heating Ltd
PP-2022-00127 | 2022-01-18 | 2062 E 8TH AVENUE, Vancouver, BC V5N 1V2 | Plumbing Permit | Commercial | New | Completed | Commercial - Two sump To construct a 3-storey Multiple Dwelling residential building containing three dwelling units and to construct a detached accessory building for bike storage with three surface at grade parking spaces at the rear, having vehicular access from the lane. | WEST DEMOLITION SERVICE LTD
GP-2023-00069 | 2023-01-06 | 2062 E 8TH AVENUE, Vancouver, BC V5N 1V2 | Gas Permit | Residential | Renovation | Completed | Residential - Old removed new installation | RAHELU PLUMBING & HEATING LTD.
EP-2022-06104 | 2022-08-04 | 2062 E 8TH AVENUE, Vancouver, BC V5N 1V2 | Electrical Permit | Residential | New | Completed | Installation / Repair - Residential - New Construction Triplex - Electrical rough-wire and finshing. New 200A consumer's service. Quadplex meter socket, House panel. Unit 1/2 - 125A service (calculated load 16560W). Unit 3 - 100A service (calculated load 11760W). A total of 3 EVSE loads, each EVSE switched/controlled by a Divvee40. Electrical low voltage rough-wire BP: To construct a 3-storey Multiple Dwelling residential building containing three dwelling units and to construct a detached accessory building for bike storage with three surface at grade parking spaces at the rear, having vehicular access from the lane. | AMTEK Electric Ltd
GP-2022-02107 | 2022-07-22 | 2062 E 8TH AVENUE, Vancouver, BC V5N 1V2 | Gas Permit | Residential | New | Completed | Residential - Complete 3 boilers, 3 range tops , 4 bbq only. >BP: To construct a 3-storey Multiple Dwelling residential building containing three dwelling units and to construct a detached accessory building for bike storage with three surface at grade parking spaces at the rear, having vehicular access from the lane. AMEND: FEB 13/2023 PIPING ONLY FOR 3 RANGES & 4 BBQS. ONLY INSTALLING 3 BOILERS. | Deep Gas Fitting Ltd.
EP-2022-08087 | 2022-09-26 | 2258 E 7TH AVENUE, Vancouver, BC V5N 1S7 | Electrical Permit | Residential | Addition | Completed | Installation / Repair - Residential - Add a heat pump and remove the baseboard heaters in the basement. | Dantec Services Ltd
GP-2022-02812 | 2022-09-20 | 2258 E 7TH AVENUE, Vancouver, BC V5N 1S7 | Gas Permit | Residential | Renovation | Completed | Residential - Remove existing furnace, clean room and disposal/recycle Install new Mitsubishi indoor air handling unit | Ashton Service Group/Ashton Mechanical Ltd.
MP-2022-00636 | 2022-12-01 | 2258 E 7TH AVENUE, Vancouver, BC V5N 1S7 | Mechanical Permit | NULL | NULL | Completed | NULL | Ashton Service Group/Ashton Mechanical Ltd.
NULL | NULL | 2258 E 7TH AVENUE, Vancouver, BC V5N 1S7 | Mechanical Permit | NULL | NULL | Draft | NULL | Ashton Service Group/Ashton Mechanical Ltd.
EP-2022-07915 | 2022-09-23 | 2282 E 7TH AVENUE, Vancouver, BC V5N 1S7 | Electrical Permit | Residential | Tenant Improvement | Completed | Installation / Repair - Residential - EMERGENCY REPAIR - REPLACE 2p70A main breaker. House lost power and breaker could not be reset. ** Amend 12/01/2022** change FSR From: Lee Quesnelle, FSR B, 212702 To: Aaron Nerdahl FSR A, 229090 Thank you | Houle Electric Limited
EP-2022-08138 | 2022-09-25 | 2480 E 7TH AVENUE, Vancouver, BC V5M 1T1 | Electrical Permit | Residential | New | Expired | Temporary Power - Residential - To provide temporary power. | G.S.G. Electric Ltd.
EP-2023-06803 | 2023-08-09 | 2480 E 7TH AVENUE, Vancouver, BC V5M 1T1 | Electrical Permit | Residential | New | Issued | Installation / Repair - Residential - Wiring and service for new duplex. >BP: To construct a 2-storey duplex with a secondary suite and detached accessory building (garage) at the rear providing 2 parking spaces, and a surface parking having vehicular access from the lane. The entire building to be sprinklered to 2x NFPA 13D. NOTE: To achieve the required FSR a floor space exclusion of 2% has been applied to this application as per section 10.15.1 of the district schedule, to accommodate improved building performance. Note: This is a 2 storey building pursuant to the Zoning and Development By-Law ******THIS PERMIT HAS BEEN ISSUED UNDER THE REQUIREMENTS OF VBBL 2019****** This permit is issued under the VBBL 2019, with updated energy requirements as per bylaw # 12997 effective Jan 01, 2022. 1. Covenant registered at the Land Title Office under CB224697 2. No strata titling permitted for secondary suites 1. A/C units proposed in front and rear yard 2. No bar sink proposed 3. Schedule B Yatendra Kumar Sharma P.Eng (778-863-7076) Structural and Geotechnical 4. BC Housing Lui Developments Ltd. All rooms adjacent to East and West exposing building face shall be sprinklered. "Combustible projections or roof soffits on an exposing building face shall not project to less than .45m from the property line and shall be in compliance with VBBL 2019 9.10.15.5.(9)" | G.S.G. Electric Ltd.
PP-2023-01871 | 2023-05-26 | 2480 E 7TH AVENUE, Vancouver, BC V5M 1T1 | Plumbing Permit | Residential | New | Issued | Residential - Plumbing duplex house >BP: To construct a 2-storey duplex with a secondary suite and detached accessory building (garage) at the rear providing 2 parking spaces, and a surface parking having vehicular access from the lane. The entire building to be sprinklered to 2x NFPA 13D. NOTE: To achieve the required FSR a floor space exclusion of 2% has been applied to this application as per section 10.15.1 of the district schedule, to accommodate improved building performance. Note: This is a 2 storey building pursuant to the Zoning and Development By-Law ******THIS PERMIT HAS BEEN ISSUED UNDER THE REQUIREMENTS OF VBBL 2019****** | G & D Hayer Plumbing Ltd
MP-2023-01673 | 2023-09-13 | 2480 E 7TH AVENUE, Vancouver, BC V5M 1T1 | Mechanical Permit | NULL | NULL | Issued | NULL | Lumi HVAC Ltd
SP-2023-01650 | 2023-09-08 | 2480 E 7TH AVENUE, Vancouver, BC V5M 1T1 | Sprinkler Permit | Residential | New | Issued | Residential - 2FD+SS - FRONT - 2480 E 7TH AV BACK - 2478 E 7TH AV - #1 & #2 DUPLEX WITH NEW SPRINKLERS >DB: To construct a 2-storey duplex with a secondary suite and detached accessory building (garage) at the rear providing 2 parking spaces, and a surface parking having vehicular access from the lane. The entire building to be sprinklered to 2x NFPA 13D. ******THIS PERMIT HAS BEEN ISSUED UNDER THE REQUIREMENTS OF VBBL 2019****** This permit is issued under the VBBL 2019, with updated energy requirements as per bylaw # 12997 effective Jan 01, 2022. 1. Covenant registered at the Land Title Office under CB224697 2. No strata titling permitted for secondary suites 1. A/C units proposed in front and rear yard 2. No bar sink proposed | BC Fire Sprinklers Ltd
GP-2023-02567 | 2023-09-05 | 2480 E 7TH AVENUE, Vancouver, BC V5M 1T1 | Gas Permit | Residential | New | Issued | Residential - 3 Ranges & 2 BBQ's Complete >BP: To construct a 2-storey duplex with a secondary suite and detached accessory building (garage) at the rear providing 2 parking spaces, and a surface parking having vehicular access from the lane. | G & D Hayer Plumbing Ltd
EP-2023-09036 | 2023-10-06 | 2480 E 7TH AVENUE, Vancouver, BC V5M 1T1 | Electrical Permit | Residential | New | Issued | Temporary Power - Residential - To provide temporary power. | G.S.G. Electric Ltd.
GP-2022-00356 | 2022-02-03 | 6526 HEATHER STREET, Vancouver, BC V6P 3P2 | Gas Permit | Residential | Tenant Improvement | Completed | Residential - Re Re Furnace | Moore & Russell Heating Ltd
EP-2022-00854 | 2022-04-08 | 6526 HEATHER STREET, Vancouver, BC V6P 3P2 | Electrical Permit | Residential | Tenant Improvement | Completed | Installation / Repair - Residential - Electrical install of heat pump | Moore And Russell Heating And Air Conditioning Ltd
EP-2022-03440 | 2022-04-29 | 5150 HIGHGATE STREET, Vancouver, BC V5R 3G8 | Electrical Permit | Residential | New | Completed | Installation / Repair - Residential - Security Alarm System Installation. >BP: To construct a two-storey two-family dwelling ($733,717.50) with a Concrete parking pad at the rear providing 2 parking spaces, having vehicular access from the lane. Note: This is a 2 storey building pursuant to the Zoning and Development By-Law 1. A/C units proposed in rear yard 3. Schedule B: Alan Prahalad P.Eng (604-831-1431) Structural & Geotechnical 4- HPO: Residential Builder- CAV Enterprise Inc | Westend Sound And Security Inc.
EP-2023-09643 | 2023-10-25 | 5514 HOLLAND STREET, Vancouver, BC V6N 2A8 | Electrical Permit | Residential | New | Issued | Temporary Power - Residential - To provide temporary power. | Higo Electric Ltd
PP-2023-04068 | 2023-11-20 | 5514 HOLLAND STREET, Vancouver, BC V6N 2A8 | Plumbing Permit | Residential | New | Issued | Residential - 2FD+2SS - SOUTH - 5518 HOLLAND ST - #1 & #2 NORTH - 3928 W 39TH AV - #1 & #2 all rough in and finishing >DB: To construct a 2 storey duplex with 2 secondary suites located in the Basement with a detached accessory building (garage) providing 2 parking spaces, having vehicular access from the flanking street. 1. Covenant registered at the Land Title Office under CB619353 2. External mechanical units located in the rear yard, Interior components not specified. 3. Bar sink located in basement. ***This permit is issued under the VBBL 2019, with updated energy requirements as per bylaw # 12997 effective Jan 01, 2022.*** | GS Plumbing Ltd
EP-2022-08046 | 2022-09-22 | 5514 HOLLAND STREET, Vancouver, BC V6N 2A8 | Electrical Permit | Residential | New | Expired | Temporary Power - Residential - To provide temporary power. Amended Sept 27 - Please help me to update service from 60amp to 90amp. | Higo Electric Ltd
GP-2022-02569 | 2022-08-30 | 5612 HOLLAND STREET, Vancouver, BC V6N 2A8 | Gas Permit | Residential | Addition | Completed | Residential - TO INSTALL 1 FURNACE | BC Care Heating Services Ltd
EP-2022-06961 | 2022-08-18 | 5612 HOLLAND STREET, Vancouver, BC V6N 2A8 | Electrical Permit | Residential | Tenant Improvement | Completed | Installation / Repair - Residential - -Install ground fault protection on ungrounded circuitry. -Install keyless fixtures & cages. -Install flex, junction box & cover on wire. -Rewire plug using BX. -Install extension box & KO fillers. -Move branch circuit wiring from mains compartment of panel to branch circuit department of panel. -Replace all old branch circuit breakers. -Fix polarity & install missing covers. -Install ground fault protection on bathroom & exterior plugs. | BPM Electric Ltd
EP-2022-00013 | 2022-01-04 | 4305 INVERNESS STREET, Vancouver, BC V5V 4X1 | Electrical Permit | Residential | Renovation | Completed | Installation / Repair - Residential - Renovation of main floor area. Re-location of kitchen wiring from the east side of home to the west side of home. All new kitchen branch/appliance circuits to be pulled. New LED lighting throughout main floor. Wiring of new mud room area and powder room. **Amendment Mar 24, 2022** Additional scope of work: Upgrade overhead consumer service from 100A to 200A. Installation of dedicated 30A circuit for heat pump. Value of job to increase by $3000 >BP: Interior alterations to provide improvements to this existing one family dwelling on this site. Scope of Work: Basement: Re&Re Bathroom, replace bathtub with shower, remove an interior wall in bathroom Main Floor: Relocate kitchen/bathroom and construct new mud room. New smaller window in kitchen to match existing, lighting Second Floor: No changes The services of a Structural Engineer may be required, based upon site inspection by the District Building Inspector. OK for field review per K.Vogt 07/05/21 >>>>Amend: to add grounding and bonding for the SERVICE inspection to populate >>>Amend: May 27th -Diagram of heat pump location uploaded in the Application Document | Wagman Electrical Systems Inc
PP-2022-00064 | 2022-01-11 | 4305 INVERNESS STREET, Vancouver, BC V5V 4X1 | Plumbing Permit | Residential | Renovation | Completed | Residential - renovation 2 bathrooms and 1 kitchen Interior alterations to provide improvements to this existing one family dwelling on this site. Scope of Work: Basement: Re&Re Bathroom, replace bathtub with shower, remove an interior wall in bathroom Main Floor: Relocate kitchen/bathroom and construct new mud room. New smaller window in kitchen to match existing, lighting Second Floor: No changes | Tidal Mechanical Ltd
GP-2022-00136 | 2022-01-17 | 4353 INVERNESS STREET, Vancouver, BC V5V 4X1 | Gas Permit | Residential | Tenant Improvement | Completed | Residential - Re Re Furnace | Moore & Russell Heating Ltd
EP-2022-08303 | 2022-10-11 | 4365 INVERNESS STREET, Vancouver, BC V5V 4X1 | Electrical Permit | Residential | Tenant Improvement | Completed | Installation / Repair - Residential - Service upgrade to 200amps followed by Electrical installation of AC Service upgrade to 200amps Building permit not required MP-2022-00298: Submitted **Amend 12/16/2022** amend the scope of work to include" Grounding/Bonding" as this is a SU and we can see we are unable to trigger the SU inspection. | Moore And Russell Heating And Air Conditioning Ltd
MP-2022-00298 | 2022-09-29 | 4365 INVERNESS STREET, Vancouver, BC V5V 4X1 | Mechanical Permit | NULL | NULL | Completed | NULL | Moore And Russell Heating And Air Conditioning Ltd
NULL | NULL | 4365 INVERNESS STREET, Vancouver, BC V5V 4X1 | Electrical Permit | Residential | NULL | Withdrawn | Installation / Repair - Residential - Electrical Install of heat pump or AC (depending what the unit is) No change to existing service BP not required | Moore And Russell Heating And Air Conditioning Ltd
GP-2023-00542 | 2023-02-14 | 4365 INVERNESS STREET, Vancouver, BC V5V 4X1 | Gas Permit | Residential | Tenant Improvement | Completed | Residential - Re and Re the furnace | Moore & Russell Heating Ltd
GP-2022-00912 | 2022-03-23 | 4377 INVERNESS STREET, Vancouver, BC V5V 4X1 | Gas Permit | Residential | Renovation | Completed | Residential - Combi Boiler replacement | Flame Co Heating Services Ltd
GP-2022-00982 | 2022-04-13 | 4381 INVERNESS STREET, Vancouver, BC V5V 4X1 | Gas Permit | Residential | Renovation | Completed | Residential - HWT re&re | Ferenc Nagy
MP-2022-00461 | 2022-10-24 | 4529 INVERNESS STREET, Vancouver, BC V5V 4X3 | Mechanical Permit | NULL | NULL | Completed | NULL | Moore And Russell Heating And Air Conditioning Ltd
EP-2022-09029 | 2022-10-25 | 4529 INVERNESS STREET, Vancouver, BC V5V 4X3 | Electrical Permit | Residential | Tenant Improvement | Completed | Installation / Repair - Residential - Service upgrade to 200amps followed by Install of HP. Existing service: 100ams Building permit not required. MP-2022-00461 (Issued) | Moore And Russell Heating And Air Conditioning Ltd
GP-2022-04066 | 2022-12-19 | 4539 INVERNESS STREET, Vancouver, BC V5V 4X3 | Gas Permit | Residential | Renovation | Completed | Residential - Hot Water Heater Installation | Hillcrest Plumbing & Heating (1991) Ltd
SP-2022-02116 | 2023-05-18 | 800 HORNBY STREET, Vancouver, BC | Sprinkler Permit | Commercial | Tenant Improvement | Issued | Commercial - Add and Relocated Sprinkler Heads >BP: Interior Alterations to modernize and provide firefighters emergency operation to (1) modernized elevator, and structural upgrades to 2 existing escalators. Scope of works include: - Retain existing fire alarm panel and addressable smoke fire detectors. - Provide firefighters emergency operation to modernized elevators design in compliance with CSA B44, & Bulletin 2018-004-BU/EL - Recall relays for the modernized elevators, and connection to fire alarm panel -Modernization of one (1) elevator equipment - Structural work for one (1) Escalator replacement ******THIS PERMIT HAS BEEN REVIEWED AND ISSUED UNDER THE REQUIREMENTS OF VBBL 2019 ******** 3 Related permits created: BP-2022-05055 - 800 Hornby BP-2022-05056 - 800 Robson BP-2022-05057 - 800 Smithe Building Review Branch Notes: - Electrical Permit required | Viking Fire Protection Inc
EP-2022-09879 | 2022-11-22 | 800 HORNBY STREET, Vancouver, BC | Electrical Permit | Commercial | Tenant Improvement | Issued | Installation / Repair - Commercial - Electrical work associated with escalator 3, 4 upgrade. Provide a new safety switch disconnect for each escalator, provide new #6 ground from the building's main ground. Replace existing luminaires with LED's and provide new GFCI receptacles in escalator pit with new. Interior Alterations to modernize and provide firefighters emergency operation to (1) modernized elevator, and structural upgrades to 2 existing escalators. 3 Related permits created: BP-2022-05055 - 800 Hornby BP-2022-05056 - 800 Robson BP-2022-05057 - 900 Smithe | Action Electric Ltd
NULL | NULL | 800 HORNBY STREET, Vancouver, BC | Electrical Permit | Commercial | NULL | Draft | Annual / Operating - Annual operating electrical maintenance permit renewal for 2021. VALID: JULY 31/2021 TO JULY 30/2022 EXPIRED PERMIT: EP-2020-05686 The load has not changed. 11500 is still the current KVA . The 12000 refers to the incoming hydro voltage. | P M Mcginity Ltd
NULL | NULL | 800 HORNBY STREET, Vancouver, BC | Electrical Permit | Commercial | NULL | Draft | Annual / Operating - Robson Square | P M Mcginity Ltd
EP-2023-01840 | 2023-03-07 | 800 HORNBY STREET, Vancouver, BC | Electrical Permit | Commercial | Renovation | Completed | Installation / Repair - Commercial - Supply and install 1-15amp duplex receptacle and 4 CAT6 data drops | Status Electrical Corporation
PP-2023-01693 | 2023-05-15 | 800 HORNBY STREET, Vancouver, BC | Plumbing Permit | Commercial | Renovation | Completed | Commercial - installing 3 electric hot water tanks >BP: Block 51/61 Interior alterations related to voluntary replacement of three vertical hot water storage tanks Blocks 51 and 61 in this existing institutional building (Law Courts). Scope of work: replace three existing vertical domestic hot water storage tanks (one tank is heated by heating water for ice rink melting system and two tanks are heated by steam for building plumbing fixtures) with three new vertical electric domestic hot water storage tanks. new piping will be installed and connected back to existing systems. New concrete house keeping pad will be provided for each new tank. New electrical power for the new tanks will be fed from existing electrical panels. All redundant heating water piping and associated heating water pump will be removed. Existing steam preheat domestic cold water system and associated condensate drain systems will also be removed. | Slopeside Mechanical Systems Ltd
EP-2023-07828 | 2023-09-07 | 800 HORNBY STREET, Vancouver, BC | Electrical Permit | Commercial | NULL | Issued | Annual / Operating - Electrical Maintenance of existing Electrical lighting and power. RENEWAL OF EP-2022-07227 VALID: JULY 31/2023 TO JULY 30/2024 | P M Mcginity Ltd
EP-2022-01708 | 2022-03-03 | 800 HORNBY STREET, Vancouver, BC | Electrical Permit | Commercial | Tenant Improvement | Completed | Installation / Repair - Commercial - Install power for new Electrical Hot Water Tanks that are to replace old tanks. Power to be fed from existing panels. >BP: Interior alterations related to voluntary replacement of three vertical hot water storage tanks Blocks 51 and 61 in this existing institutional building (Law Courts). Scope of work: replace three existing vertical domestic hot water storage tanks (one tank is heated by heating water for ice rink melting system and two tanks are heated by steam for building plumbing fixtures) with three new vertical electric domestic hot water storage tanks. new piping will be installed and connected back to existing systems. New concrete house keeping pad will be provided for each new tank. New electrical power for the new tanks will be fed from existing electrical panels. All redundant heating water piping and associated heating water pump will be removed. Existing steam preheat domestic cold water system and associated condensate drain systems will also be removed. Letter of assurance by: Bassam M. Yammine, P.Eng, 604-609-050 (ext 107), Schedule B (Plumbing); S. S.Dhaliwal, P.Eng, 604-0609-0500(ext 108); Schedule B (Electrical) To be processed in conjunction with Block 71 (BP-2021-04670) OK for field Review -Rob Rattray, DBI - August 31, 2021 -Christine Fong, BRB - September 1, 2021 | Charles Richard Pawluk o/a United Electrical Systems Ltd
EP-2022-04282 | 2022-06-15 | 800 HORNBY STREET, Vancouver, BC | Electrical Permit | Commercial | Tenant Improvement | Completed | Installation / Repair - Commercial - Install a new Generator Circuit for existing Data Room panel on 3rd floor. Install a new 45KVA transformer and new Emergency Panel in Main Data room on S Level. Install new sub circuits to existing Heat Pumps in Parkade. This is a stand alone Electrical Permit only. No associated building permit is associated with this work. -The grounding and bonding will not be affected. We will be installing an equipment bond to the new transformer and thought that this would apply to the grounding and bonding section of the permit application | Charles Richard Pawluk o/a United Electrical Systems Ltd
EP-2022-07227 | 2022-10-18 | 800 HORNBY STREET, Vancouver, BC | Electrical Permit | Commercial | NULL | Expired | Annual / Operating - RENEWAL ANNUAL OPERATING PERMIT VALID: JULY 31/2022 TO JULY 30/2023 EXPIRED PERMIT: EP-2021-06215 Electrical Operating Maintenance Annual. | P M Mcginity Ltd
PP-2024-00184 | 2024-01-25 | 800 HORNBY STREET, Vancouver, BC | Plumbing Permit | Commercial | Addition | Issued | Commercial - adding 2 backflow preventers to 2 existing drinking fountains | WJM Mechanical Limited
EP-2021-07976 | 2022-01-14 | 845 HORNBY STREET, Vancouver, BC V6Z 1V1 | Electrical Permit | Commercial | Tenant Improvement | Completed | Installation / Repair - Commercial - Provide & install 1x new GFCI receptacle and replace existing light with new 4' LED in the elevator pit. Replace existing mainline disconnect & car light disconnect with new, c/w TD fuses & feeders in the elevator machine room. Replace existing lighting in machine room with new 4' caged LEDs. Replace existing outlet in machine room with new GFCI type. Provide new exhaust fan c/w reverse acting thermostat in machine room. Provide new #6 ground. | Action Electric Ltd
EP-2023-00137 | 2023-01-09 | 1001 HORNBY STREET, Vancouver, BC V6Z 2R9 | Electrical Permit | Commercial | NULL | Expired | Annual / Operating - Maintenance of existing operating electrical equipment. Minor electrical installation, repair and maintenance. | Berts Electric (2001) Ltd
EP-2022-06731 | 2022-08-10 | 1840 ISLAND AVENUE, Vancouver, BC V5P 2S6 | Electrical Permit | Residential | New | Expired | Temporary Power - Residential - To provide temporary power. | Gold Medal Electric Ltd
EP-2023-00848 | 2023-02-01 | 1840 ISLAND AVENUE, Vancouver, BC V5P 2S6 | Electrical Permit | Residential | Renovation | Completed | Installation / Repair - Residential - Reconnect the power for the main house *EP-2023-00848/ 1FD RE-CONNECT *EP-2023-00847/ LWH- NEW 200A SERVICE >Permit Amendment Oct 10, 2023 -New Load calculation : gas range installed in lane way house ,gas range installed in secondary suite .and -100amp in main house ,60amp in secondary suite , 125amp in lane way house . Main services is 200amp for three meter . *Document(s) uploaded to "Application Documents" tab for Electrical Inspector review. Documents are at pending status at time of permit amendment approval | Gold Medal Electric Ltd
GP-2023-02760 | 2023-09-21 | 1840 ISLAND AVENUE, Vancouver, BC V5P 2S6 | Gas Permit | Residential | New | Completed | Residential - 1 Range to install | ACME PLUMBING HEATING & GAS LTD.
EP-2022-00478 | 2022-01-24 | 945 JERVIS STREET, Vancouver, BC V6E 2B8 | Electrical Permit | Residential | Renovation - Dwelling Unit(s) only | Completed | Installation / Repair - Residential - new panel (service wont be affected), new kitchen circuits, new lights plugs and switches, new smoke detector in bedroom >BP: Interior alterations to provide improvements to the bathroom and kitchen in this existing unit on the 14th floor (#1404) in this multiple dwelling building on this site. Scope of work: upgrade bathroom and modify the kitchen layout, upgrade finishes, appliances, fixtures, fix firestopping where applicable, electrical and plumbing work. Architectural Schedule A, Plumbing Schedule B and Electrical B submitted by John J. McCuaig, P.Eng., ph: 604-255-0992 OK for field review as per K Vogt Energy upgrade - E2-Appliances- Upgrade to an Energuide/Energy Star appliance (washer,dryer) Energy checklist is currently no longer required with your Building Permit (BP) application. Some supporting documents are still required at BP stage, specifically Envelope and HVAC, if applicable. Service Water Heating Lighting supporting documents, if applicable, must be submitted with your related trades permits (e.g. electrical and plumbing). All energy upgrades will be checked during inspections stage. It is the applicant's responsibility to identify and note all required upgrades including energy upgrades on their BP drawings at BP stage. | Vancouver Telectric Services Ltd
PP-2022-00052 | 2022-01-11 | 945 JERVIS STREET, Vancouver, BC V6E 2B8 | Plumbing Permit | Commercial | Renovation - Dwelling Unit(s) only | Completed | Commercial - Will be replacing the bathtub and shower diverter valve. Will also be replacing the toilet, lavatory sink and faucet, kitchen sink and faucet. Will also be installing a new dishwasher. The location of these fixtures will not be moved from original. | Salvatore Borello
PP-2022-00053 | 2022-01-11 | 945 JERVIS STREET, Vancouver, BC V6E 2B8 | Plumbing Permit | Commercial | Renovation - Dwelling Unit(s) only | Completed | Commercial - Will be replacing the bathtub and shower diverter valve. Will also be replacing the toilet, lavatory sink and faucet, kitchen sink and faucet. Will also be installing a new dishwasher. The location of these fixtures will not be moved from original. *** Unit 708 **** *** No building work otherwise Building Permit is required*** *** Not permitted to add clothes washer*** | Salvatore Borello
EP-2022-00767 | 2022-02-02 | 945 JERVIS STREET, Vancouver, BC V6E 2B8 | Electrical Permit | Residential | Renovation - Dwelling Unit(s) only | Completed | Installation / Repair - Residential - new panel service wont be affected, new kitchen circuits, new plugs switches and lights also new smoke detector in bedroom #1201 - 12th floor Interior alterations to provide improvements to this existing multiple dwelling unit on the 12th floor (#1201) of this existing multiple dwelling building on this site. Scope of work: upgrade bathroom and modify the kitchen layout, upgrade finishes, appliances, fixtures, fix firestopping where applicable, electrical and plumbing work. | Vancouver Telectric Services Ltd
PP-2022-00405 | 2022-02-08 | 945 JERVIS STREET, Vancouver, BC V6E 2B8 | Plumbing Permit | Commercial | Renovation - Dwelling Unit(s) only | Completed | Commercial - SUITE #1404 - RE N RE - Will be replacing the bathtub and shower diverter mixing valve. Will also be replacing the toilet, lavatory sink and faucet, kitchen sink and faucet and installing a new dishwasher. The location of these fixtures will not move from original location. #1404 - 14th Floor Interior alterations to provide improvements to the bathroom and kitchen in this existing unit on the 14th floor (#1404) in this multiple dwelling building on this site. Scope of work: upgrade bathroom and modify the kitchen layout, upgrade finishes, appliances, fixtures, fix firestopping where applicable, electrical and plumbing work. | Salvatore Borello
EP-2022-01462 | 2022-02-24 | 945 JERVIS STREET, Vancouver, BC V6E 2B8 | Electrical Permit | Residential | Renovation - Dwelling Unit(s) only | Completed | Installation / Repair - Residential - new panel service wont be affected, new kitchen circuits, new plugs lights and switches also new smoke in bedroom >BP: #809 Interior alterations to provide kitchen and bathroom improvements to the existing dwelling unit on the 8th Floor (#809) in this existing multiple dwelling building. Scope of work: - Kitchen & bathroom reno, replace interior wall, millwork & finishes, plumbing fixtures & electrical OK For Field Review per Kim V - Jan 21/22 This is not a Sprinklered Building Energy Upgrade: E2-Appliances - Upgrade to an Energuide/Energy Star appliance (fridge; dishwasher) Schedule B Architecutral, Plumbing & Electrical submitted per John J McCuaig, 604-255-0992 | Vancouver Telectric Services Ltd
PP-2022-01750 | 2022-05-24 | 945 JERVIS STREET, Vancouver, BC V6E 2B8 | Plumbing Permit | Commercial | Renovation - Dwelling Unit(s) only | Completed | Commercial - Plumbing for: >BP: Unit 104 - 1ST Floor Interior alterations to provide improvements to this existing dwelling unit (#104) on the 1ST floor of this existing multiple dwelling building on this site. Energy upgrade: E2-Appliances - Upgrade to an Energuide/Energy Star appliance (fridge; dishwasher) Ok'd for DTI by Shelley D. | Salvatore Borello
PP-2022-01749 | 2022-05-24 | 945 JERVIS STREET, Vancouver, BC V6E 2B8 | Plumbing Permit | Commercial | Renovation - Dwelling Unit(s) only | Completed | Commercial - Plumbing for: >BP: Unit 307 - 3RD Floor Interior alterations to provide improvements to this existing dwelling unit (#307) on the 3rd floor of this existing multiple dwelling building on this site. Energy Upgrade: E2 Appliances - Upgrade to an Energuide/EnergyStar appliance (fridge; dishwasher) Okay for DTI by Shelley D. | Salvatore Borello
PP-2022-01429 | 2022-04-28 | 945 JERVIS STREET, Vancouver, BC V6E 2B8 | Plumbing Permit | Commercial | Renovation - Dwelling Unit(s) only | Completed | Commercial - SUITE #501 - Will be replacing the bathtub and shower diverter valve. Will also be replacing the toilet, lavatory sink and faucet, kitchen sink and faucet and installing a new dishwasher. The location of these fixtures will not change from the original location. #501 Interior alterations to provide improvements to dwelling unit #501 on the 5th floor of this existing multiple dwelling building on this site. Scope of work: upgrade bathroom and modify the kitchen layout, upgrade finishes, appliances, fixtures, fix firestopping where applicable, electrical and plumbing work | Salvatore Borello
EP-2022-03366 | 2022-04-27 | 945 JERVIS STREET, Vancouver, BC V6E 2B8 | Electrical Permit | Commercial | Renovation | Completed | Installation / Repair - Commercial - Replacing faulty main circuit breaker in suite #602. Re / re breaker meter stack >BP: To alter the interior of suite #602 to modify the kitchen layout, upgrade finishes, appliances, and fixtures throughout the suite, and to fix firestopping where needed. Letters of assurance submitted by: John J McCuaig, 604-255-0992, P.Eng, Architectural, Plumbing, Electrical Schedule B. Energy upgrade E2 required, customer chose L2 - Appliances - Upgrade to an Energuide/Energy Star appliance (fridge; dishwasher) Note to applicant: The services of a structural engineer may be required, based upon site inspection by the District Building Inspector. No sprinkler permit required Energy checklist is currently no longer required with your Building Permit (BP) application. Some supporting documents are still required at BP stage, specifically Envelope and HVAC, if applicable. Service Water Heating and Lighting supporting documents, if applicable, must be submitted with your related Trades permits (e.g. electrical and plumbing). All energy upgrades will be checked during inspections stage. It is the applicant’s responsibility to identify and note all required upgrades including energy upgrades on their BP drawings at BP stage. | AG Electric and Alarm Monitoring Co Ltd
EP-2022-04000 | 2022-05-16 | 945 JERVIS STREET, Vancouver, BC V6E 2B8 | Electrical Permit | Residential | Renovation - Dwelling Unit(s) only | Completed | Installation / Repair - Residential - new panel service wont be affected. new kitchen circuits. new lights plugs and switches. new smoke detector in bedroom >BP: Unit 307 - 3RD Floor Interior alterations to provide improvements to this existing dwelling unit (#307) on the 3rd floor of this existing multiple dwelling building on this site. Energy Upgrade: E2 Appliances - Upgrade to an Energuide/EnergyStar appliance (fridge; dishwasher) Okay for DTI by Shelley D. | Vancouver Telectric Services Ltd
EP-2022-03999 | 2022-05-16 | 945 JERVIS STREET, Vancouver, BC V6E 2B8 | Electrical Permit | Residential | Renovation - Dwelling Unit(s) only | Completed | Installation / Repair - Residential - new panel service wont be affected. new kitchen circuits. new lights plugs and switches. new smoke detector in bedroom >BP: Unit 104 - 1ST Floor Interior alterations to provide improvements to this existing dwelling unit (#104) on the 1ST floor of this existing multiple dwelling building on this site. Energy upgrade: E2-Appliances - Upgrade to an Energuide/Energy Star appliance (fridge; dishwasher) Ok'd for DTI by Shelley D. | Vancouver Telectric Services Ltd
EP-2022-01702 | 2022-03-02 | 945 JERVIS STREET, Vancouver, BC V6E 2B8 | Electrical Permit | Residential | Renovation - Dwelling Unit(s) only | Completed | Installation / Repair - Residential - new panel (service wont be affected) new kitchen circuits, new lights plugs and switches also new smoke detector in bedroom >BP: Interior alterations to provide improvements to dwelling unit #1206 on the 12th floor of this existing multiple dwelling building on this site. Scope of work: upgrade bathroom and modify the kitchen layout, upgrade finishes, appliances, fixtures, fix firestopping where applicable, electrical and plumbing work. OK for Field Review per W.Wong February 7, 2022 Energy upgrade E2 - Appliances - Upgrade to an Energuide/Energy Star appliance (fridge; dishwasher) Architectural Schedule B, Plumbing Schedule B and Electrical B submitted by John J. McCuaig, P.Eng., Energy checklist is currently no longer required with your Building Permit (BP) application. Some supporting documents are still required at BP stage, specifically Envelope and HVAC, if applicable. Service Water Heating Lighting supporting documents, if applicable, must be submitted with your related trades permits (e.g. electrical and plumbing). All energy upgrades will be checked during inspections stage. It is the applicant's responsibility to identify and note all required upgrades including energy upgrades on their BP drawings at BP stage. | Vancouver Telectric Services Ltd
PP-2022-00713 | 2022-03-02 | 945 JERVIS STREET, Vancouver, BC V6E 2B8 | Plumbing Permit | Commercial | Renovation - Dwelling Unit(s) only | Completed | Commercial - Will be replacing the bathtub and shower diverter mixing valve. Will also be replacing the toilet, lavatory sink and faucet, kitchen sink and faucet and will be installing a new dishwasher. These fixtures will not change location from the original location. >#1201 - 12th floor Interior alterations to provide improvements to this existing multiple dwelling unit on the 12th floor (#1201) of this existing multiple dwelling building on this site. Scope of work: upgrade bathroom and modify the kitchen layout, upgrade finishes, appliances, fixtures, fix firestopping where applicable, electrical and plumbing work. | Salvatore Borello
EP-2022-01894 | 2022-03-08 | 945 JERVIS STREET, Vancouver, BC V6E 2B8 | Electrical Permit | Residential | Renovation - Dwelling Unit(s) only | Completed | Installation / Repair - Residential - new panel service wont be affected, new kitchen circuits, new lights plugs and switches and new smoke detector in bedroom >BP: #207 Interior alterations only to provide upgrades to the kitchen and bathroom at this existing residential dwelling unit on the 2nd floor at this existing multiple dwelling building (rental) on this site. Scope of work includes: fire stopping were applicable, removal of interior partition wall, millwork/finishes plumbing and electrical work. The services of a Structural Engineer may be required, based upon site inspection by the District Building Inspector. Letters of Assurance submitted by: Architectural, Plumbing, Electrical Schedule B - John J. McCuaig, 604-255-0992 E2-Appliances - Upgrade to an Energuide/Energy Star appliance (fridge; dishwasher) OK For Field Review per Kim V - Jan 21/22 | Vancouver Telectric Services Ltd
EP-2022-01988 | 2022-03-11 | 945 JERVIS STREET, Vancouver, BC V6E 2B8 | Electrical Permit | Residential | Renovation - Dwelling Unit(s) only | Completed | Installation / Repair - Residential - new panel service wont be affected, new kitchen circuits, new lights plugs and switches also new smoke in bedroom >BP: #501 Interior alterations to provide improvements to dwelling unit #501 on the 5th floor of this existing multiple dwelling building on this site. Scope of work: upgrade bathroom and modify the kitchen layout, upgrade finishes, appliances, fixtures, fix firestopping where applicable, electrical and plumbing work Energy upgrade E2, Upgrade to an Energuide/Energy Star appliance (fridge; dishwasher). Architectural Schedule B, Plumbing Schedule B and Electrical B submitted by John J. McCuaig, P.Eng., Energy checklist is currently no longer required with your Building Permit (BP) application. Some supporting documents are still required at BP stage, specifically Envelope and HVAC, if applicable. Service Water Heating Lighting supporting documents, if applicable, must be submitted with your related trades permits (e.g. electrical and plumbing). All energy upgrades will be checked during inspections stage. It is the applicant's responsibility to identify and note all required upgrades including energy upgrades on their BP drawings at BP stage. | Vancouver Telectric Services Ltd
PP-2022-00863 | 2022-03-21 | 945 JERVIS STREET, Vancouver, BC V6E 2B8 | Plumbing Permit | Commercial | Renovation - Dwelling Unit(s) only | Completed | Commercial - SUITE #809 - Will be replacing the bathtub and shower diverter mixing valve. Will also be replacing the toilet, lavatory sink and faucet, kitchen sink and faucet, and installing a new dishwasher. The location of these fixtures will not change from the original location. #809 Interior alterations to provide kitchen and bathroom improvements to the existing dwelling unit on the 8th Floor (#809) in this existing multiple dwelling building. Scope of work: - Kitchen & bathroom reno, replace interior wall, millwork & finishes, plumbing fixtures & electrical | Salvatore Borello
PP-2022-01116 | 2022-04-01 | 945 JERVIS STREET, Vancouver, BC V6E 2B8 | Plumbing Permit | Commercial | Renovation - Dwelling Unit(s) only | Completed | Commercial - SUITE #1206 - Will be replacing the bathtub and shower diverter valve. Will also be replacing the toilet, lavatory sink and faucet, kitchen sink and faucet and installing a new dishwasher. The location of these fixtures will change frome original location. #1206 Interior alterations to provide improvements to dwelling unit #1206 on the 12th floor of this existing multiple dwelling building on this site. Scope of work: upgrade bathroom and modify the kitchen layout, upgrade finishes, appliances, fixtures, fix firestopping where applicable, electrical and plumbing work. | Salvatore Borello
PP-2022-01158 | 2022-04-05 | 945 JERVIS STREET, Vancouver, BC V6E 2B8 | Plumbing Permit | Commercial | Renovation - Dwelling Unit(s) only | Completed | Commercial - #207 Will be replacing the bathtub and shower diverter valve with new. Will also be replacing the toilet, lavatory sink and faucet, kitchen sink and faucet and will be installing a new dishwasher. The location of these fixtures will not change from origingal location. Interior alterations only to provide upgrades to the kitchen and bathroom at this existing residential dwelling unit on the 2nd floor at this existing multiple dwelling building (rental) on this site. Scope of work includes: fire stopping were applicable, removal of interior partition wall, millwork/finishes plumbing and electrical work. | Salvatore Borello
PP-2023-03302 | 2023-09-18 | 945 JERVIS STREET, Vancouver, BC V6E 2B8 | Plumbing Permit | Commercial | Renovation - Dwelling Unit(s) only | Completed | Commercial - Will be replacing the bathtub and diverter valve. Will also be installing a new dishwasher. >BP: #302 - 3rd Floor Interior alterations to provide kitchen and bathroom improvements to the existing dwelling unit on the 3rd Floor (#302) in this existing multiple dwelling building. Scope of work: - Kitchen & bathroom reno, replace interior wall, millwork & finishes, fix firestopping where applicable, plumbing fixtures & electrical. | Salvatore Borello
EP-2023-07368 | 2023-08-16 | 945 JERVIS STREET, Vancouver, BC V6E 2B8 | Electrical Permit | Residential | Renovation - Dwelling Unit(s) only | Completed | Installation / Repair - Residential - Installation of a new panel, new kitchen circuits, new lights plugs and switches also new smoke alarms in bedroom. #302 - 3rd Floor Interior alterations to provide kitchen and bathroom improvements to the existing dwelling unit on the 3rd Floor (#302) in this existing multiple dwelling building. Scope of work: - Kitchen & bathroom reno, replace interior wall, millwork & finishes, fix firestopping where applicable, plumbing fixtures & electrical. | Vancouver Telectric Services Ltd
PP-2023-02897 | 2023-08-16 | 945 JERVIS STREET, Vancouver, BC V6E 2B8 | Plumbing Permit | Commercial | Renovation - Dwelling Unit(s) only | Completed | Commercial - UNIT #603 - 6TH FLOOR - Will be replacing the bathtub and shower diverter valve. Will also be installing a new dishwasher. >BP: Unit 603- 6Th Floor Interior alterations to provide improvements to dwelling unit #603 on the 6th floor of this existing multiple dwelling building on this site. Scope of work includes re & re kitchen and bathroom. | Salvatore Borello
EP-2023-09625 | 2023-11-03 | 945 JERVIS STREET, Vancouver, BC V6E 2B8 | Electrical Permit | Commercial | Renovation - Dwelling Unit(s) only | Completed | Installation / Repair - Commercial - new panel service wont be affected. new kitchen circuits. new lights plugs and switches also new smokes in bedroom >BP: #709 Interior alterations to provide improvements to dwelling unit #709 on the 7th floor of this multiple dwelling building on this site. | Vancouver Telectric Services Ltd
PP-2023-03728 | 2023-10-24 | 945 JERVIS STREET, Vancouver, BC V6E 2B8 | Plumbing Permit | Commercial | Renovation - Dwelling Unit(s) only | Completed | Commercial - UNIT #903 - Will be replacing the bathtub and diverter valve. Will also be installing a new dishwasher. #903 Interior alterations to provide improvements to dwelling unit #903 on the 9th floor of this multiple dwelling building on this site. | Salvatore Borello
EP-2023-08936 | 2023-10-23 | 945 JERVIS STREET, Vancouver, BC V6E 2B8 | Electrical Permit | Residential | Renovation - Dwelling Unit(s) only | Completed | Installation / Repair - Residential - new panel service wont be affected, new kitchen circuits, new lights plugs and switches also new smoke detectors in bedrooms >BP: #903 Interior alterations to provide improvements to dwelling unit #903 on the 9th floor of this multiple dwelling building on this site. OK for DTI per W.Wong | Vancouver Telectric Services Ltd
EP-2023-11260 | 2023-12-19 | 945 JERVIS STREET, Vancouver, BC V6E 2B8 | Electrical Permit | Commercial | Renovation - Dwelling Unit(s) only | Issued | Installation / Repair - Commercial - new panel service wont be affected. new kitchen circuits. new lights plugs and switches. new smoke detectors in bedroom >BP: Interior alterations to provide improvements to dwelling unit #608 on the 6th floor of this multiple dwelling building on this site. OK for DTI per W.Wong | Vancouver Telectric Services Ltd
EP-2024-00076 | 2024-01-05 | 945 JERVIS STREET, Vancouver, BC V6E 2B8 | Electrical Permit | Residential | Renovation - Dwelling Unit(s) only | Issued | Installation / Repair - Residential - new panel service wont be affected. new kitchen circuits. new lights plugs and switches. also new smokes in bedroom >BP: Interior alterations to provide improvements to dwelling unit #406 on the 4th floor of this multiple dwelling building on this site. OK for DTI per W.Wong | Vancouver Telectric Services Ltd
NULL | NULL | 945 JERVIS STREET, Vancouver, BC V6E 2B8 | Electrical Permit | Residential | Renovation - Dwelling Unit(s) only | Withdrawn | Installation / Repair - Residential - new panel service wont be affected. new kitchen circuits. new lights plugs and switches. also new smokes in bedroom | Vancouver Telectric Services Ltd
PP-2024-00150 | 2024-01-24 | 945 JERVIS STREET, Vancouver, BC V6E 2B8 | Plumbing Permit | Commercial | Renovation - Dwelling Unit(s) only | Issued | Commercial - UNIT #406 - 4TH FLOOR - Will be replacing the bathtub and diverter valve. Will also be installing a new dishwasher. >BP: #406 Interior alterations to provide improvements to dwelling unit #406 on the 4th floor of this multiple dwelling building on this site. | Salvatore Borello
PP-2024-00151 | 2024-01-24 | 945 JERVIS STREET, Vancouver, BC V6E 2B8 | Plumbing Permit | Commercial | Renovation - Dwelling Unit(s) only | Issued | Commercial - UNIT #608 - 6TH FLOOR - Will be replacing the bathtub and diverter valve. Will also be installing a new dishwasher. >BP: #608 Interior alterations to provide improvements to dwelling unit #608 on the 6th floor of this multiple dwelling building on this site. | Salvatore Borello
PP-2023-04113 | 2023-11-22 | 945 JERVIS STREET, Vancouver, BC V6E 2B8 | Plumbing Permit | Commercial | Renovation - Dwelling Unit(s) only | Completed | Commercial - UNIT #709 - Will be replacing the bathtub/diverter valve. Will also be installing a new dishwasher. >BP: #709 Interior alterations to provide improvements to dwelling unit #709 on the 7th floor of this multiple dwelling building on this site. | Salvatore Borello
EP-2023-01206 | 2023-02-13 | 945 JERVIS STREET, Vancouver, BC V6E 2B8 | Electrical Permit | Commercial | Renovation - Dwelling Unit(s) only | Completed | Installation / Repair - Commercial - new panel service wont be affected, new kitchen circuits, new lights plugs and switches also new smoke detectors in bedroom >BP: #404 - 4th floor Interior alterations to provide kitchen and bathroom improvements to the existing dwelling unit on the 4th Floor (#404) in this existing multiple dwelling building. Scope of work: Re and re bathroom finishes and fixtures, deconstruct kitchen wall, re and re finishes and fixtures, fix firestopping where applicable, electrical and plumbing work. Schedule B Architectural, Plumbing & Electrical submitted per John J McCuaig, P. Eng., ph#:604.255.0992 OK to open BP for DTI as per K. Clark January 10, 2023 This is not a Sprinklered Building. DBI to determine on site if structural is required. | Vancouver Telectric Services Ltd
EP-2023-01208 | 2023-02-13 | 945 JERVIS STREET, Vancouver, BC V6E 2B8 | Electrical Permit | Commercial | Renovation - Dwelling Unit(s) only | Completed | Installation / Repair - Commercial - new panel service wont be affected, new kitchen circuits, new lights plugs and switches also new smoke detectors in bedroom >BP: #1403 - 14th floor Interior alterations to provide improvements to dwelling unit #1403 on the 14th floor of this existing multiple dwelling building on this site. Scope of work: upgrade bathroom and modify the kitchen layout, upgrade finishes, appliances, fixtures, fix firestopping where applicable, electrical and plumbing work Schedule B Architectural, Plumbing & Electrical submitted per John J. McCuaig, P. Eng., ph#:604.255.0992 ok for DTI as per S. Yu - January 18, 2023 | Vancouver Telectric Services Ltd
PP-2023-00601 | 2023-02-21 | 945 JERVIS STREET, Vancouver, BC V6E 2B8 | Plumbing Permit | Commercial | Renovation - Dwelling Unit(s) only | Completed | Commercial - Will be replacing the bathtub with diverter valve. Will also be insalling a new dishwasher. The location of these fixtures will not change. >BP: Interior alterations to provide kitchen and bathroom improvements to the existing dwelling unit on the 4th Floor (#404) in this existing multiple dwelling building. Scope of work: Re and re bathroom finishes and fixtures, deconstruct kitchen wall, re and re finishes and fixtures, fix firestopping where applicable, electrical and plumbing work. | Salvatore Borello
PP-2023-00602 | 2023-02-21 | 945 JERVIS STREET, Vancouver, BC V6E 2B8 | Plumbing Permit | Commercial | Renovation - Dwelling Unit(s) only | Completed | Commercial - Will be replacing the bathtub with diverter valve. Will also be insalling a new dishwasher. The location of these fixtures will not change. >BP: Interior alterations to provide improvements to dwelling unit #1403 on the 14th floor of this existing multiple dwelling building on this site. Scope of work: upgrade bathroom and modify the kitchen layout, upgrade finishes, appliances, fixtures, fix firestopping where applicable, electrical and plumbing work | Salvatore Borello
PP-2023-01149 | 2023-04-03 | 945 JERVIS STREET, Vancouver, BC V6E 2B8 | Plumbing Permit | Commercial | Renovation - Dwelling Unit(s) only | Completed | Commercial - Will be replacing the bathtub and installing a new dishwasher. The location of these fixtures will not change from original. >BP: #702 - 945 Jervis Street Interior alterations to unit #702 - 945 Jervis Street on this site. Scope of work includes: 1) Re & Re kitchen with updated layout (open layout). 2) Re & Re bathroom. | Salvatore Borello
PP-2023-01150 | 2023-04-03 | 945 JERVIS STREET, Vancouver, BC V6E 2B8 | Plumbing Permit | Commercial | Renovation - Dwelling Unit(s) only | Completed | Commercial - UNIT #907 - 9TH FLOOR - Will be replacing the bathtub and installing a new dishwasher. The location of these fixtures will not change from original. >BP: Unit 907- 9Th Floor Interior alterations to provide improvements to dwelling unit #907 on the 9th floor of this existing multiple dwelling building on this site. | Salvatore Borello
EP-2023-02342 | 2023-03-22 | 945 JERVIS STREET, Vancouver, BC V6E 2B8 | Electrical Permit | Residential | Renovation - Dwelling Unit(s) only | Completed | Installation / Repair - Residential - Install new panel, kitchen branch circuits, lights plugs and switches also new smoke alarms in bedrooms. >BP: Interior alterations to unit #702 - 945 Jervis Street on this site. Scope of work includes: 1) Re & Re kitchen with updated layout (open layout). 2) Re & Re bathroom. Ok for Field Review as per Manuel Meier. | Vancouver Telectric Services Ltd
EP-2023-02343 | 2023-03-22 | 945 JERVIS STREET, Vancouver, BC V6E 2B8 | Electrical Permit | Residential | Renovation - Dwelling Unit(s) only | Completed | Installation / Repair - Residential - Install new panel, kitchen branch circuits, lights plugs and switches also new smoke alarms in bedrooms. >BP: Interior alterations to provide improvements to dwelling unit #907 on the 9th floor of this existing multiple dwelling building on this site. Okay for DTI Processing by J. Zhang. | Vancouver Telectric Services Ltd
PP-2023-01568 | 2023-05-04 | 945 JERVIS STREET, Vancouver, BC V6E 2B8 | Plumbing Permit | Commercial | New | Issued | Commercial - Install new DCVA at water premise isolation in accordance with the city's cross connection survey. | Allied Plumbing Heating and Air Conditioning
EP-2023-06657 | 2023-07-24 | 945 JERVIS STREET, Vancouver, BC V6E 2B8 | Electrical Permit | Residential | Renovation - Dwelling Unit(s) only | Completed | Installation / Repair - Residential - Installation of new panel; new kitchen branch circuits, new lights, receptacles and switches; also new smokes alarms in bedrooms. >BP: Interior alterations to provide improvements to dwelling unit #603 on the 6th floor of this existing multiple dwelling building on this site. Scope of work includes re & re kitchen and bathroom. Schedule B - Architectural, Plumbing, Electrical - John J. McCuaig - 604-255 -0992 Okay for DTI Processing by Kirat Kang - July 17, 2023 | Vancouver Telectric Services Ltd
SP-2023-01100 | 2023-08-18 | 945 JERVIS STREET, Vancouver, BC V6E 2B8 | Sprinkler Permit | Commercial | Addition | Issued | Commercial - For sprinkler system alterations to the 2019 VBBL, NFPA 13, 2013 and NFPA 14, 2013 for the retroactive installation of an 150 mm (6") Colt 200 on the existing fire protection system in this existing building. Notes: 1. Fire protection Engineer of record Brian Sokorski, P.Eng. of E-Factor Engineering T: (604) 708 4140 E: brian@eforenergy.com 2. One set of approved drawings and permit to be available for viewing at the jobsite. 3. Separate permit and documents required for any electrical or fire alarm related work. ***If the building is equipped with a fire alarm system the DCVA must be monitored by the fire alarm system.*** | Fire Pro Fire Protection Ltd.
NULL | NULL | 945 JERVIS STREET, Vancouver, BC V6E 2B8 | Plumbing Permit | Commercial | NULL | Draft | Commercial - Will be replacing the bathtub and shower diverter valve. Will also be replacing the toilet, the lavatory sink and faucet, the kitchen sink and faucet and installing a new dishwasher. The location of these fixtures will not change from the original location. | Salvatore Borello
PP-2022-02503 | 2022-07-19 | 945 JERVIS STREET, Vancouver, BC V6E 2B8 | Plumbing Permit | Commercial | Renovation - Dwelling Unit(s) only | Completed | Commercial - Will be replacing the bathtub and shower diverter valve. Will also be replacing the toilet, the lavatory sink and faucet, the kitchen sink and faucet and installing a new dishwasher. The location of these fixtures will not change from the original location. | Salvatore Borello
PP-2022-02504 | 2022-07-19 | 945 JERVIS STREET, Vancouver, BC V6E 2B8 | Plumbing Permit | Commercial | Renovation - Dwelling Unit(s) only | Completed | Commercial - Will be replacing the bathtub and shower diverter valve. Will also be replacing the toilet, the lavatory sink and faucet, the kitchen sink and faucet and installing a new dishwasher. The location of these fixtures will not change from the original location. | Salvatore Borello
EP-2022-05596 | 2022-07-04 | 945 JERVIS STREET, Vancouver, BC V6E 2B8 | Electrical Permit | Residential | Renovation - Dwelling Unit(s) only | Completed | Installation / Repair - Residential - new panel service wont be affected, new kitchen circuits, new lights plugs and switches, new smoke detector in bedroom >BP: Interior alterations to provide improvements to dwelling unit #1405 on the 14th floor of this existing multiple dwelling building on this site. Scope of work: upgrade bathroom and modify the kitchen layout, upgrade finishes, appliances, fixtures, fix firestopping where applicable, electrical and plumbing work Energy upgrade E2, Upgrade to an Energuide/Energy Star appliance (fridge; dishwasher). Architectural Schedule B, Plumbing Schedule B and Electrical B submitted by John J. McCuaig, P.Eng., Energy checklist is currently no longer required with your Building Permit (BP) application. Some supporting documents are still required at BP stage, specifically Envelope and HVAC, if applicable. Service Water Heating Lighting supporting documents, if applicable, must be submitted with your related trades permits (e.g. electrical and plumbing). All energy upgrades will be checked during inspections stage. It is the applicant's responsibility to identify and note all required upgrades including energy upgrades on their BP drawings at BP stage. | Vancouver Telectric Services Ltd
EP-2022-05597 | 2022-07-04 | 945 JERVIS STREET, Vancouver, BC V6E 2B8 | Electrical Permit | Residential | Renovation - Dwelling Unit(s) only | Completed | Installation / Repair - Residential - new panel service wont be affected, new kitchen circuits, new lights plugs and switches, new smoke detector in bedroom >BP: Interior alterations to provide improvements to dwelling unit #1106 on the 11th floor of this existing multiple dwelling building on this site. Scope of work: upgrade bathroom and modify the kitchen layout, upgrade finishes, appliances, fixtures, fix firestopping where applicable, electrical and plumbing work Energy upgrade E2, Upgrade to an Energuide/Energy Star appliance (fridge; dishwasher). Architectural Schedule B, Plumbing Schedule B and Electrical B submitted by John J. McCuaig, P.Eng., Energy checklist is currently no longer required with your Building Permit (BP) application. Some supporting documents are still required at BP stage, specifically Envelope and HVAC, if applicable. Service Water Heating Lighting supporting documents, if applicable, must be submitted with your related trades permits (e.g. electrical and plumbing). All energy upgrades will be checked during inspections stage. It is the applicant's responsibility to identify and note all required upgrades including energy upgrades on their BP drawings at BP stage. | Vancouver Telectric Services Ltd
PP-2022-04287 | 2022-11-29 | 945 JERVIS STREET, Vancouver, BC V6E 2B8 | Plumbing Permit | Commercial | Renovation - Dwelling Unit(s) only | Completed | Commercial - SUITE #909 - 9TH FLOOR - Will be replacing the bathtub and shower diverter valve. Will be installing a new dishwasher. >BP: #909 - 9th Floor Interior alterations to provide improvements to the bathroom and kitchen in this existing unit on the 9th floor (#909) in this multiple dwelling building on this site. Scope of work: upgrade bathroom and modify the kitchen layout, upgrade finishes, appliances, fixtures, fix firestopping where applicable, electrical and plumbing work. | Salvatore Borello
PP-2022-04288 | 2022-11-29 | 945 JERVIS STREET, Vancouver, BC V6E 2B8 | Plumbing Permit | Commercial | Renovation - Dwelling Unit(s) only | Completed | Commercial - SUITE #106 - 1ST FLOOR - Will be replacing the bathtub and shower diverter valve. Will also be installing a new dishwasher. >BP: #106 - 1st floor Interior alterations to provide kitchen and bathroom improvements to the existing dwelling unit on the 1st Floor (#106) in this existing multiple dwelling building. Scope of work: Re and re bathroom finishes and fixtures. Deconstruct kitchen wall, enclose existing doorway re and re finishes and fixtures, fix firestopping where applicable, electrical and plumbing work. | Salvatore Borello
NULL | NULL | 945 JERVIS STREET, Vancouver, BC V6E 2B8 | Plumbing Permit | Commercial | Renovation - Dwelling Unit(s) only | Draft | Commercial - Will be replacing the bathtub and shower diverter valve. Will also be replacing the toilet, lavatory sink and faucet, kitchen sink and faucet and installing a new dishwasher. The location of these fixtures will not change from the origingal location. | Salvatore Borello
PP-2022-03783 | 2022-10-21 | 945 JERVIS STREET, Vancouver, BC V6E 2B8 | Plumbing Permit | Commercial | Renovation - Dwelling Unit(s) only | Completed | Commercial - UNIT #805 - 8TH FLOOR - Will be replacing the bathtub and shower diverter valve. Will also be replacing the toilet, lavatory sink and faucet, kitchen sink and faucet and installing a new dishwasher. The location ot these fixtures will not change from the original location, >BP: #805 - 8th Floor Interior alterations to provide improvements to the bathroom and kitchen in this existing unit on the 8th floor (#805) in this multiple dwelling building on this site. Scope of work: upgrade bathroom and modify the kitchen layout, upgrade finishes, appliances, fixtures, fix firestopping where applicable, electrical and plumbing work. | Salvatore Borello
EP-2022-08584 | 2022-10-11 | 945 JERVIS STREET, Vancouver, BC V6E 2B8 | Electrical Permit | Residential | Renovation - Dwelling Unit(s) only | Completed | Installation / Repair - Residential - new panel service wont be affected, new kitchen circuits, new lights plugs and switches also new smoke in bedroom #805 - 8th Floor Interior alterations to provide improvements to the bathroom and kitchen in this existing unit on the 8th floor (#805) in this multiple dwelling building on this site. Scope of work: upgrade bathroom and modify the kitchen layout, upgrade finishes, appliances, fixtures, fix firestopping where applicable, electrical and plumbing work. | Vancouver Telectric Services Ltd
EP-2022-08580 | 2022-10-11 | 945 JERVIS STREET, Vancouver, BC V6E 2B8 | Electrical Permit | Residential | Renovation - Dwelling Unit(s) only | Completed | Installation / Repair - Residential - new panel service wont be affected, new kitchen circuits, new lights plugs and switches also new smoke in bedroom #409 - 4th floor Interior alterations to provide kitchen and bathroom improvements to the existing dwelling unit on the 4th Floor (#409) in this existing multiple dwelling building. Scope of work: - Kitchen & bathroom reno, replace interior wall, millwork & finishes, fix firestopping where applicable, plumbing fixtures & electrical. | Vancouver Telectric Services Ltd
EP-2022-08581 | 2022-10-11 | 945 JERVIS STREET, Vancouver, BC V6E 2B8 | Electrical Permit | Residential | Renovation - Dwelling Unit(s) only | Completed | Installation / Repair - Residential - new panel service wont be affected, new kitchen circuits, new lights plugs and switches also new smoke in bedroom #301 - 3rd Floor Interior alterations to provide kitchen and bathroom improvements to the existing dwelling unit on the 3rd Floor (#301) in this existing multiple dwelling building. Scope of work: - Kitchen & bathroom reno, replace interior wall, millwork & finishes, fix firestopping where applicable, plumbing fixtures & electrical. | Vancouver Telectric Services Ltd
PP-2022-03636 | 2022-10-13 | 945 JERVIS STREET, Vancouver, BC V6E 2B8 | Plumbing Permit | Commercial | Renovation - Dwelling Unit(s) only | Completed | Commercial - Will be replacing the bathtub and shower diverter valve. Will also be replacing the lavatory sink and faucet, toilet, kitchen sink and faucet and installing a new diswasher. The location of these fixtures will not change from original. #301 - 3rd Floor Interior alterations to provide kitchen and bathroom improvements to the existing dwelling unit on the 3rd Floor (#301) in this existing multiple dwelling building. Scope of work: - Kitchen & bathroom reno, replace interior wall, millwork & finishes, fix firestopping where applicable, plumbing fixtures & electrical. | Salvatore Borello
PP-2022-03635 | 2022-10-13 | 945 JERVIS STREET, Vancouver, BC V6E 2B8 | Plumbing Permit | Commercial | Renovation - Dwelling Unit(s) only | Completed | Commercial - Will be replacing the bathtub and shower diverter valve. Will also be replacing the lavatory sink and faucet, toilet, kitchen sink and faucet and installing a new diswasher. The location of these fixtures will not change from original. #409 - 4th floor Interior alterations to provide kitchen and bathroom improvements to the existing dwelling unit on the 4th Floor (#409) in this existing multiple dwelling building. Scope of work: - Kitchen & bathroom reno, replace interior wall, millwork & finishes, fix firestopping where applicable, plumbing fixtures & electrical. | Salvatore Borello
EP-2022-09457 | 2022-11-24 | 945 JERVIS STREET, Vancouver, BC V6E 2B8 | Electrical Permit | Residential | Renovation - Dwelling Unit(s) only | Completed | Installation / Repair - Residential - new panel service wont be affected, new kitchen circuits, new lights plugs and switches also new smoke detectors in bedroom #909 - 9th Floor Interior alterations to provide improvements to the bathroom and kitchen in this existing unit on the 9th floor (#909) in this multiple dwelling building on this site. Scope of work: upgrade bathroom and modify the kitchen layout, upgrade finishes, appliances, fixtures, fix firestopping where applicable, electrical and plumbing work. | Vancouver Telectric Services Ltd
EP-2022-09458 | 2022-11-07 | 945 JERVIS STREET, Vancouver, BC V6E 2B8 | Electrical Permit | Residential | Renovation - Dwelling Unit(s) only | Completed | Installation / Repair - Residential - new panel service wont be affected, new kitchen circuits, new lights plugs and switches also new smoke detectors in bedroom #106 - 1st floor Interior alterations to provide kitchen and bathroom improvements to the existing dwelling unit on the 1st Floor (#106) in this existing multiple dwelling building. Scope of work: Re and re bathroom finishes and fixtures. Deconstruct kitchen wall, enclose existing doorway re and re finishes and fixtures, fix firestopping where applicable, electrical and plumbing work. | Vancouver Telectric Services Ltd
PP-2022-04093 | 2022-11-15 | 950 JERVIS STREET, Vancouver, BC V6E 2B4 | Plumbing Permit | Commercial | Tenant Improvement | Issued | Commercial - Relocate Backflow Assembly | BMS Plumbing & Mechanical Systems Ltd
PP-2022-00716 | 2022-03-02 | 1005 JERVIS STREET, Vancouver, BC V6E 3T1 | Plumbing Permit | Commercial | Renovation - Dwelling Unit(s) only | Completed | Commercial - Will be replacing the bathtub and shower diverter mixing valve. Will also be replacing the toilet, lavatory sink and faucet, kitchen sink and faucet and will be installing a new dishwasher. These fixtures will not change location from the original location. >#1605 Interior alterations to provide improvements to the kitchen and bathroom area of this existing dwelling unit (#1605) on the 16th floor in this existing multiple dwelling building on site. | Salvatore Borello
PP-2022-00605 | 2022-02-22 | 1005 JERVIS STREET, Vancouver, BC V6E 3T1 | Plumbing Permit | Commercial | Renovation - Dwelling Unit(s) only | Completed | Commercial - SUITE # 608 - Will be replacing the bathtub and shower diverter mixing valve. Will also be replacing the toilet, lavatory sink and faucet, kitchen sink and faucet and installing a new dishwasher. The location of these fixtures will not change from original location. #608 - 6th floor Interior alterations to provide improvements to the kitchen and bathroom area in this existing dwelling unit on the 6th floor (#608) in this existing multiple dwelling building on site. Scope of work: fire stopping work, remove interior partition wall, update kitchen/washroom appliances/fixtures, new dishwasher, cabinetry/countertops, flooring, finishes, electrical and plumbing work. | Salvatore Borello
PP-2022-00606 | 2022-02-22 | 1005 JERVIS STREET, Vancouver, BC V6E 3T1 | Plumbing Permit | Commercial | Renovation - Dwelling Unit(s) only | Completed | Commercial - SUITE #803 - Will be replacing the bathtub and shower diverter mixing valve. Will also be replacing the toilet, lavatory sink and faucet, kitchen sink and faucet and installing a new dishwasher. The location of these fixtures will not change from original location. #803 - 8th floor Interior alterations to provide improvements to the kitchen and bathroom area in this existing dwelling unit on the 8th floor (#803) in this existing multiple dwelling building on site. Scope of work: fire stopping work, remove interior partition wall, update kitchen/washroom appliances/fixtures, new dishwasher, cabinetry/countertops, flooring, finishes, electrical and plumbing work. | Salvatore Borello
EP-2022-00718 | 2022-02-02 | 1005 JERVIS STREET, Vancouver, BC V6E 3T1 | Electrical Permit | Residential | Renovation | Completed | Installation / Repair - Residential - Unit Turnover Renovation; panel replacement, new kitchen circuits, new lighting & devices >BP: Interior alterations to provide improvements to the kitchen and bathroom area in this existing dwelling unit on the 6th floor (#608) in this existing multiple dwelling building on site. Scope of work: fire stopping work, remove interior partition wall, update kitchen/washroom appliances/fixtures, new dishwasher, cabinetry/countertops, flooring, finishes, electrical and plumbing work. Architectural, Plumbing and Electrical Schedule B submitted by John J. McCuaig, ph: 604-255-0992 OK for Field Review per K. Vogt - Nov 15, 2021 Energy upgrade triggers: E2-Appliances - Upgrade to an Energuide/Energy Star appliance (fridge; dishwasher). Energy checklist is currently no longer required with your Building Permit (BP) application. Some supporting documents are still required at BP stage, specifically envelope and HVAC, if applicable. Service Water Heating and Lighting supporting documents, if applicable, must be submitted with your related trades permits (e.g. electrical and plumbing). All energy upgrades will be checked during inspections stage. It is the applicant's responsibility to identify and note all required upgrades including energy upgrades on their BP drawings at BP stage. | JRGreene Electric Ltd
EP-2022-00719 | 2022-02-02 | 1005 JERVIS STREET, Vancouver, BC V6E 3T1 | Electrical Permit | Residential | Renovation | Completed | Installation / Repair - Residential - Unit Turnover Renovation; panel replacement, new kitchen circuits, new lighting & devices >BP: Interior alterations to provide improvements to the kitchen and bathroom area in this existing dwelling unit on the 8th floor (#803) in this existing multiple dwelling building on site. Scope of work: fire stopping work, remove interior partition wall, update kitchen/washroom appliances/fixtures, new dishwasher, cabinetry/countertops, flooring, finishes, electrical and plumbing work. Architectural, Plumbing and Electrical Schedule B submitted by John J. McCuaig, ph: 604-255-0992 OK for Field Review per K. Vogt - Nov 15, 2021 Energy upgrade triggers: E2-Appliances - Upgrade to an Energuide/Energy Star appliance (fridge; dishwasher). Energy checklist is currently no longer required with your Building Permit (BP) application. Some supporting documents are still required at BP stage, specifically envelope and HVAC, if applicable. Service Water Heating and Lighting supporting documents, if applicable, must be submitted with your related trades permits (e.g. electrical and plumbing). All energy upgrades will be checked during inspections stage. It is the applicant's responsibility to identify and note all required upgrades including energy upgrades on their BP drawings at BP stage. | JRGreene Electric Ltd
EP-2022-00007 | 2022-01-04 | 1005 JERVIS STREET, Vancouver, BC V6E 3T1 | Electrical Permit | Residential | Renovation | Completed | Installation / Repair - Residential - Suite turn over, new panel, new kitchen circuits, replace ceiling lights, add pot lights to kitchen >BP: #1605 Interior alterations to provide improvements to the kitchen and bathroom area of this existing dwelling unit (#1605) on the 16th floor in this existing multiple dwelling building on site. OK for Field Review per Kim V - Nov 15/21 Letters of assurance submitted: Sch B (Arch, Plumbing, Elec): John J. McCuaig, 604.255.0992 Note: - Energy upgrade triggers: E2-Appliances - Upgrade to an Energuide/Energy Star appliance (fridge; dishwasher). | JRGreene Electric Ltd
EP-2022-10097 | 2022-11-30 | 1005 JERVIS STREET, Vancouver, BC V6E 3T1 | Electrical Permit | Residential | Renovation - Dwelling Unit(s) only | Completed | Installation / Repair - Residential - new panel service wont be affected, new kitchen circuits, new lights plugs and switches also new interconnected smokes #808 - 8th floor Interior alterations to provide improvements to the kitchen and bathroom area in this existing dwelling unit on the 8th floor (#808) in this existing multiple dwelling building on site. Scope of work: Fire stopping work, remove interior partition wall, update kitchen/washroom appliances/fixtures, new dishwasher, cabinetry/countertops, flooring, finishes, electrical and plumbing work. | Vancouver Telectric Services Ltd
PP-2022-04395 | 2022-12-12 | 1005 JERVIS STREET, Vancouver, BC V6E 3T1 | Plumbing Permit | Commercial | Renovation - Dwelling Unit(s) only | Completed | Commercial - Will be replacing the bathtub and mixing rough in valve. Will also be installing a new dishwasher. >BP: #808 - 8th floor Interior alterations to provide improvements to the kitchen and bathroom area in this existing dwelling unit on the 8th floor (#808) in this existing multiple dwelling building on site. Scope of work: Fire stopping work, remove interior partition wall, update kitchen/washroom appliances/fixtures, new dishwasher, cabinetry/countertops, flooring, finishes, electrical and plumbing work. Energy upgrade triggers: E2-Appliances - Upgrade to an Energuide/Energy Star appliance (fridge; dishwasher). | Salvatore Borello
EP-2023-00080 | 2023-01-06 | 1005 JERVIS STREET, Vancouver, BC V6E 3T1 | Electrical Permit | Residential | Renovation - Dwelling Unit(s) only | Completed | Installation / Repair - Residential - UNIT# 1803 new panel service wont be affected, new kitchen circuits, new lights plugs and switches also new smoke detectors | Vancouver Telectric Services Ltd
PP-2023-00181 | 2023-01-18 | 1005 JERVIS STREET, Vancouver, BC V6E 3T1 | Plumbing Permit | Commercial | Renovation - Dwelling Unit(s) only | Completed | Commercial - SUITE #1803 - Will be replacing the bathtub with mixing valve. Will also be replacing the dishwasher. The location of fixtures will not change. >BP: #1803 - 18th floor Interior alterations to provide improvements to the kitchen and bathroom area in this existing dwelling unit on the 18th floor (#1803) in this existing multiple dwelling building on site. Scope of work: Fire stopping work, remove interior partition wall, update kitchen/washroom appliances/fixtures, new dishwasher, cabinetry/countertops, flooring, finishes, electrical and plumbing work. | Salvatore Borello
PP-2022-03258 | 2022-09-20 | 1005 JERVIS STREET, Vancouver, BC V6E 3T1 | Plumbing Permit | Commercial | Renovation - Dwelling Unit(s) only | Completed | Commercial - Will be replacing the bathtub and shower diverter valve. Will also be replacing the toilet, lavatory sink and faucet, kitchen sink and faucet and installing a new dishwasher. The location of these fixtures will not change. #903 Interior alterations to provide improvements to the kitchen area in this existing dwelling unit on the 9th floor (#903) in this existing multiple dwelling building on site. Scope of work: fire stopping work, remove interior partition wall to create open kitchen concept, update kitchen appliances/fixtures, new dishwasher, microwave and sinks, cabinetry/countertops, flooring, finishes, electrical and plumbing work | Salvatore Borello
EP-2022-07744 | 2022-09-15 | 1005 JERVIS STREET, Vancouver, BC V6E 3T1 | Electrical Permit | Residential | Renovation - Dwelling Unit(s) only | Completed | Installation / Repair - Residential - UNIT #903 - new electrical panel service wont be affected. new kitchen circuits. new lights plugs and switches also new smokes in bedrooms >BP: #903 Interior alterations to provide improvements to the kitchen area in this existing dwelling unit on the 9th floor (#903) in this existing multiple dwelling building on site. Scope of work: fire stopping work, remove interior partition wall to create open kitchen concept, update kitchen appliances/fixtures, new dishwasher, microwave and sinks, cabinetry/countertops, flooring, finishes, electrical and plumbing work. | Vancouver Telectric Services Ltd
EP-2023-06369 | 2023-07-14 | 1005 JERVIS STREET, Vancouver, BC V6E 3T1 | Electrical Permit | Commercial | Renovation - Dwelling Unit(s) only | Completed | Installation / Repair - Commercial - Installation of new kitchen circuits, new lights plugs and switches also new smoke alarms in bedrooms. >BP: Interior alterations to provide improvements to dwelling unit #1905 on the 19th floor of this multiple dwelling building on this site. OK for DTI per W.Wong | Vancouver Telectric Services Ltd
EP-2023-04170 | 2023-05-12 | 1005 JERVIS STREET, Vancouver, BC V6E 3T1 | Electrical Permit | Residential | Renovation - Dwelling Unit(s) only | Completed | Installation / Repair - Residential - Install new panel; service won't be affected, install new kitchen circuits, new lights plugs and switches; also new smoke alarms in bedrooms. >BP: Interior alterations to unit #1706 - 1005 Jervis Street in this existing multiple dwelling building. Scope of work includes: 1) New Kitchen (Re&Re) 2) New Bathroom (Re&Re) OKAY FOR DTI PROCESSING BY M. MEIER MAY 5, 2023. | Vancouver Telectric Services Ltd
EP-2023-04638 | 2023-06-02 | 1005 JERVIS STREET, Vancouver, BC V6E 3T1 | Electrical Permit | Residential | Renovation - Dwelling Unit(s) only | Completed | Installation / Repair - Residential - new panel service wont be affected, new kitchen circuits, new lights plugs and switches also new smoke in bedroom >BP: Interior alterations to provide improvements to the kitchen and bathroom area in this existing dwelling unit on the 18th floor (#1804) of this existing multiple dwelling building on site. Scope of work: Fire stopping work, remove interior partition wall, kitchen and washroom update, electrical and plumbing work. OK for DTI processing by C. Yue May 12, 2023. Architectural/Plumbing/Electrical Schedule B provided by John. J. McCuaig, P.Eng., phone#:604.255.0992 | Vancouver Telectric Services Ltd
PP-2023-02142 | 2023-06-16 | 1005 JERVIS STREET, Vancouver, BC V6E 3T1 | Plumbing Permit | Commercial | Renovation - Dwelling Unit(s) only | Completed | Commercial - UNIT #1804 - Will be replacing the bathtub and diverter valve. WIll also be installing a new dishwasher. >BP: UNIT 1804 - 18TH FLOOR Interior alterations to provide improvements to the kitchen and bathroom area in this existing dwelling unit on the 18th floor (#1804) of this existing multiple dwelling building on site. Scope of work: Fire stopping work, remove interior partition wall, kitchen and washroom update, electrical and plumbing work. | Salvatore Borello
PP-2023-02143 | 2023-06-16 | 1005 JERVIS STREET, Vancouver, BC V6E 3T1 | Plumbing Permit | Commercial | Renovation - Dwelling Unit(s) only | Completed | Commercial - UNIT #1706 - Will be replacing the bathtub and diverter valve. Will also be installing a new dishwasher. >BP: #1706 - 1005 Jervis Street Interior alterations to unit #1706 - 1005 Jervis Street in this existing multiple dwelling building. Scope of work includes: 1) New Kitchen (Re&Re) 2) New Bathroom (Re&Re) | Salvatore Borello
EP-2023-01212 | 2023-02-13 | 1005 JERVIS STREET, Vancouver, BC V6E 3T1 | Electrical Permit | Residential | Renovation | Completed | Installation / Repair - Residential - install soffit lights at entrance of building >BP: Exterior alterations to provide improvements to this existing multiple dwelling building on this site. Scope of work includes upgrades to exterior for new cedar soffit, new lighting and new logo. Architectural Schedule B & Building Envelope Schedule D, Andrew Leonard P.Eng., ph:604.255.0992 OK to process as DTI as per K. Kang September 12, 2022 | Vancouver Telectric Services Ltd
EP-2023-08937 | NULL | 1005 JERVIS STREET, Vancouver, BC V6E 3T1 | Electrical Permit | Residential | Renovation - Dwelling Unit(s) only | Application Incomplete | Installation / Repair - Residential - new panel service wont be affected, new kitchen circuits, new lights plugs and switches also new smoke detectors in bedrooms | Vancouver Telectric Services Ltd
PP-2023-03727 | 2023-10-24 | 1005 JERVIS STREET, Vancouver, BC V6E 3T1 | Plumbing Permit | Commercial | Renovation - Dwelling Unit(s) only | Completed | Commercial - UNIT #703 - Will be replacing the bathtub with diverter valve. Will also be installing a new dishwasher. >BP: UNIT 703-7TH FLOOR Interior alterations to provide improvements to dwelling unit #703 on the 7th floor of this multiple dwelling building on this site. | Salvatore Borello
PP-2023-02898 | 2023-08-16 | 1005 JERVIS STREET, Vancouver, BC V6E 3T1 | Plumbing Permit | Commercial | Renovation - Dwelling Unit(s) only | Completed | Commercial - UNIT #1905 - 19TH FLOOR - Will be replacing the bathtub and diverter valve. Will also be installing a new shower diverter valve. >BP: #1905 Interior alterations to provide improvements to dwelling unit #1905 on the 19th floor of this multiple dwelling building on this site. | Salvatore Borello
EP-2023-07527 | 2023-08-22 | 1005 JERVIS STREET, Vancouver, BC V6E 3T1 | Electrical Permit | Commercial | New | Issued | Temporary Power - Commercial - To provide temporary powe Valid 08/22/2023 until 08/21/2024 | Houle Electric Limited
EP-2023-07801 | 2023-08-29 | 1005 JERVIS STREET, Vancouver, BC V6E 3T1 | Electrical Permit | Commercial | Renovation - Dwelling Unit(s) only | Completed | Installation / Repair - Commercial - Installation of new panel, feeder to unit wont be affected, install new kitchen branch circuits, new lights, receptacles and switches, also new smoke alarms. >BP: UNIT 703-7TH FLOOR Interior alterations to provide improvements to dwelling unit #703 on the 7th floor of this multiple dwelling building on this site. | Vancouver Telectric Services Ltd
EP-2023-03497 | NULL | 2546 GRAVELEY STREET, Vancouver, BC V5K 3J6 | Electrical Permit | Residential | Tenant Improvement | Withdrawn | Installation / Repair - Residential - Installation of 30a exterior/outdoor heat pump disconnect and feed/branch circuit. | Brennan M Wauters
GP-2022-02320 | 2022-08-08 | 2568 GRAVELEY STREET, Vancouver, BC V5K 3J6 | Gas Permit | Residential | Addition | Completed | Residential - Gas insert fireplace installation | Vaglio Fireplace LTD
GP-2023-03065 | 2023-10-13 | 2569 GRAVELEY STREET, Vancouver, BC V5K 3J5 | Gas Permit | Residential | Renovation | Completed | Residential - re re furnace | Thomson Industries Ltd
GP-2023-02043 | 2023-07-07 | 2580 GRAVELEY STREET, Vancouver, BC V5K 3J6 | Gas Permit | Residential | Renovation | Completed | Residential - Samsung 30" freestanding gas range #nx60a6511ss | Han Appliances & Refrigeration Ltd
GP-2023-04081 | 2023-12-18 | 2584 GRAVELEY STREET, Vancouver, BC V5K 3J6 | Gas Permit | Residential | Renovation | Issued | Residential - Replace an old boiler and install a new one. | Superstar Plumbing Heating & Sprinkler Supplies Ltd
GP-2022-00855 | 2022-06-05 | 2592 GRAVELEY STREET, Vancouver, BC V5K 3J6 | Gas Permit | Residential | New | Completed | Residential - Installation of high efficiency furnace | Kirkstone Heating Ltd
EP-2023-03718 | 2023-05-01 | 2708 GRAVELEY STREET, Vancouver, BC V5K 3J8 | Electrical Permit | Residential | Addition | Completed | Installation / Repair - Residential - new garage >BP: To construct a new detached one-car garage with attached workshop, thereby adding approximately 242.0 square feet in floor area, at the rear of this existing one-family dwelling site >Permit Amendment Nov 21, 2023 -"Heat pump added. Location back of garage within building envelope" | Control Tech Electrical Corp
PP-2023-01327 | 2023-04-17 | 2708 GRAVELEY STREET, Vancouver, BC V5K 3J8 | Plumbing Permit | Residential | Addition | Completed | Residential - Install sink and toilet in detached garage >DB: To construct a new detached one-car garage with attached workshop, thereby adding approximately 242.0 square feet in floor area, at the rear of this existing one-family dwelling site. | Urban Plumbing & Heating Ltd
GP-2023-03106 | 2023-10-17 | 2712 GRAVELEY STREET, Vancouver, BC V5K 3J8 | Gas Permit | Residential | Renovation | Issued | Residential - Install new on demand boiler | Ventresca Plumbing Ltd
GP-2023-03141 | 2023-10-19 | 2715 GRAVELEY STREET, Vancouver, BC V5K 3J7 | Gas Permit | Residential | Renovation | Completed | Residential - Boiler replacement | Maple Furnace Heating & Air Conditioning
GP-2023-02186 | NULL | 2740 GRAVELEY STREET, Vancouver, BC V5K 3J8 | Gas Permit | Residential | Addition | Cancelled | Residential - INSTALLATION OF ON DEMAND TANK | Coal Harbour Mechanical Ltd
GP-2023-01701 | 2023-05-31 | 2740 GRAVELEY STREET, Vancouver, BC V5K 3J8 | Gas Permit | Residential | Renovation | Completed | Residential - 1 On Demand Tank | Coal Harbour Mechanical Ltd
GP-2023-03566 | 2023-11-17 | 5761 HOLLAND STREET, Vancouver, BC V6N 2A9 | Gas Permit | Residential | Renovation | Completed | Residential - 1 Fireplace INSTALL SUPREME30 GAS INSERT GAS LESS THAN 10' | BC Fireplace Service Inc
EP-2023-11293 | 2023-12-19 | 5937 HOLLAND STREET, Vancouver, BC V6N 2B2 | Electrical Permit | Residential | New | Issued | Temporary Power - Residential - To provide temporary power. | AMJ ELECTRIC SERVICES INC
EP-2022-04994 | 2022-07-05 | 6018 HOLLAND STREET, Vancouver, BC V6N 2B3 | Electrical Permit | Residential | Renovation | Cancelled | Installation / Repair - Residential - Electrical supply for Mitsubishi Dsplit GL Series2 Heads The outdoor unit is getting placed on the back of house | Milani Electric Limited
MP-2022-00068 | 2022-08-03 | 6018 HOLLAND STREET, Vancouver, BC V6N 2B3 | Mechanical Permit | NULL | NULL | Completed | NULL | Milani Electric Limited
EP-2022-06237 | 2022-07-27 | 6018 HOLLAND STREET, Vancouver, BC V6N 2B3 | Electrical Permit | Residential | Renovation | Completed | Installation / Repair - Residential - Wire for air conditioning unit. Note: A mechanical permit is required. | Clay Electric Ltd
PP-2023-02655 | 2023-07-26 | 6029 HOLLAND STREET, Vancouver, BC V6N 2B2 | Plumbing Permit | Residential | New | Issued | Residential - This is a new house with 21 fixtures >BP: To construct a 2 storey + cellar one-family dwelling with open parking at the rear providing a total of 2 parking spaces, having vehicular access from the lane. Note: Additional Parking for the site has been provided under DB-2022-01018 (Laneway House) 1. Covenant registered at the Land Title Office under CA9958713 2. A/C proposed – Exterior component located in rear yard, Interior component in cellar mech room. 3. Bar sink not proposed. 4. Schedule A: (Zhanchao Zhao) P.Eng (604-526-1305) 5. Schedule B: (Zhanchao Zhao) P.Eng (604-526-1305) Structural, Architectural item 1.5 6. Schedule B: (Heqing Jian) P.Eng (778-987-7461) Geotechnical 7. HPO: Residential Builder- (Greentown Development Ltd) Nov 8/2023-AMEND to add 4 roof drains | AKAL Plumbing & Heating Ltd
EP-2023-02159 | 2023-03-15 | 6029 HOLLAND STREET, Vancouver, BC V6N 2B2 | Electrical Permit | Residential | New | Issued | Temporary Power - Residential - To provide temporary power. | DREAM ELECTRIC LTD
NULL | NULL | 6029 HOLLAND STREET, Vancouver, BC V6N 2B2 | Plumbing Permit | Residential | New | Draft | Residential - New house with 4 Deck Drains | AKAL Plumbing & Heating Ltd
PP-2023-03003 | 2023-08-23 | 6029 HOLLAND STREET, Vancouver, BC V6N 2B2 | Plumbing Permit | Residential | New | Issued | Residential - 1FD - #1 - To install 1 gravity sump | Trust Excavation & Demolition Ltd
EP-2023-07879 | 2023-09-12 | 6029 HOLLAND STREET, Vancouver, BC V6N 2B2 | Electrical Permit | Residential | New | Issued | Installation / Repair - Residential - rough-wiring & finishing of all electrical work >BP: To construct a 2 storey + cellar one-family dwelling ($681,485.00) with open parking at the rear providing a total of 2 parking spaces, having vehicular access from the lane. Note: Additional Parking for the site has been provided under DB-2022-01018 (Laneway House) 1. Covenant registered at the Land Title Office under CA9958713 2. A/C proposed – Exterior component located in rear yard, Interior component in cellar mech room. 3. Bar sink not proposed. 4. Schedule A: (Zhanchao Zhao) P.Eng (604-526-1305) 5. Schedule B: (Zhanchao Zhao) P.Eng (604-526-1305) Structural, Architectural item 1.5 6. Schedule B: (Heqing Jian) P.Eng (778-987-7461) Geotechnical 7. HPO: Residential Builder- (Greentown Development Ltd) Note: This is a 2 storey building pursuant to the Zoning and Development By-Law ** Laneway house permit under DB-2022-01018.** ***This permit is issued under the VBBL 2019, with updated energy requirements as per bylaw # 12997 effective Jan 01, 2022.*** | DREAM ELECTRIC LTD
MP-2023-01487 | 2023-08-14 | 6029 HOLLAND STREET, Vancouver, BC V6N 2B2 | Mechanical Permit | NULL | NULL | Issued | NULL | AKAL Plumbing & Heating Ltd
SP-2023-02040 | 2023-11-06 | 6029 HOLLAND STREET, Vancouver, BC V6N 2B2 | Sprinkler Permit | Residential | New | Issued | Residential - new installation >BP: To construct a 2 storey + cellar one-family dwelling with open parking at the rear providing a total of 2 parking spaces, having vehicular access from the lane. Note: Additional Parking for the site has been provided under DB-2022-01018 (Laneway House) 1. Covenant registered at the Land Title Office under CA9958713 2. A/C proposed – Exterior component located in rear yard, Interior component in cellar mech room. 3. Bar sink not proposed. 4. Schedule A: (Zhanchao Zhao) P.Eng (604-526-1305) 5. Schedule B: (Zhanchao Zhao) P.Eng (604-526-1305) Structural, Architectural item 1.5 6. Schedule B: (Heqing Jian) P.Eng (778-987-7461) Geotechnical 7. HPO: Residential Builder- (Greentown Development Ltd) | Real Tech Fire Protection Ltd
EP-2023-08675 | 2023-09-27 | 6029 HOLLAND STREET, Vancouver, BC V6N 2B2 | Electrical Permit | Residential | New | Issued | Installation / Repair - Residential - Low voltage installation. >BP: To construct a 2 storey + cellar one-family dwelling ($681,485.00) with open parking at the rear providing a total of 2 parking spaces, having vehicular access from the lane. | Opticnet Communications Inc
GP-2023-04208 | 2024-01-02 | 6041 HOLLAND STREET, Vancouver, BC V6N 2B2 | Gas Permit | Residential | Renovation | Issued | Residential - remove old boiler and install new one | High Mark Mechanical Services Ltd
GP-2023-01115 | 2023-03-31 | 6094 HOLLAND STREET, Vancouver, BC V6N 2B3 | Gas Permit | Residential | Renovation - Dwelling Unit(s) only | Completed | Residential - Installing gas hot water tank | Reid Brothers Plumbing & Heating Ltd
MP-2022-00496 | 2022-11-01 | 6097 HOLLAND STREET, Vancouver, BC V6N 2B2 | Mechanical Permit | NULL | NULL | Completed | NULL | 1236318 BC Ltd DBA Aquatech Vancouver
GP-2022-03066 | 2022-10-08 | 6097 HOLLAND STREET, Vancouver, BC V6N 2B2 | Gas Permit | Residential | Renovation | Completed | Residential - Re/re of existing hot water heater with tankless water heater Capping line and removal of existing natural gas furnace | 1236318 BC Ltd DBA Aquatech Vancouver
EP-2022-09016 | 2022-10-24 | 6097 HOLLAND STREET, Vancouver, BC V6N 2B2 | Electrical Permit | Residential | Renovation | Completed | Installation / Repair - Residential - 200 amp Service upgrade. | Mountain Point Electrical Inc.
NULL | NULL | 1515 HOMER MEWS, Vancouver, BC V6Z 3E8 | Electrical Permit | Commercial | NULL | Withdrawn | Annual / Operating - Maintenance | Trudel, Daniel, DBA: Electrum Charging Solutions Inc.
EP-2023-07244 | 2023-08-10 | 1515 HOMER MEWS, Vancouver, BC V6Z 3E8 | Electrical Permit | Commercial | Addition | Issued | Installation / Repair - Commercial - Installation of 1 level 2 Charger onto existing EV Infrastructure in-between stalls 202 & 203. The Electrical Infrastructure for EV charging is already been in place for a few years. We will be installing a charger into the prewired stall that was in that plan. I have attached the Engineers drawings and load calculation. | Trudel, Daniel, DBA: Electrum Charging Solutions Inc.
SP-2022-01671 | 2022-10-13 | 318 HOMER STREET, Vancouver, BC | Sprinkler Permit | Commercial | Tenant Improvement | Completed | Commercial - UNIT #608 - Add 2 new sprinklers, Relocate 1 sprinkler >BP: #608- 6th Floor Interior alterations to provide tenant improvements for this new office tenant on the 6th floor (#608) of this existing commercial use building. Scope of work includes: Addition of interior partition to create 2 new office room, new swing doors, relocate lighting fixtures and sprinkler work. *****This application does not include any of the following: 1. Not more than 20 sprinklers (add, relocate, or remove), 2. hydraulic calculations, 3. change in occupancy and /or hazard classification, 4. warehouse storage arrangements, 5. mobile compact storage arrangements, 6. alternative solutions, 7. changes to the sprinkler system supply piping (e.g. valves, mains, cross-mains, branch-lines, etc.), or 8. flexible sprinkler pipe. | CENTRE LINE FIRE SPRINKLERS LTD
EP-2022-08172 | 2022-09-27 | 318 HOMER STREET, Vancouver, BC | Electrical Permit | Commercial | Tenant Improvement | Completed | Installation / Repair - Commercial - Installing approximately 6 plugs to code in 2 new walls (desk hight and lower) within an office space #608- 6th Floor Interior alterations to provide tenant improvements for this new office tenant on the 6th floor (#608) of this existing commercial use building. Scope of work includes: Addition of interior partition to create 2 new office room, new swing doors, relocate lighting fixtures and sprinkler work. REVISION #1: Remove a wall and a door. July 26/22 (LLL) TENANT: FaulknerBrowns Architects | New Moon Electric Ltd
EP-2023-06363 | 2023-07-14 | 139 KEEFER STREET, Vancouver, BC V6A 1X3 | Electrical Permit | Commercial | Renovation | Issued | Installation / Repair - Commercial - Fire alarm panel replacement. Note: This fire alarm system upgrade is limited only to the replacement of existing fire alarm panel without altering the existing wiring or outlet boxes. The issuance of this permit is based on Bulletin 2018-004-BU/EL. | Prowatt Electric Inc
EP-2023-08631 | 2023-09-25 | 139 KEEFER STREET, Vancouver, BC V6A 1X3 | Electrical Permit | Commercial | Addition | Issued | Installation / Repair - Commercial - Run new wire and install additional new fire alarm bell and additional new manual station; Near Front of Building at the fire department's request. | A-1 FIRE SUPPLIES LTD
EP-2024-00013 | NULL | 750 JERVIS STREET, Vancouver, BC | Electrical Permit | Commercial | Renovation - Dwelling Unit(s) only | Application Incomplete | Installation / Repair - Commercial - Restoration Project - Replacement of electrical devices effected by water damage. Multiple Floors & Units affected by water. Lighting , receptacles , FA. | Grove Electric Ltd
EP-2023-00974 | 2023-02-06 | 750 JERVIS STREET, Vancouver, BC | Electrical Permit | Commercial | NULL | Issued | Annual / Operating - Electrical annual permit renewal General electrical small jobs, included: replace ballasts, switches, lamps, lights ect... Renewal of EP-2022-01014 Valid: February 13th, 2023 to February 12th, 2024 | MDE Enterprises Ltd
EP-2022-08416 | 2022-10-05 | 750 JERVIS STREET, Vancouver, BC | Electrical Permit | Commercial | Tenant Improvement | Completed | Installation / Repair - Commercial - RE & RE (Domestic Hot Water Tank). Retrofit - Like for like exact appliance replacement. Service remained the same, breaker &amp; electrical feed confirmed to be originally sized properly. Equipment will be replaced in the same location as the existing unit. | Haakon Industries (Canada) Ltd.
EP-2022-01014 | 2022-02-09 | 750 JERVIS STREET, Vancouver, BC | Electrical Permit | Commercial | NULL | Expired | Annual / Operating - ANNUAL/OPERATING PERMIT EXPIRED PERMIT EP-2021-01009 General electrical service work, including ballasts, lamps, switches and receptacles VALID: February 13th, 2022 until February 12th, 2023 | MDE Enterprises Ltd
EP-2022-05807 | 2022-07-13 | 788 JERVIS STREET, Vancouver, BC V6E 1C4 | Electrical Permit | Commercial | NULL | Expired | Annual / Operating - ANNUAL OPERATING PERMIT Renewal of EP-2021-04730 Valid July 12, 2022 - July 11, 2023 Miscellaneous service requests including lights and ballasts changes, switches and receptacles repairs etc. | MDE Enterprises Ltd
EP-2023-06033 | 2023-07-06 | 788 JERVIS STREET, Vancouver, BC V6E 1C4 | Electrical Permit | Commercial | NULL | Issued | Annual / Operating - ANNUAL OPERATING PERMIT Renewal of EP-2022-05807 Valid July 12, 2023 - July 11, 2024 Miscellaneous service requests including lights and ballasts changes, switches and receptacles repairs etc. | MDE Enterprises Ltd
EP-2023-02701 | 2023-03-29 | 855 JERVIS STREET, Vancouver, BC V6E 2B2 | Electrical Permit | Commercial | Renovation | Completed | Installation / Repair - Commercial - Installation of (2) 32amp 208v ev chargers. | Whitley Electric Ltd
PP-2023-04256 | 2023-12-07 | 855 JERVIS STREET, Vancouver, BC V6E 2B2 | Plumbing Permit | Commercial | Renovation | Completed | Commercial - Install backflow preventer for irrigation system connection. | Vancouver Backflow Testing Ltd
PP-2022-00050 | 2022-01-11 | 855 JERVIS STREET, Vancouver, BC V6E 2B2 | Plumbing Permit | Commercial | Addition | Issued | Commercial - Installation of 2 premises DCVA | Canadian Plumbing Systems Ltd.
SP-2022-00934 | 2022-07-22 | 855 JERVIS STREET, Vancouver, BC V6E 2B2 | Sprinkler Permit | Commercial | Renovation | Issued | Commercial - add new 3" DCVA to sprinkler system | Five Star Fire Protection Ltd
EP-2022-03637 | 2022-06-03 | 855 JERVIS STREET, Vancouver, BC V6E 2B2 | Electrical Permit | Commercial | Tenant Improvement | Issued | Installation / Repair - Commercial - Modification of existing fire alarm system as per Bulletin 2018-004-BU/EL Option #3 triggered by the automatic elevator recall as follows: Supply & install new single-stage, addressable DDRS panel c/w annunciator dedicated forelevator recall purposes only. Provide new addressable smoke detectors w/ sounder bases in elevator lobbies and the elevatormachine room. Provide new heat detector in the elevator pit. Re/Re electrical feeder from existing disconnect to elevator controller. Re/Re the feeder from the existing cab light disconnect to the controller. Provide & new addressable relays in elevator machine room. New telephone line to elevator machine room. Replacement of existing receptacles with new GFCI type receptacles in elevator machine room & pit. Replacement of existing fixtures with new LED type fixtures c/w with wire cages in elevator machine room & pit. Verification of the FAS in conformance with CAN/ULC S537. BP: Interior alterations for an elevator and fire alarm upgrade DDRD system to to meet the B44-CSA requirements to this 7-storey high-rise multiple dwelling building. | Action Electric Ltd
NULL | NULL | 860 JERVIS STREET, Vancouver, BC V6E 2B3 | Sprinkler Permit | Commercial | Addition | Draft | Commercial - Installation of a new 4” double check valve assembly (DCVA) to meet cross connection control requirements. | Fire Pro Fire Protection Ltd.
SP-2023-00702 | 2023-06-21 | 860 JERVIS STREET, Vancouver, BC V6E 2B3 | Sprinkler Permit | Commercial | Addition | Completed | Commercial - For sprinkler system alterations to the 2019 VBBL, NFPA 13, 2013 and NFPA 14, 2013 for the retroactive installation of a Watts Model 757 4" on fire sprinklers and standpipe in this existing residential building. Notes: 1. Fire protection Engineer of record Brian Sikorski P.Eng. E-Factor Engineering T: 604 708 4140 E: brian@eforenergy.com 2. One set of approved drawings and permit to be available for viewing at the jobsite. 3. Separate permit and documents required for any electrical or fire alarm related work. ***If the building is equipped with a fire alarm system the DCVA must be monitored by the fire alarm system.*** | Fire Pro Fire Protection Ltd.
PP-2023-00183 | 2023-01-18 | 860 JERVIS STREET, Vancouver, BC V6E 2B3 | Plumbing Permit | Commercial | New | Completed | Commercial - DCVA, double check valve assembly install and Replace water main from outside going into building in basement | Urban Plumbing & Heating Ltd
EP-2022-08415 | 2022-10-05 | 935 JERVIS STREET, Vancouver, BC V6E 2B5 | Electrical Permit | Residential | Renovation | Completed | Installation / Repair - Residential - Replace existing fuse box with new panelboard. Reconnect all existing circuits. | Advanco Electric Ltd
EP-2024-00042 | NULL | 935 JERVIS STREET, Vancouver, BC V6E 2B5 | Electrical Permit | Residential | Renovation | In Review | Installation / Repair - Residential - Removing the wiring from the wall *CF-2023-012947 | Rightway Electric Inc
EP-2022-04617 | 2022-06-02 | 8628 HUDSON STREET, Vancouver, BC V6P 4M5 | Electrical Permit | Commercial | Renovation | Completed | Installation / Repair - Commercial - Maintenance replacement of fire alarm control unit and annunciator. Note: This permit has been issued based on Bulletin 2018-004-BU/EL. | Fina Electrical Systems Ltd
EP-2024-00309 | NULL | 8828 HUDSON STREET, Vancouver, BC V6P 4N2 | Electrical Permit | Commercial | Tenant Improvement | In Review | Installation / Repair - Commercial - Fire Alarm Upgrade including: installation of new fire alarm panel and addressable smoke detectors in building corridors and elevator lobby. Replace manual stations and bells where not addressable. Replace existing house panel H-A with new. Install ew receptacle for MUA unit. | Action Electric Ltd
EP-2023-02757 | 2023-03-30 | 8828 HUDSON STREET, Vancouver, BC V6P 4N2 | Electrical Permit | Commercial | Renovation | Completed | Installation / Repair - Commercial - Replacement of supply feeder, and disconnect for elevator only. | S1 ELECTRIC LTD
GP-2022-02129 | 2022-07-19 | 4338 JAMES STREET, Vancouver, BC V5V 3H7 | Gas Permit | Residential | Renovation | Completed | Residential - Furnace retrofit | R & B Plumbing & Heating Ltd
NULL | NULL | 4338 JAMES STREET, Vancouver, BC V5V 3H7 | Mechanical Permit | NULL | NULL | Draft | NULL | R & B Plumbing & Heating Ltd
EP-2022-04171 | 2022-05-30 | 4346 JAMES STREET, Vancouver, BC V5V 3H7 | Electrical Permit | Residential | Addition | Completed | Installation / Repair - Residential - Installation of outdoor heat pump. | Moore And Russell Heating And Air Conditioning Ltd
EP-2022-08005 | 2022-09-21 | 4362 JAMES STREET, Vancouver, BC V5V 3H7 | Electrical Permit | Residential | New | Expired | Temporary Power - Residential - To provide temporary power. | Bryan Fajkovic
NULL | NULL | 4362 JAMES STREET, Vancouver, BC V5V 3H7 | Plumbing Permit | Residential | New | Draft | Residential - Install water line from house to property line Install sanitary line from house to property line Install storm drain from sump to property line | Western Star Plumbing Ltd
PP-2023-00793 | 2023-03-09 | 4362 JAMES STREET, Vancouver, BC V5V 3H7 | Plumbing Permit | Residential | New | Issued | Residential - Water line from house to property line Sanitary line from house to property line Storm drain from sump to property line >BP: To construct a 2 and a half storey + basment one-family dwelling with an attached accessory building (garage), at the front providing 2 parking spaces, having vehicular access from James St. The entire building, INCLUDING THE ATTACHED GARAGE (if applicable), to be sprinklered to NFPA 13D. | Western Star Plumbing Ltd
EP-2023-11000 | 2023-12-07 | 4362 JAMES STREET, Vancouver, BC V5V 3H7 | Electrical Permit | Residential | New | Issued | Temporary Power - Residential - To provide temporary power. | Fowlstone Electric Ltd
SP-2023-02219 | 2023-12-11 | 4362 JAMES STREET, Vancouver, BC V5V 3H7 | Sprinkler Permit | Residential | New | Issued | Residential - 1FD - Installation of new fire sprinkler system >DB: ***PART 5*** To construct a 2 and a half storey + basement one-family dwelling with an attached accessory building (garage), at the front providing 2 parking spaces, having vehicular access from James St. The entire building, INCLUDING THE ATTACHED GARAGE (if applicable), to be sprinklered to NFPA 13D. Note: This is a 2 and a half storey building pursuant to the Zoning and Development By-Law 1- Heat pump unit proposed in the rear/int. mechanical room 2- No bar sink proposed ** Hot Tub proposed to roof top level. ***This permit is issued under the VBBL 2019, with updated energy requirements as per bylaw # 12997 effective Jan 01, 2022.***. | Fire Busters Inc
PP-2023-02831 | 2023-08-10 | 4362 JAMES STREET, Vancouver, BC V5V 3H7 | Plumbing Permit | Residential | Addition | Issued | Residential - Additional bathroom added to plans, rough drain ran from sanitary main to serve said bathroom | 1321793 BC LTD dba: SILVERSAGE PLUMBING AND HEATING
PP-2023-02990 | 2023-08-23 | 4362 JAMES STREET, Vancouver, BC V5V 3H7 | Plumbing Permit | Residential | New | Issued | Residential - DRAINAGE, WATERLINES, FINISHING >BP: ***PART 5*** To construct a 2 and a half storey + basment one-family dwelling with an attached accessory building (garage), at the front providing 2 parking spaces, having vehicular access from James St. The entire building, INCLUDING THE ATTACHED GARAGE (if applicable), to be sprinklered to NFPA 13D. Note: This is a 2 and a half storey building pursuant to the Zoning and Development By-Law 1- Heat pump unit proposed in the rear/int. mechanical room 2- No bar sink proposed 3- Schedule D: Michael Wartman, Architect AIBC 604-790-1688 (Part 5) 4- Schedule A: Michael Wartman, Architect AIBC 604-790-1688 5- Schedule B: Michael Wartman, Architect AIBC 604-790-1688 (Architectural) 6- Schedule B: Adam S. Densmore, P.Eng (778-791-7456) Structural 7- Schedule B: P.K.L. Fong, P.Eng (604-837-3205) Geotechnical 8- HPO: Residential Builder, Estata Ent. Ltd. Oct 26/2023-AMEND Add one storm sump and one interior rain water leader | VANMECH PLUMBING & HEATING LTD.
MP-2023-01976 | 2023-11-15 | 4362 JAMES STREET, Vancouver, BC V5V 3H7 | Mechanical Permit | NULL | NULL | Issued | NULL | Brian Mussato Plumbing & Heating Ltd
EP-2023-09819 | 2023-11-09 | 4362 JAMES STREET, Vancouver, BC V5V 3H7 | Electrical Permit | Residential | New | Issued | Installation / Repair - Residential - New build single family home - 200A overhead service, Shaw/Telus overhead service, lights, outlets, appliance and mechanical circuits + EV Charger. Data and Security are by others under a separate permit >Permit Amendment Dec 04, 2023 -"This is permit was to include class 2 Extra low voltage circuits, for a few network cables for telus internet. I forgot to tick the box when applying for the permit, but this scope has always been included in my contract. No change in job value" >BP: ***PART 5*** To construct a 2 and a half storey + basment one-family dwelling with an attached accessory building (garage), at the front providing 2 parking spaces, having vehicular access from James St. The entire building, INCLUDING THE ATTACHED GARAGE (if applicable), to be sprinklered to NFPA 13D. Note: This is a 2 and a half storey building pursuant to the Zoning and Development By-Law 1- Heat pump unit proposed in the rear/int. mechanical room 2- No bar sink proposed 3- Schedule D: Michael Wartman, Architect AIBC 604-790-1688 (Part 5) 4- Schedule A: Michael Wartman, Architect AIBC 604-790-1688 5- Schedule B: Michael Wartman, Architect AIBC 604-790-1688 (Architectural) 6- Schedule B: Adam S. Densmore, P.Eng (778-791-7456) Structural 7- Schedule B: P.K.L. Fong, P.Eng (604-837-3205) Geotechnical 8- HPO: Residential Builder, Estata Ent. Ltd. "Combustible projections or roof soffits on an exposing building face shall not project to less than .45m from the property line and shall be in compliance with VBBL 2014 9.10.15.5.(9)" ***This permit is issued under the VBBL 2019, with updated energy requirements as per bylaw # 12997 effective Jan 01, 2022.***. | Fowlstone Electric Ltd
GP-2023-03093 | 2023-10-17 | 4362 JAMES STREET, Vancouver, BC V5V 3H7 | Gas Permit | Residential | New | Issued | Residential - 1 Range, 1 BBQ, 1 Firepit & 1 Fireplace Piping only to fireplace >BP: To construct a 2 and a half storey + basment one-family dwelling with an attached accessory building (garage), at the front providing 2 parking spaces, having vehicular access from James St. | A & J GAS SERVICES LTD
GP-2022-00655 | 2022-03-01 | 4363 JAMES STREET, Vancouver, BC V5V 3H8 | Gas Permit | Residential | Renovation | Completed | Residential - Re&Re Boiler 115.000 BTU | Milani Plumbing Heating & Air Conditioning Ltd
GP-2023-02261 | 2023-07-30 | 5827 INVERNESS STREET, Vancouver, BC V5W 3P6 | Gas Permit | Residential | New | Completed | Residential - gas range re/re | Super Tech Appliances Installation Ltd
EP-2023-04099 | 2023-05-10 | 5845 INVERNESS STREET, Vancouver, BC V5W 3P6 | Electrical Permit | Residential | New | Issued | Temporary Power - Residential - To provide temporary power. | Kooner Electrical Ltd
PP-2023-03648 | 2023-10-17 | 5845 INVERNESS STREET, Vancouver, BC V5W 3P6 | Plumbing Permit | Residential | New | Issued | Residential - 2FD+LO - FRONT - 5845 INVERNESS ST - #1 & #2 BACK - 5847 INVERNESS ST Plumbing for duplex house >DB: To construct a 2.5 storey two-family dwelling with a lock-off unit located in the Basement with a detached accessory building (garage) and 1 open parking at the rear providing 3 parking spaces, having vehicular access from the lane. Note: The entire building to be sprinklered to 2 x NFPA 13D Note: This is a 2.5 storey building pursuant to the Zoning and Development By-Law 1. Covenant registered at the Land Title Office under CB747058 to CB747059 2. Mechanical unit proposed – Exterior component located in rear, Interior component located in attic 3. Bar sink located in basement ***This permit is issued under the VBBL 2019, with updated energy requirements as per bylaw # 12997 effective Jan 01, 2022.*** | Rain Coast Plumbing & Heating Ltd
MP-2023-01917 | 2023-10-26 | 5845 INVERNESS STREET, Vancouver, BC V5W 3P6 | Mechanical Permit | NULL | NULL | Issued | NULL | Rain Coast Plumbing & Heating Ltd
PP-2023-03281 | 2023-09-15 | 5845 INVERNESS STREET, Vancouver, BC V5W 3P6 | Plumbing Permit | Residential | New | Issued | Residential - 2FD+LO - sump installation | Kingsman Excavating Ltd.
EP-2023-10811 | 2023-12-15 | 5845 INVERNESS STREET, Vancouver, BC V5W 3P6 | Electrical Permit | Residential | New | Issued | Installation / Repair - Residential - Main service 200A Each Unit Breaker size 125A Rough Wiring, service and finishing complete Front unit Breaker size 125A load Sharing Device divee with air condition and car charger Back unit Breaker size 125A load Sharing Device divee with air condition and car charger >BP: To construct a 2.5 storey two-family dwelling with a lock-off unit located in the Basement ($707,425) with a detached accessory building (garage) and 1 open parking at the rear providing 3 parking spaces, having vehicular access from the lane. Note: The entire building to be sprinklered to 2 x NFPA 13D Note: This is a 2.5 storey building pursuant to the Zoning and Development By-Law 1. Covenant registered at the Land Title Office under CB747058 to CB747059 2. Mechanical unit proposed – Exterior component located in rear, Interior component located in attic 3. Bar sink located in basement 4. Schedule B: (J.J.S. Hui) P.Eng (778.319.3403) Structural & Geotechnical 5. HPO: Residential Builder- (Reshmail Singh Sidhu) ***This permit is issued under the VBBL 2019, with updated energy requirements as per bylaw # 12997 effective Jan 01, 2022.*** | Kooner Electrical Ltd
MP-2024-00053 | 2024-01-11 | 5845 INVERNESS STREET, Vancouver, BC V5W 3P6 | Mechanical Permit | NULL | NULL | Issued | NULL | Century Twenty One Gas & Heating Co. Ltd
EP-2024-00148 | 2024-01-05 | 5845 INVERNESS STREET, Vancouver, BC V5W 3P6 | Electrical Permit | Residential | New | Issued | Installation / Repair - Residential - tv, telephone, security alarm prewire and complete To construct a 2.5 storey two-family dwelling with a lock-off unit located in the Basement with a detached accessory building (garage) and 1 open parking at the rear providing 3 parking spaces, having vehicular access from the lane. Note: The entire building to be sprinklered to 2 x NFPA 13D Note: This is a 2.5 storey building pursuant to the Zoning and Development By-Law Note: As shown by an asterisk (*) on the building permit floor plans and/or elevations, exit protection is required to be provided in accordance with Articles 9.9.4.4., 9.9.4.6., and/or 9.37.2.8. of the 2019 VBBL. 1. Covenant registered at the Land Title Office under CB747058 to CB747059 2. Mechanical unit proposed – Exterior component located in rear, Interior component located in attic 3. Bar sink located in basement 4. Schedule B: (J.J.S. Hui) P.Eng (778.319.3403) Structural & Geotechnical 5. HPO: Residential Builder- (Reshmail Singh Sidhu) | Tvisha Technologies Ltd
SP-2023-02308 | 2023-12-21 | 5845 INVERNESS STREET, Vancouver, BC V5W 3P6 | Sprinkler Permit | Residential | New | Issued | Residential - new installation >BP: To construct a 2.5 storey two-family dwelling with a lock-off unit located in the Basement with a detached accessory building (garage) and 1 open parking at the rear providing 3 parking spaces, having vehicular access from the lane. Note: The entire building to be sprinklered to 2 x NFPA 13D Note: This is a 2.5 storey building pursuant to the Zoning and Development By-Law Note: As shown by an asterisk (*) on the building permit floor plans and/or elevations, exit protection is required to be provided in accordance with Articles 9.9.4.4., 9.9.4.6., and/or 9.37.2.8. of the 2019 VBBL. 1. Covenant registered at the Land Title Office under CB747058 to CB747059 2. Mechanical unit proposed – Exterior component located in rear, Interior component located in attic 3. Bar sink located in basement 4. Schedule B: (J.J.S. Hui) P.Eng (778.319.3403) Structural & Geotechnical 5. HPO: Residential Builder- (Reshmail Singh Sidhu) | Real Tech Fire Protection Ltd
GP-2023-04088 | 2023-12-20 | 5845 INVERNESS STREET, Vancouver, BC V5W 3P6 | Gas Permit | Residential | New | Issued | Residential - 2 Ranges, 2 BBQ's & 2 Dryers >BP: To construct a 2.5 storey two-family dwelling with a lock-off unit located in the Basement ($707,425) with a detached accessory building (garage) and 1 open parking at the rear providing 3 parking spaces, having vehicular access from the lane. | Rain Coast Plumbing & Heating Ltd
GP-2023-01125 | 2023-04-03 | 636 KEEFER STREET, Vancouver, BC V6A 1Y4 | Gas Permit | Residential | Renovation | Issued | Residential - INSTALL 1 GAS FIREPLACE ON AN INSIDE WALL AND VENT 20' UP AND OUT THE ROOF RUN GAS LINE APPROX 10' TO THE FIREPLACE LOCATION | The LM Fireplace Warehouse Ltd.
GP-2023-00936 | 2023-03-16 | 636 KEEFER STREET, Vancouver, BC V6A 1Y4 | Gas Permit | Residential | Tenant Improvement | Completed | Residential - Replace Gas Range | MAPLE APPLIANCE LTD
EP-2023-02230 | 2023-03-16 | 7664 GRANVILLE STREET, Vancouver, BC V6P 4Y7 | Electrical Permit | Residential | Addition | Completed | Installation / Repair - Residential - Install one 20 amp GFCI receptacle and branch circuit, for dialysis machine. | Sardis Electric Ltd
NULL | NULL | 7664 GRANVILLE STREET, Vancouver, BC V6P 4Y7 | Electrical Permit | Residential | Tenant Improvement | Draft | Installation / Repair - Residential - Install One 20A dedicated GFCI Receptacle, run in armored cable for Dialysis Machine | NULL
PP-2023-01113 | 2023-03-30 | 7664 GRANVILLE STREET, Vancouver, BC V6P 4Y7 | Plumbing Permit | Residential | Renovation - Dwelling Unit(s) only | Completed | Residential - Provide plumbing drainage and cold water supply to hospital diaylisis equipment. Tie into lav sink drainage and tie into cold water supply | AE Mechanical Ltd
PP-2022-02304 | 2022-07-28 | 7963 GRANVILLE STREET, Vancouver, BC V6P 4Z3 | Plumbing Permit | Commercial | New | Completed | Commercial - plumbing rough in GI 1 - 15 GPM - single sink GI 2 - 35 GPM - 2-comp - d/w GI 3 - 20 GPM - mop > Interior alterations to the existing shell retail space to provide tenant improvements for this proposed new retail limited food tenant in this existing mixed use commercial building on this site. Scope of work: Install interior walls & doors, relocate existing washroom, millwork, equipment, plumbing fixtures & electrical work. Note: 1. Class 5 Cooking Operations (No Hood) 2. Appliances are less than or equal to 6 kW Letters of Assurance Rec'd: Schedule A & Schedule B Architectural submitted per Jeff Xinjun Shen, AIBC, 604-210-9698 Schedule B Mechanical & Plumbing submitted per Alex Z.Q. Li, P. Eng, 778-323-1368 Energy Upgrade: E2 - Lighting - Upgrade to incorporate Automatic Partial OFF (per 9.4.1.1.(g) of ASHRAE 90.1-2016) Note: Energy checklist is currently no longer required with your Building Permit (BP) application. Some supporting documents are still required at BP stage, specifically Envelope and HVAC, if applicable. Service Water Heating and Lighting supporting documents, if applicable, must be submitted with your related trades permits (e.g. electrical and plumbing). All energy upgrades will be checked during inspections stage. It is the applicant’s responsibility to identify and note all required upgrades including energy upgrades on their BP drawings at BP stage. | Alex Cheng dba Cheung Shing Plumbing Co.
NULL | NULL | 7963 GRANVILLE STREET, Vancouver, BC V6P 4Z3 | Gas Permit | Commercial | Renovation | Withdrawn | Commercial - Install 50 feet of low pressure 1" gas line Install 1x Rianni instant hot water heater | Costello and Co. Plumbing Inc
GP-2023-02402 | 2023-08-28 | 7963 GRANVILLE STREET, Vancouver, BC V6P 4Z3 | Gas Permit | Commercial | Renovation | Completed | Commercial - Remove small electric water heater Remove gas furnace (was replaced by Heat Pump) Install 50 feet of low pressure 1" gas line Install 1x Rianni instant hot water heater 199,000 BTUs >BP:Interior alterations to the existing shell retail space to provide tenant improvements for this proposed new retail limited food tenant in this existing mixed use commercial building on this site. Scope of work: Install interior walls & doors, relocate existing washroom, millwork, equipment, plumbing fixtures & electrical work. Note: 1. Class 5 Cooking Operations (No Hood) 2. Appliances are less than or equal to 6 kW Letters of Assurance Rec'd: Schedule A & Schedule B Architectural submitted per Jeff Xinjun Shen, AIBC, 604-210-9698 Schedule B Mechanical & Plumbing submitted per Alex Z.Q. Li, P. Eng, 778-323-1368 Energy Upgrade: E2 - Lighting - Upgrade to incorporate Automatic Partial OFF (per 9.4.1.1.(g) of ASHRAE 90.1-2016) Note: Energy checklist is currently no longer required with your Building Permit (BP) application. Some supporting documents are still required at BP stage, specifically Envelope and HVAC, if applicable. Service Water Heating and Lighting supporting documents, if applicable, must be submitted with your related trades permits (e.g. electrical and plumbing). All energy upgrades will be checked during inspections stage. It is the applicant’s responsibility to identify and note all required upgrades including energy upgrades on their BP drawings at BP stage. | Costello and Co. Plumbing Inc
EP-2022-07640 | 2022-09-13 | 7963 GRANVILLE STREET, Vancouver, BC V6P 4Z3 | Electrical Permit | Commercial | Renovation | Completed | Installation / Repair - Commercial - Install the lighting ,receptacle ,exit sign ,emergency lights . >BP: Interior alterations to the existing shell retail space to provide tenant improvements for this proposed new retail limited food tenant in this existing mixed use commercial building on this site. Scope of work: Install interior walls & doors, relocate existing washroom, millwork, equipment, plumbing fixtures & electrical work. Note: 1. Class 5 Cooking Operations (No Hood) 2. Appliances are less than or equal to 6 kW Letters of Assurance Rec'd: Schedule A & Schedule B Architectural submitted per Jeff Xinjun Shen, AIBC, 604-210-9698 Schedule B Mechanical & Plumbing submitted per Alex Z.Q. Li, P. Eng, 778-323-1368 Energy Upgrade: E2 - Lighting - Upgrade to incorporate Automatic Partial OFF (per 9.4.1.1.(g) of ASHRAE 90.1-2016) Note: Energy checklist is currently no longer required with your Building Permit (BP) application. Some supporting documents are still required at BP stage, specifically Envelope and HVAC, if applicable. Service Water Heating and Lighting supporting documents, if applicable, must be submitted with your related trades permits (e.g. electrical and plumbing). All energy upgrades will be checked during inspections stage. It is the applicant’s responsibility to identify and note all required upgrades including energy upgrades on their BP drawings at BP stage. | Gold Medal Electric Ltd
EP-2023-08190 | 2023-09-11 | 7963 GRANVILLE STREET, Vancouver, BC V6P 4Z3 | Electrical Permit | Commercial | Renovation | Completed | Installation / Repair - Commercial - Cameras, alarm and data rough in and completion. >BP: Interior alterations to the existing shell retail space to provide tenant improvements for this proposed new retail limited food tenant in this existing mixed use commercial building on this site. Scope of work: Install interior walls & doors, relocate existing washroom, millwork, equipment, plumbing fixtures & electrical work. Note: 1. Class 5 Cooking Operations (No Hood) 2. Appliances are less than or equal to 6 kW Letters of Assurance Rec'd: Schedule A & Schedule B Architectural submitted per Jeff Xinjun Shen, AIBC, 604-210-9698 Schedule B Mechanical & Plumbing submitted per Alex Z.Q. Li, P. Eng, 778-323-1368 Energy Upgrade: E2 - Lighting - Upgrade to incorporate Automatic Partial OFF (per 9.4.1.1.(g) of ASHRAE 90.1-2016) Note: Energy checklist is currently no longer required with your Building Permit (BP) application. Some supporting documents are still required at BP stage, specifically Envelope and HVAC, if applicable. Service Water Heating and Lighting supporting documents, if applicable, must be submitted with your related trades permits (e.g. electrical and plumbing). All energy upgrades will be checked during inspections stage. It is the applicant’s responsibility to identify and note all required upgrades including energy upgrades on their BP drawings at BP stage. | Jingwei Security Systems Ltd
EP-2023-10690 | 2023-12-07 | 8005 GRANVILLE STREET, Vancouver, BC V6P 4Z5 | Electrical Permit | Commercial | Renovation | Completed | Installation / Repair - Commercial - Replacing a faulty Fire Alarm panel with new Fire Alarm panel. Bulletin 2018-004 BU/EL Category 2, Attachment 1, C new control unit is compatible with all the existing devices incorporated in the existing FAS.EMERGENCY REPAIR of fire alarm panel. Defective motherboard. Site on fire watch currently.- Remove and replace existing conventional panel with Mircom FX2000. Remove and replace annunciator panel. Verification by Community Fire Prevention.No new wiring. | Wireway Electric Ltd
EP-2022-09609 | 2022-11-16 | 8072 GRANVILLE STREET, Vancouver, BC V6P 4Z4 | Electrical Permit | Commercial | Renovation | Completed | Installation / Repair - Commercial - Previous 120/208 sub panel B to be swapped from sqd QO to CQO. Existing panel 100a 16cct panel to be replaced by a 125a 16cct MLO load center. Re-re existing breakers and main breaker. No change to any loads, no additions. | Houle Electric Limited
PP-2022-04156 | 2022-11-18 | 514 HOMER STREET, Vancouver, BC V6B 2V6 | Plumbing Permit | Commercial | Renovation | Issued | Commercial - new DWV and domestic hot and cold water connectuing to existing base building piping for one accessible washroom and two kitchen sinks. New sump liner installed for elevator pit complete with new foot valve in sump with high limit alarm running over to new pump, from pump to oil interceptor located under stairwell connecting to existing base building piping. RPBA to be installed at high level to supply water for pump primer line. | Mainland Plumbing & Heating
SP-2023-00081 | NULL | 514 HOMER STREET, Vancouver, BC V6B 2V6 | Sprinkler Permit | Commercial | Tenant Improvement | Application Incomplete | Commercial - Add and relocate sprinkler heads for tenant improvement. | Priority Fire Systems Ltd
EP-2023-04164 | 2023-06-02 | 514 HOMER STREET, Vancouver, BC V6B 2V6 | Electrical Permit | Commercial | Tenant Improvement | Issued | Installation / Repair - Commercial - Renovation on existing hotel. addtion of elevator and reconfiguration of existing fire alarm system. lots of lighting and smaller power loads * Hazardous Materials Assessment report cleared Nov 8, RMN >BP: Alterations to change the barber shop to a hotel lobby and add an elevator reducing # of sleeping units from 48 to 42 sleeping units, alts to the commercial units on W Pender St. ***Addressing data cont'd: into 2 units to be 340 & 344 W Pender St & cancel units #11,28,29,38,39 - 514 Homer St (redesign of lobby & rooms) & 346 W Pender St(to be combined with 350 W Pender St). Related to DE415041 ** THIS PERMIT HAS BEEN CONVERTED FROM PRISM ** Revision #1 - Interior layout changes to the ground floor and changing the Architect/CRP from D Massie to V Chauhan effective Feb.1/22 - accepted Feb.17/23 >>>>Amend: Nov. 14, 2023 -Would like to add structured low voltage cabling to the permit please. Approx additional cost of $2700 | WESTPEAK ELECTRICAL LTD
SP-2023-01952 | 2023-11-16 | 514 HOMER STREET, Vancouver, BC V6B 2V6 | Sprinkler Permit | Commercial | Tenant Improvement | Issued | Commercial - adjust/add 4 fire sprinklers >BP: Alterations to change the barber shop to a hotel lobby and add an elevator reducing # of sleeping units from 48 to 42 sleeping units, alts to the commercial units on W Pender St. ***Addressing data cont'd: into 2 units to be 340 & 344 W Pender St & cancel units #11,28,29,38,39 - 514 Homer St (redesign of lobby & rooms) & 346 W Pender St(to be combined with 350 W Pender St). Related to DE415041 ** THIS PERMIT HAS BEEN CONVERTED FROM PRISM ** Revision #1 - Interior layout changes to the ground floor and changing the Architect/CRP from D Massie to V Chauhan effective Feb.1/22 - accepted Feb.17/23 | Titan Fire Protection Ltd
EP-2022-09728 | 2023-02-06 | 555 HOMER STREET, Vancouver, BC V6B 1K8 | Electrical Permit | Commercial | Addition | Completed | Installation / Repair - Commercial - chiller upgrade -performed a retrofit of the same chiller. It was a direct replacement, so the old one was disconnected and the new one was installed. There is a motor control centre inside the building, the only change is that we are adding a fused disconnect at the chiller mounted on the roof | One Degree HVAC Service Group Ltd.
EP-2022-08478 | 2023-12-12 | 555 HOMER STREET, Vancouver, BC V6B 1K8 | Electrical Permit | Commercial | Renovation | Completed | Installation / Repair - Commercial - Installing two EV chargers off existing> As discussed with Ron iformation to be confirmed at inspection. *All work is complete on this permit, WWOP. Site visit for different contractor on Nov 21,2023. WWOP fees applied. RMN. CF-2023-011906 created. and CF-2023-012112 | All In Electric Inc
EP-2022-08648 | 2022-10-12 | 777 HOMER STREET, Vancouver, BC V6B 2W1 | Electrical Permit | Commercial | NULL | Expired | Special Event - Provide electrical distribution from existing services for special event "Nick Mason" at The Centre one day only, Nov 1, 2022. | 0880441 BC Ltd
EP-2023-06661 | 2023-07-24 | 777 HOMER STREET, Vancouver, BC V6B 2W1 | Electrical Permit | Commercial | NULL | Expired | Special Event - Provide electrical distribution from existing services for special event "Andrew Bird" at The Centre one day only, July 26th, 2023. | 0880441 BC Ltd
EP-2023-03339 | 2023-04-18 | 777 HOMER STREET, Vancouver, BC V6B 2W1 | Electrical Permit | Commercial | NULL | Expired | Special Event - Provide electrical distribution from existing services for special event "Chris de Burgh" at The Centre one day only, May 3, 2023. | 0880441 BC Ltd
EP-2023-02001 | 2023-03-08 | 777 HOMER STREET, Vancouver, BC V6B 2W1 | Electrical Permit | Commercial | NULL | Expired | Special Event - Provide electrical distribution from existing services for special event "Joshua Bassett" at The Centre one day only, March 11, 2023. | 0880441 BC Ltd
EP-2023-09181 | 2023-10-12 | 777 HOMER STREET, Vancouver, BC V6B 2W1 | Electrical Permit | Commercial | NULL | Expired | Special Event - Provide electrical distribution from existing services for special event. "October Concert Series" October 13-28, 2023 | 0880441 BC Ltd
EP-2023-10791 | 2023-12-01 | 777 HOMER STREET, Vancouver, BC V6B 2W1 | Electrical Permit | Commercial | NULL | Expired | Special Event - Provide electrical distribution from existing services for special event. "Nutcracker" Dec 5th-10th 2023 | 0880441 BC Ltd
EP-2022-04682 | 2022-06-06 | 777 HOMER STREET, Vancouver, BC V6B 2W1 | Electrical Permit | Commercial | NULL | Expired | Special Event - ***SPECIAL EVENTS*** -Tori Amos, June 8th and Our Lady Peace June 9th. operate existing event electrical services to power special events and concerts held in The Centre in Vancouver. 1 x 400A service Work authorized by this permit is for placement of a temporary power pole only and does not authorize any site construction and/or excavation. A separate Building Permit will be required prior to commencement of any other work on this site. | 0880441 BC Ltd
EP-2023-06673 | 2023-09-05 | 703 HEATLEY AVENUE, Vancouver, BC V6A 3G9 | Electrical Permit | Residential | Renovation | Issued | Installation / Repair - Residential - duplex service/rewire -service increased to 200 amp with 2 meters (one for bsmt suite and other for upstairs) >BP: Exterior and interior alterations to convert this existing one-family dwelling to a one-family dwelling with a secondary suite. The scope of work includes new basement suite, layout changes to all floors, and new north facing dormer. The entire building to be sprinklered to NFPA-13D Schedule A and Architectural schedule B signed and sealed by Ian McLean, 604.834.5896 Structural schedule B signed and sealed by Jeff Allester, 604.228.0518 Geotechnical schedule B signed and sealed by Mahmoud Mahmoud, 778.891.8664 Note: - Full registration of encroachment agreement to be registered at LTO and final BC Land Surveyor's certificate required to be received to complete encroachment process prior to building occupancy. - No strata-titling permitted. - An annual Vancouver Business License must be obtained prior to the rental of this approved one-family dwelling and/or secondary suite on this site. - Dedicated 3'-0" wide firefighting access path with overhead clearance of 2m to be maintained at all times. - Smoke alarms to be installed in conformance with Vancouver Building Bylaw subsections 3.2.4 and 9.10.19. - CO Alarms to be installed in conformance with Vancouver Building Bylaw subsections 6.2.4 and 9.32.4. | Marek Joseph Gacek
SP-2023-01418 | 2023-08-14 | 703 HEATLEY AVENUE, Vancouver, BC V6A 3G9 | Sprinkler Permit | Residential | New | Issued | Residential - Installation of new fire sprinkler system >BP: Exterior and interior alterations to convert this existing one-family dwelling to a one-family dwelling with a secondary suite. The scope of work includes new basement suite, layout changes to all floors, and new north facing dormer. The entire building to be sprinklered to NFPA-13D Schedule A and Architectural schedule B signed and sealed by Ian McLean, 604.834.5896 Structural schedule B signed and sealed by Jeff Allester, 604.228.0518 Geotechnical schedule B signed and sealed by Mahmoud Mahmoud, 778.891.8664 | Fire Busters Inc
PP-2022-03852 | 2022-10-26 | 703 HEATLEY AVENUE, Vancouver, BC V6A 3G9 | Plumbing Permit | Residential | Renovation | Issued | Residential - Suite & main house renovation >Exterior and interior alterations to convert this existing one-family dwelling to a one-family dwelling with a secondary suite. The scope of work includes new basement suite, layout changes to all floors, and new north facing dormer. The entire building to be sprinklered to NFPA-13D Schedule A and Architectural schedule B signed and sealed by Ian McLean, 604.834.5896 Structural schedule B signed and sealed by Jeff Allester, 604.228.0518 Geotechnical schedule B signed and sealed by Mahmoud Mahmoud, 778.891.8664 Note: - Full registration of encroachment agreement to be registered at LTO and final BC Land Surveyor's certificate required to be received to complete encroachment process prior to building occupancy. - No strata-titling permitted. - An annual Vancouver Business License must be obtained prior to the rental of this approved one-family dwelling and/or secondary suite on this site. - Dedicated 3'-0" wide firefighting access path with overhead clearance of 2m to be maintained at all times. - Smoke alarms to be installed in conformance with Vancouver Building Bylaw subsections 3.2.4 and 9.10.19. - CO Alarms to be installed in conformance with Vancouver Building Bylaw subsections 6.2.4 and 9.32.4. | Greywater Plumbing And Heating Inc
PP-2022-04272 | 2022-11-29 | 703 HEATLEY AVENUE, Vancouver, BC V6A 3G9 | Plumbing Permit | Residential | Renovation | Issued | Residential - sump | J & R Excavation & Demolition Ltd.
EP-2022-00199 | 2022-01-14 | 900 HEATLEY AVENUE, Vancouver, BC V6A 3S7 | Electrical Permit | Commercial | Renovation | Completed | Installation / Repair - Commercial - New lighting, heater and power for washroom addition >BP: To alter the interior of this existing Fire Hall building to provide a new women’s toilet room with shower in the existing reading room on ground floor. Note: This is reviewed under VBBL 2019. | Keystone Electric Ltd
PP-2022-00316 | 2022-02-01 | 900 HEATLEY AVENUE, Vancouver, BC V6A 3S7 | Plumbing Permit | Commercial | Renovation | Completed | Commercial - Installation of 1 WC, 1 Lav, 2 FDs To alter the interior of this existing Fire Hall building to provide a new women’s toilet room with shower in the existing reading room on ground floor. | Broadway Refrigeration & Air Conditioning Co
PP-2023-02522 | 2023-07-17 | 900 HEATLEY AVENUE, Vancouver, BC V6A 3S7 | Plumbing Permit | Commercial | New | Completed | Commercial - Install (2) new backflow devices | City of Vancouver REFM Plumbing Dept
EP-2023-08108 | 2023-09-12 | 900 HEATLEY AVENUE, Vancouver, BC V6A 3S7 | Electrical Permit | Commercial | Tenant Improvement | Issued | Installation / Repair - Commercial - Installation of new MDC Distribution, upgrade service to 800 amps 120/208 volt 3 phase. Installation of 2 new 75 KVA transformers, to feed 2 new SD60 PhiHong DCFC. Service current is 400 AMP and will increase to 800AMP. | Power Pros Electrical Ltd
EP-2022-00338 | 2022-01-20 | 856 HOMER STREET, Vancouver, BC V6B 2W5 | Electrical Permit | Commercial | Renovation | Completed | Installation / Repair - Commercial - Power and Data for furniture workstations Refresh of existing devices >BP: #400 - 4th Floor Interior alterations to provide tenant improvements to the existing office tenant on the 4th floor (#400) in this existing commercial building. Scope of work: remove/construct select interior partition walls, doors, millwork, finishes, power/data and electrical work. TENANT: CFT Law OK For Field Review per K. Vogt - Apr 21, 2021 Building Not Sprinklered - No sprinkler inspection or permit required. Energy Upgrade: E2 - HVAC - Clean and Balance all Air Systems (per 6.7.2.3.2 of ASHRAE 90.1-2016) Amend: May 5, 2022 Suite 207 for this is incorrect, it is actually the 4th floor Suite 400. | Kato Electrical Inc
PP-2022-01614 | 2022-05-11 | 856 HOMER STREET, Vancouver, BC V6B 2W5 | Plumbing Permit | Commercial | Tenant Improvement | Completed | Commercial - Install future connections and backflow preventer for filtered water (x2) locations. >BP: #400 - 4th Floor Interior alterations to provide tenant improvements to the existing office tenant on the 4th floor (#400) in this existing commercial building. Scope of work: remove/construct select interior partition walls, doors, millwork, finishes, power/data and electrical work. TENANT: CFT Law OK For Field Review per K. Vogt - Apr 21, 2021 Building Not Sprinklered - No sprinkler inspection or permit required. Energy Upgrade: E2 - HVAC - Clean and Balance all Air Systems (per 6.7.2.3.2 of ASHRAE 90.1-2016) | Fred Welsh Ltd
PP-2022-02017 | NULL | 939 HOMER STREET, Vancouver, BC V6B 2W6 | Plumbing Permit | Commercial | Renovation | Applicant Revisions | Commercial - Upgrade to the mechanical system within the building, including boilers, hot water tanks, pumps ad associated piping. Floor drains will be added and domestic hot water tanks will be removed or added. | Allied Plumbing Heating and Air Conditioning
EP-2023-07875 | 2023-08-30 | 939 HOMER STREET, Vancouver, BC V6B 2W6 | Electrical Permit | Commercial | NULL | Expired | Annual / Operating - lighting and device maintenance CF-2023-009227 Renewal of EP-2021-06956 VALID: SEPTEMBER 20, 2022 to September 19, 2023 | Shawn P Greabeiel
EP-2022-10718 | 2022-12-21 | 939 HOMER STREET, Vancouver, BC V6B 2W6 | Electrical Permit | Commercial | Renovation | Completed | Installation / Repair - Commercial - Low Voltage Boiler, MUA Controls | ESC Automation Inc
EP-2022-09533 | 2022-11-10 | 939 HOMER STREET, Vancouver, BC V6B 2W6 | Electrical Permit | Residential | Addition | Completed | Installation / Repair - Residential - Run power to roof from Panel "EE" for 4 new boilers and new pumps. - Provide new electrical panel in rooftop mechanical room. - Run conduit for 6 new mechanical devices in new mechanical room area. -Provide mushroom type safety switch at the entrance to the Boiler room beside the door. Switch shall disable all electrical devices in the heating plantlike heating boilers and all heating pumps in given Mechanical room. -Its mainly conduit runs and motor terminations inside of mechanical rooms. | TDR Electric Inc
EP-2022-08209 | 2022-09-28 | 948 HOMER STREET, Vancouver, BC V6B 2W7 | Electrical Permit | Commercial | Tenant Improvement | Completed | Installation / Repair - Commercial - LED UPGRADE IN BUILDING | Energy Network Services Inc
EP-2023-03829 | 2023-05-03 | 948 HOMER STREET, Vancouver, BC V6B 2W7 | Electrical Permit | Commercial | Addition | Completed | Installation / Repair - Commercial - Extra Low Voltage security system – one card reader door add-on to an existing base building Kantech access system. | Tyco Integrated Fire & Security Canada Inc/Tyco Feu Et Securite Integres Canada Inc
EP-2023-02121 | 2023-03-15 | 948 HOMER STREET, Vancouver, BC V6B 2W7 | Electrical Permit | Commercial | Renovation | Completed | Installation / Repair - Commercial - Relocate lighting for two meeting rooms -relocating and adding two fixtures >BP: #300 - 3rd Floor (Full Floor) Interior alterations only to provide tenant improvement to this existing tenant on the 3rd floor (#300) of this Vancouver Heritage C designated commercial building. Scope of work: Demolish floor finish, remove existing light fixtures, new partitions, doors, frames, electrical and sprinkler work. TENANT: SilverChef Rental Inc Building Sprinklered – Sprinkler permit not required per DBI. Energy checklist is currently no longer required with your Building Permit (BP) application. Some supporting documents are still required at BP stage, specifically Envelope and HVAC, if applicable. Service Water Heating and Lighting supporting documents, if applicable, must be submitted with your related trades permits (e.g. electrical and plumbing). | BC Smart Homes Ltd
EP-2022-03538 | 2022-05-02 | 990 HOMER STREET, Vancouver, BC V6B 2W7 | Electrical Permit | Commercial | Tenant Improvement | Completed | Installation / Repair - Commercial - Connect 4 system furniture whips -only replacement of desks to powered furniture | Ampac Electric Ltd
EP-2024-00156 | 2024-01-05 | 990 HOMER STREET, Vancouver, BC V6B 2W7 | Electrical Permit | Commercial | Tenant Improvement | Issued | Installation / Repair - Commercial - running a data line to the lift controller and changing an existing disconnect | Sasco Contractors Ltd
GP-2023-00895 | 2023-03-14 | 7637 HUDSON STREET, Vancouver, BC V6P 4L5 | Gas Permit | Residential | New | Completed | Residential - Installation of 1 gas fireplace Venting and hook up only. >BP: To construct a 2 storey + basement one-family dwelling with a secondary suite ($697,750) located in the basement. | Urban Fireplaces Ltd
GP-2023-01150 | 2023-04-05 | 7637 HUDSON STREET, Vancouver, BC V6P 4L5 | Gas Permit | Residential | New | Completed | Residential - Two complete boilers and piping only for two bbq, one stove and a fireplace >BP: To construct a 2 storey + basement one-family dwelling with a secondary suite ($697,750) located in the basement. Note: 20' x 22' detached garage accessory building proposed for 2 vehicles rear yard South elevation. | Ultra Mechanical Ltd
EP-2023-02760 | 2023-03-30 | 7637 HUDSON STREET, Vancouver, BC V6P 4L5 | Electrical Permit | Residential | New | Completed | Installation / Repair - Residential - Low voltage including Security, CCTV and intercom -complete security alarm installation >BP: To construct a 2 storey + basement one-family dwelling with a secondary suite ($697,750) located in the basement. Note: 20' x 22' detached garage accessory building proposed for 2 vehicles rear yard South elevation. | Moda Smart Home Inc
EP-2022-08088 | 2022-10-31 | 7637 HUDSON STREET, Vancouver, BC V6P 4L5 | Electrical Permit | Residential | New | Completed | Installation / Repair - Residential - New Home electrical to code 200a Service Dedicated Circuits AC Rough-in x 1 EV Charger Rough-in x 1 DCC12 Demand Share Smoke alarms Lighting Hot Water Tank Rough in for the AC/Hot Tub/ EV Only To construct a 2 storey + basement one-family dwelling with a secondary suite located in the basement. Note: 20' x 22' Garage parking proposed for 2 vehicles rear yard South elevation. Note: This is a 2 storey building pursuant to the Zoning and Development By-Law 1- Covenant registered at the Land Title Office under CA9409820 2- No strata titling permitted 3- No Bar sink proposed 4- A/C unit proposed in rear yard 5- Schedule B: Scott Ash-Anderson, P.Eng (604.228.0518) Structural 5- Schedule B: Ward Phillips, P.Eng (604.716.8881) Geotechnical 4- HPO: Residential Builder - Saint Construction Management Ltd **Amend 11/30/2022**a Homeowner has added in elevator, 20 amp load, we'll be adding 4kw No change in installation value Adding DCC12 to EV to make room for elevator | Pacific Star Electric Inc
PP-2022-02101 | 2022-09-27 | 7637 HUDSON STREET, Vancouver, BC V6P 4L5 | Plumbing Permit | Residential | New | Completed | Residential - Sumps | Hans Demolition and Excavating Ltd.
SP-2023-00019 | 2023-01-06 | 7637 HUDSON STREET, Vancouver, BC V6P 4L5 | Sprinkler Permit | Residential | New | Completed | Residential - Installation of new fire sprinkler system >BP: To construct a 2 story + basement one-family dwelling with a secondary suite located in the basement. Note: 20' x 22' detached garage accessory building proposed for 2 vehicles rear yard South elevation. Note: This is a 2 story building pursuant to the Zoning and Development By-Law 1- Covenant registered at the Land Title Office under CA9409820 2- No strata titling permitted 3- No Bar sink proposed 4- A/C unit proposed in rear yard 5- Schedule B: Scott Ash-Anderson, P.Eng (604.228.0518) Structural 5- Schedule B: Ward Phillips, P.Eng (604.716.8881) Geotechnical 4- HPO: Residential Builder - Saint Construction Management Ltd | Fire Busters Inc
MP-2023-00041 | 2023-01-09 | 7637 HUDSON STREET, Vancouver, BC V6P 4L5 | Mechanical Permit | NULL | NULL | Completed | NULL | EXCEL MECHANICAL LTD
PP-2022-04462 | 2022-12-14 | 7637 HUDSON STREET, Vancouver, BC V6P 4L5 | Plumbing Permit | Residential | New | Completed | Residential - New Plumbing >To construct a 2 storey + basement one-family dwelling with a secondary suite ($697,750) located in the basement. Note: 20' x 22' detached garage accessory building proposed for 2 vehicles rear yard South elevation. Note: This Building Permit will remain in a suspended status until the associated (green) Demolition Permit BP-2021-04684 is completed. Note: This is a 2 storey building pursuant to the Zoning and Development By-Law 1- Covenant registered at the Land Title Office under CA9409820 2- No strata titling permitted 3- No Bar sink proposed 4- A/C unit proposed in rear yard 5- Schedule B: Scott Ash-Anderson, P.Eng (604.228.0518) Structural 5- Schedule B: Ward Phillips, P.Eng (604.716.8881) Geotechnical 4- HPO: Residential Builder - Saint Construction Management Ltd ******THIS PERMIT HAS BEEN ISSUED UNDER THE REQUIREMENTS OF VBBL #12511 (2019)****** | EXCEL MECHANICAL LTD
EP-2022-02608 | 2022-03-31 | 7637 HUDSON STREET, Vancouver, BC V6P 4L5 | Electrical Permit | Residential | Renovation | Expired | Temporary Power - Residential - To provide temporary power. Amend Apr 5, 2022 Temp Power will only be 100A, please revise | Pacific Star Electric Inc
NULL | NULL | 7750 HUDSON STREET, Vancouver, BC V6P 4L8 | Mechanical Permit | NULL | NULL | Withdrawn | NULL | Ferenc Nagy
GP-2023-02605 | 2023-09-08 | 7826 HUDSON STREET, Vancouver, BC V6P 4L8 | Gas Permit | Residential | Renovation | Completed | Residential - Replace boiler & water tank | A-Grade Plumbing & Heating Ltd
GP-2023-02800 | 2023-09-26 | 5576 INVERNESS STREET, Vancouver, BC V5W 3P3 | Gas Permit | Residential | Addition | Issued | Residential - Re and re boiler | 0788459 BC Ltd
SP-2022-01126 | 2022-07-15 | 5577 INVERNESS STREET, Vancouver, BC V5W 3P4 | Sprinkler Permit | Residential | New | Completed | Residential - -Sprinkler for new: BP: To construct a 2 storey one-family dwelling with a secondary suite located in the Basement ($710,325) with an open parking pad and detached 2 car garage, providing 3 parking space, having vehicular access from the 20' Lane. 1. Covenant registered at the Land Title Office under CA9137507 2. No Strata Titling permitted 3. A/C proposed – Exterior component located in rear yard, Interior component located in main floor closet 4. Bar sink located in recreation room 5. Schedule B: (S Dulay) P.Eng (604.603.7254) Structural 6. Schedule B: (S Dulay) P.Eng (604.603.7254) Geotechnical 7. HPO: Residential Builder- (A P Enterprises Ltd) >>>Amend: Oct. 6th -correct building permit should be: DB-2021-02903 for address: 5577 Inverness St | SBMS Construction Ltd
EP-2022-05677 | 2022-07-19 | 5577 INVERNESS STREET, Vancouver, BC V5W 3P4 | Electrical Permit | Residential | New | Completed | Installation / Repair - Residential - Electrical rough wiring and finishing new house. Main Consumer's Service: 200A. Main house service: 125A. LWH service: 125A. BP: To construct a 2 storey one-family dwelling with a secondary suite located in the Basement ( with an open parking pad and detached 2 car garage, providing 3 parking space, having vehicular access from the 20' Lane. 1. Covenant registered at the Land Title Office under CA9137507 2. No Strata Titling permitted 3. A/C proposed – Exterior component located in rear yard, Interior component located in main floor closet 4. Bar sink located in recreation room 5. Schedule B: (S Dulay) P.Eng (604.603.7254) Structural 6. Schedule B: (S Dulay) P.Eng (604.603.7254) Geotechnical 7. HPO: Residential Builder- (A P Enterprises Ltd) | Zee Electrical Ltd
GP-2022-02117 | 2022-07-20 | 5577 INVERNESS STREET, Vancouver, BC V5W 3P4 | Gas Permit | Residential | New | Completed | Residential - To install fireplace >BP: To construct a 2 storey one-family dwelling with a secondary suite located in the Basement ($710,325) with an open parking pad and detached 2 car garage, providing 3 parking space, having vehicular access from the 20' Lane. 1. Covenant registered at the Land Title Office under CA9137507 2. No Strata Titling permitted 3. A/C proposed – Exterior component located in rear yard, Interior component located in main floor closet 4. Bar sink located in recreation room 5. Schedule B: (S Dulay) P.Eng (604.603.7254) Structural 6. Schedule B: (S Dulay) P.Eng (604.603.7254) Geotechnical 7. HPO: Residential Builder- (A P Enterprises Ltd) | JOT MECHANICAL LTD
EP-2022-02696 | 2022-04-12 | 5577 INVERNESS STREET, Vancouver, BC V5W 3P4 | Electrical Permit | Residential | New | Expired | Temporary Power - Residential - To provide temporary power. | Zee Electrical Ltd
PP-2022-01655 | 2022-05-13 | 5577 INVERNESS STREET, Vancouver, BC V5W 3P4 | Plumbing Permit | Residential | New | Completed | Residential - Plumbing for: >BP: To construct a 2 storey one-family dwelling with a secondary suite located in the Basement ($710,325) with an open parking pad and detached 2 car garage, providing 3 parking space, having vehicular access from the 20' Lane. 1. Covenant registered at the Land Title Office under CA9137507 2. No Strata Titling permitted 3. A/C proposed – Exterior component located in rear yard, Interior component located in main floor closet 4. Bar sink located in recreation room 5. Schedule B: (S Dulay) P.Eng (604.603.7254) Structural 6. Schedule B: (S Dulay) P.Eng (604.603.7254) Geotechnical 7. HPO: Residential Builder- (A P Enterprises Ltd) Note: This is a 2 storey building pursuant to the Zoning and Development By-Law Address Information: Principle Dwelling: #1-5577 Inverness St Secondary Suite: #2-5577 Inverness St Laneway home: #3-5577 Inverness St Address and suite numbers assigned as per approved plans for Fire and Emergency response. The address number is to be posted to the building to be visible from the street and the suite numbers are to be posted at the suite entries in accordance with the Building By-law prior to final inspection. **THIS PERMIT HAS BEEN ISSUED UNDER THE REQUIREMENTS OF VBBL #12511 (2019) ** | A2P PLUMBING & HEATING LTD
GP-2022-01809 | 2022-07-22 | 5577 INVERNESS STREET, Vancouver, BC V5W 3P4 | Gas Permit | Residential | New | Completed | Residential - new installation | A2P PLUMBING & HEATING LTD
GP-2023-01935 | 2023-06-27 | 5586 INVERNESS STREET, Vancouver, BC V5W 3P3 | Gas Permit | Residential | Renovation | Completed | Residential - replace gas hot water tank | Hillcrest Plumbing & Heating (1991) Ltd
GP-2022-00093 | 2022-01-21 | 5761 INVERNESS STREET, Vancouver, BC V5W 3P6 | Gas Permit | Residential | Renovation | Completed | Residential - Replacement of boiler with high efficiency boiler | Sukhwinder Rehallu
PP-2022-03848 | NULL | 710 KEEFER STREET, Vancouver, BC V6A 1Y5 | Plumbing Permit | Commercial | Renovation | Draft | Commercial - Installation of prv valve. | NULL
GP-2022-03996 | 2022-12-14 | 4295 KEVIN PLACE, Vancouver, BC V6S 2K7 | Gas Permit | Residential | Renovation | Completed | Residential - Re + re boiler | Lambert Plumbing & Heating Ltd
SP-2022-01946 | NULL | 4330 KEVIN PLACE, Vancouver, BC V6S 2K8 | Sprinkler Permit | Residential | New | Withdrawn | Residential - back flow prevention >BP: To construct a 2 storey + cellar one-family dwelling with an attached garage providing 2 parking spaces, having vehicular access from the street and an accessory building in the rear. 1. A/C unit proposed in rear yard 2. Bar sink located in Rec Room Note: This is a 2 storey building pursuant to the Zoning and Development By-Law The entire building, INCLUDING THE ATTACHED GARAGE, to be sprinklered to NFPA 13D. | Sun Gardening & Landscaping Services Ltd
PP-2022-04211 | 2022-11-23 | 4330 KEVIN PLACE, Vancouver, BC V6S 2K8 | Plumbing Permit | Residential | New | Completed | Residential - back flow prevention for lawn irrigation >BP: To construct a 2 storey + cellar one-family dwelling with an attached garage providing 2 parking spaces, having vehicular access from the street and an accessory building in the rear. 1. A/C unit proposed in rear yard 2. Bar sink located in Rec Room 3. Schedule B Antony Wang P.Eng (604-618-6236) Structural & Geotechnical 4. BC Housing Accent Construction Co Ltd. ******THIS PERMIT HAS BEEN ISSUED UNDER THE REQUIREMENTS OF VBBL 2019****** | Sun Gardening & Landscaping Services Ltd
NULL | NULL | 4330 KEVIN PLACE, Vancouver, BC V6S 2K8 | Sprinkler Permit | Residential | New | Withdrawn | Residential - back flow inspection | Sun Gardening & Landscaping Services Ltd
GP-2021-03294 | 2022-01-14 | 4711 KILLARNEY STREET, Vancouver, BC V5R 3V6 | Gas Permit | Residential | Renovation - Dwelling Unit(s) only | Completed | Residential - water leak in living rooms, safety check | H W PLUMBING & HEATING
GP-2023-03821 | 2023-12-01 | 4716 KILLARNEY STREET, Vancouver, BC V5R 3V5 | Gas Permit | Residential | Renovation | Completed | Residential - re re furnace | Thomson Industries Ltd
EP-2023-10584 | 2023-12-05 | 4716 KILLARNEY STREET, Vancouver, BC V5R 3V5 | Electrical Permit | Residential | Renovation | Completed | Installation / Repair - Residential - ¦ 1FD- HP ¦ wire in heat pump *An approved mechanical permit is required for the installation of air conditioning or heat pump unit before a final electrical inspection will be performed | Thomson Industries Ltd
MP-2023-02161 | 2023-12-05 | 4716 KILLARNEY STREET, Vancouver, BC V5R 3V5 | Mechanical Permit | NULL | NULL | Completed | NULL | Thomson Industries Ltd
NULL | NULL | 58 KEEFER PLACE, Vancouver, BC V6B 0B8 | Electrical Permit | Residential | New | Withdrawn | Installation / Repair - Residential - Install electrical vehicle charger. | K S Maude Electric Ltd
EP-2022-08253 | 2022-10-12 | 181 KEEFER PLACE, Vancouver, BC V6B 6C1 | Electrical Permit | Commercial | NULL | Expired | Annual / Operating - -Annual Operating Permit Maintenance for the building, check up on any potential hazard inside the building every 6 month. "Amendment October 14, 2022." Add term 99: With the Class B field safety representative named on this annual permit; the Class B FSR can only be responsible for the equipment that is connected to the secondary side (750 V or less) of the transformer. To perform regular maintenance on the high voltage equipment, the owner must obtain services of a licensed electrical contractor registered with a Class ‘A’ FSR on the licence and a designated AFSR must be named on the application for a separate annual permit. | Atlantic Electric Ltd
EP-2023-06641 | 2023-07-25 | 181 KEEFER PLACE, Vancouver, BC V6B 6C1 | Electrical Permit | Commercial | Addition | Issued | Installation / Repair - Commercial - Installation of security access control to unit 220 & door 224/1, access control (card readers) to the door to the new space - no maglocks. | Chubb Fire & Security Canada Corp
EP-2023-01148 | NULL | 181 KEEFER PLACE, Vancouver, BC V6B 6C1 | Electrical Permit | Commercial | Addition | Application Incomplete | Installation / Repair - Commercial - Install 5x new outlet in the office. | Atlantic Electric Ltd
EP-2024-00032 | NULL | 181 KEEFER PLACE, Vancouver, BC V6B 6C1 | Electrical Permit | Commercial | Addition | Application Incomplete | Installation / Repair - Commercial - New service in one of the new office space 215 | Atlantic Electric Ltd
EP-2023-09113 | 2023-10-10 | 181 KEEFER PLACE, Vancouver, BC V6B 6C1 | Electrical Permit | Commercial | NULL | Issued | Annual / Operating - Annual operation permit, check up on any potential hazard every 6 month. Renewal of EP-2022-08253 Valid: Oct 12, 2023 to Oct 11, 2024 | Atlantic Electric Ltd
SP-2023-01344 | 2023-07-31 | 8168 GRANVILLE STREET, Vancouver, BC V6P 4Z4 | Sprinkler Permit | Commercial | Renovation | Completed | Commercial - Relocates sprinkler heads >BP: Interior alterations to change the use from Retail to Health Care Office in this unit on the ground floor of this existing commercial building. | Battalion Fire Pro Corp
EP-2021-02316 | 2022-06-14 | 1033 HARO STREET, Vancouver, BC V6E 1C8 | Electrical Permit | Commercial | New | Completed | Installation / Repair - Commercial - Installation of two 20 amp 120 Volt car charger device | Vancouver Green Electric Ltd
SP-2023-00643 | 2023-05-19 | 1122 HARO STREET, Vancouver, BC V6E 1C9 | Sprinkler Permit | Commercial | New | Completed | Commercial - For sprinkler system alterations to the 2019 VBBL, NFPA 13, 2013 and NFPA 14, 2013 for the retroactive installation of a Zurn Model 350 3" DCVA on fire sprinklers and standpipe in this existing residential building. Notes: 1. Fire protection Engineer of record Shoaib Khan, P.Eng. Oculus Engineering T: 778 9687 1945 E: info@oculusengineering.ca 2. One set of approved drawings and permit to be available for viewing at the jobsite. 3. Separate permit and documents required for any electrical or fire alarm related work. ***If the building is equipped with a fire alarm system the DCVA must be monitored by the fire alarm system.*** | Peak Fire Protection Ltd
PP-2023-00253 | 2023-01-25 | 1122 HARO STREET, Vancouver, BC V6E 1C9 | Plumbing Permit | Commercial | Addition | Completed | Commercial - installation of new backflow preventers | Langara Mechanical Plumbing & Heating Ltd
GP-2024-00187 | 2024-01-24 | 1150 HARO STREET, Vancouver, BC V6E 1C9 | Gas Permit | Residential | Renovation | Issued | Residential - re re tankless water heater | Thomson Industries Ltd
EP-2023-08252 | 2023-10-19 | 1155 HARO STREET, Vancouver, BC V6E 1E4 | Electrical Permit | Commercial | Tenant Improvement | Issued | Installation / Repair - Commercial - Install DDRS system, new addressable smoke detector in each elevator lobby, top of shaft, machine room, relays for recall ion machine room, new lobby phone panel. Replace elevator disconnects, receptacles, machine room & pit light fixtures. Install new ground from building ground to machine room and phone line. >BP: BP and AL - To install new DDRS system for elevator recall and new smoke detectors at elevator lobby of this existing high-rise multiple dwelling building on site. | Sasco Contractors Ltd
PP-2023-01921 | 2023-05-30 | 1160 HARO STREET, Vancouver, BC V6E 1E2 | Plumbing Permit | Commercial | New | Completed | Commercial - install of DCV on potable city water as required by COV | Inline Sales & Service Ltd
PP-2022-00135 | 2022-01-18 | 1175 HARO STREET, Vancouver, BC V6E 1E3 | Plumbing Permit | Commercial | Renovation | Issued | Commercial - Sewer line exiting the building needs to be replaced. There is a hole in the existing cast iron piping. The line needs to be replaced under the foundation wall and reconnected to the city sanitary connection. This connection is in Rosemary Brown Lane behind the building. Interior alterations to replace sanitary drains from level 1 to foundation level at this existing multiple dwelling building on this site. | 0774746 BC LTD
PP-2023-01632 | 2023-05-09 | 1175 HARO STREET, Vancouver, BC V6E 1E3 | Plumbing Permit | Commercial | New | Issued | Commercial - Install premise isolation for domestic water service to building Install new pressure reducing valve and bypass >BP: Interior alterations to replace sanitary drains from level 1 to foundation level at this existing multiple dwelling building on this site. | 0774746 BC LTD
GP-2022-00306 | 2022-01-31 | 1246 HARO STREET, Vancouver, BC V6E 1E7 | Gas Permit | Commercial | New | Completed | Commercial - Connecting 4 dryer units in multi dwelling building | Spears Sales & Service Ltd
PP-2023-00897 | 2023-03-17 | 1275 HARO STREET, Vancouver, BC V6E 1G1 | Plumbing Permit | Commercial | Tenant Improvement | Completed | Commercial - Replacement of the Domestic Water System Sept 5/2023-AMEND One 4” domestic double check valve installed in mechanical room parkade. | Cambridge Plumbing Systems Ltd
PP-2023-01571 | 2023-05-04 | 1280 HARO STREET, Vancouver, BC V6E 1E8 | Plumbing Permit | Residential | Addition | Issued | Residential - Addition of premises isolation. Backflow prevention | Tri-City Plumbing & Heating Ltd
PP-2024-00156 | 2024-01-24 | 1280 HARO STREET, Vancouver, BC V6E 1E8 | Plumbing Permit | Commercial | Tenant Improvement | Issued | Commercial - Backflow Replacement | Escape Fire Protection Ltd
SP-2023-01471 | 2023-11-10 | 1306 HARO STREET, Vancouver, BC V6E 1G3 | Sprinkler Permit | Residential | Renovation | Completed | Residential - For sprinkler system alterations to the 2019 VBBL, NFPA 13 (2013), and NFPA 14 (2013) for the tenant improvements to install a new backflow at this existing 10 storey apartment building. Engineer of Record: Dan Wong 778-847-0572 denveng7@gmail.com | Five Star Fire Protection Ltd
PP-2023-01083 | 2023-03-29 | 1306 HARO STREET, Vancouver, BC V6E 1G3 | Plumbing Permit | Commercial | New | Completed | Commercial - New 1@ RPBA - replacing 2 inch RPBA & PVR | Lambert Plumbing & Heating
SP-2023-00921 | 2023-10-30 | 1333 HARO STREET, Vancouver, BC V6E 1G4 | Sprinkler Permit | Commercial | Renovation | Issued | Commercial - For sprinkler system alterations to the 2019 VBBL, NFPA 13, 2013 and NFPA 14, 2013 for the retroactive installation of a new Watts 757 4" DCVA on the existing fire protection system in this existing building. Notes: 1. Fire protection Engineer of record Glen Visser, P.Eng. of Sureworks Engineering T: 604-944-3473 E: sureworkseng@gmail.com 2. One set of approved drawings and permit to be available for viewing at the jobsite. 3. Separate permit and documents required for any electrical or fire alarm related work. ***If the building is equipped with a fire alarm system the DCVA must be monitored by the fire alarm system.*** | Major Fire Protection Ltd
PP-2023-01904 | 2023-05-30 | 1333 HARO STREET, Vancouver, BC V6E 1G4 | Plumbing Permit | Commercial | Renovation | Issued | Commercial - new water main | Raymond Davis DBA Ray Davis Plumbing
PP-2023-00074 | 2023-01-09 | 1333 HARO STREET, Vancouver, BC V6E 1G4 | Plumbing Permit | Commercial | Addition | Issued | Commercial - install back flow prevention devices | Raymond Davis DBA Ray Davis Plumbing
PP-2023-03010 | 2023-08-24 | 1350 HARO STREET, Vancouver, BC V6E 1G2 | Plumbing Permit | Commercial | New | Issued | Commercial - Adding a Backflow preventer to existing water pipe CROSS CONNECTION LTR UPLOADED | PANAGO ENTERPRISES LTD
GP-2023-00910 | 2023-03-14 | 1362 HARO STREET, Vancouver, BC V6E 1G2 | Gas Permit | Residential | Renovation | Completed | Residential - Re&re tankless | Milani Plumbing Heating & Air Conditioning Ltd
EP-2022-01077 | NULL | 1050 HOMER STREET, Vancouver, BC V6B 2W9 | Electrical Permit | Commercial | Renovation | Withdrawn | Installation / Repair - Commercial - Installation of conduit for low voltage systems Installation of low voltage wiring | Action Electric Ltd
EP-2023-06616 | 2023-07-21 | 1050 HOMER STREET, Vancouver, BC V6B 2W9 | Electrical Permit | Commercial | Addition | Completed | Installation / Repair - Commercial - Install Genetec access control, Axis CCTV and other components for these systems. Mag locks:NO Site Contact: Brad Kim 604-889-4911 | Paladin Technologies Inc
NULL | NULL | 1050 HOMER STREET, Vancouver, BC V6B 2W9 | Electrical Permit | Commercial | NULL | Withdrawn | Annual / Operating - maintenance | Mac's Electric Ltd
EP-2023-09041 | 2023-10-06 | 1050 HOMER STREET, Vancouver, BC V6B 2W9 | Electrical Permit | Commercial | Renovation | Issued | Installation / Repair - Commercial - Relocating receptacles in area to accommodate layout. Surface mount using 1/2 emt. 7 receptacles to be relocated. | Starlight Electric Ltd
EP-2023-00622 | 2023-04-13 | 1090 HOMER STREET, Vancouver, BC V6B 2W9 | Electrical Permit | Commercial | Tenant Improvement | Issued | Installation / Repair - Commercial - The project is for a full maintenance replacement of the fire alarm system (FAS); the building is not a high building. This installation falls under the provisions of City of Vancouver Bulletin 2018-004-BU/EL Scope Category 1B. The work is to be performed under the provisions of the Vancouver Building By-Law, 2019 Edition and CAN/ULC-S524 Standard for Installation of Fire Alarm Systems. Verification is to be performed in accordance with CAN/ULC-S537, Bulletin 2020-006-BU/EL. The work required is as follows: • New fire alarm control panel (which will be the annunciator panel), devices (such as horns, detectors, isolators), wiring and conduit. • Programming of the system. • Verification in accordance with the reference standard and Bulletin identified above. • Removal of the existing system once the new system is installed, verified and in service. >BP: Interior alterations to upgrade the Fire alarm system under Category 1B per Bulletin 2018-004-BU/EL in the existing commercial building. | Action Electric Ltd
EP-2022-08360 | 2022-10-04 | 1090 HOMER STREET, Vancouver, BC V6B 2W9 | Electrical Permit | Commercial | Tenant Improvement | Completed | Installation / Repair - Commercial - -branch wiring to new furniture stations -data cabling to new furniture stations, including terminations -replace exit-signs to green running-man >BP: Interior alterations to provide improvements for a new office tenant on the 4th floor (#470) in this existing commercial building on this site. Scope of work: remove select partition walls, doors and glazing to remove 2 offices, new finishes, electrical work. TENANT: BMS Canada Risk Services Ltd. OK for Field Review for Office TI E2 - Retrofit Path: BOMA BESt (Path 1) - No Additional Upgrades REq'd | Sasco Contractors Ltd
EP-2022-08157 | 2022-09-28 | 1128 HOMER STREET, Vancouver, BC V6B 2X6 | Electrical Permit | Commercial | Renovation | Completed | Installation / Repair - Commercial - Installation of a replacement fire alarm | 0777792 BC Ltd
EP-2022-07336 | 2022-08-31 | 1128 HOMER STREET, Vancouver, BC V6B 2X6 | Electrical Permit | Commercial | Renovation | Completed | Installation / Repair - Commercial - Install 2 new TV receptacles, relocate (12) existing receptacles | Cove Power Electrical Enterprises Inc
EP-2023-05006 | 2023-06-07 | 1241 HOMER STREET, Vancouver, BC V6B 2Y9 | Electrical Permit | Commercial | NULL | Issued | Annual / Operating - Maintenance of existing operating electrical equipment. | Santec Electric Inc
PP-2022-01840 | 2022-06-01 | 4807 HENRY STREET, Vancouver, BC V5V 4Z2 | Plumbing Permit | Residential | New | Completed | Residential - sump >BP: To construct a two-storey two-family dwelling ($650,000) with a detached accessory building (garage) at the rear providing 2 parking spaces, having vehicular access from the lane. Note: This Building Permit will remain in a suspended status until the associated (green) Demolition Permit BP-2021-05293 is completed. Note: This is a 2 storey building pursuant to the Zoning and Development By-Law 1. No strata titling permitted 2. A/C units proposed on second storey 3. No Bar sinks proposed 4. Schedule B: Sharat Chande (604.723.7534) Structural & Geotechnical 5. HPO: Residential Builder - Silvercrest Custom Homes and Renovations Inc. Address Note: FRONT UNIT 4807 Henry St - One Family Dwelling (east side 1st-3rd floor) BACK UNIT 4805 Henry St - One Family Dwelling (west side 1st-3rd floor) Address numbers assigned as per approved plans for Fire and Emergency response. The address numbers are to be posted to the building to be visible from the street and in accordance with the Building By-law prior to final inspection. ******THIS PERMIT HAS BEEN ISSUED UNDER THE REQUIREMENTS OF VBBL #12511 (2019)****** | Mash Construction Ltd.
EP-2022-03352 | 2022-04-26 | 4807 HENRY STREET, Vancouver, BC V5V 4Z2 | Electrical Permit | Residential | New | Issued | Installation / Repair - Residential - Rough wire and finishing of duplex with detached grage >BP: To construct a two-storey two-family dwelling ($650,000) with a detached accessory building (garage) at the rear providing 2 parking spaces, having vehicular access from the lane. Note: This Building Permit will remain in a suspended status until the associated (green) Demolition Permit BP-2021-05293 is completed. Note: This is a 2 storey building pursuant to the Zoning and Development By-Law 1. No strata titling permitted 2. A/C units proposed on second storey 3. No Bar sinks proposed 4. Schedule B: Sharat Chande (604.723.7534) Structural & Geotechnical 5. HPO: Residential Builder - Silvercrest Custom Homes and Renovations Inc. Address Note: FRONT UNIT 4807 Henry St - One Family Dwelling (east side 1st-3rd floor) BACK UNIT 4805 Henry St - One Family Dwelling (west side 1st-3rd floor) Address numbers assigned as per approved plans for Fire and Emergency response. The address numbers are to be posted to the building to be visible from the street and in accordance with the Building By-law prior to final inspection. ******THIS PERMIT HAS BEEN ISSUED UNDER THE REQUIREMENTS OF VBBL #12511 (2019)****** | Hayat Electrical Ltd
EP-2022-02847 | 2022-04-20 | 4807 HENRY STREET, Vancouver, BC V5V 4Z2 | Electrical Permit | Residential | New | Expired | Temporary Power - Residential - To provide temporary power. | Hayat Electrical Ltd
PP-2022-03364 | 2022-09-26 | 4807 HENRY STREET, Vancouver, BC V5V 4Z2 | Plumbing Permit | Residential | New | Completed | Residential - New plumbing for: >BP: To construct a two-storey two-family dwelling ($650,000) with a detached accessory building (garage) at the rear providing 2 parking spaces, having vehicular access from the lane. | Ajit's Plumbing Heating & Electrical Contracting Ltd
SP-2022-01510 | 2022-09-16 | 4807 HENRY STREET, Vancouver, BC V5V 4Z2 | Sprinkler Permit | Residential | New | Completed | Residential - Piping and fixture installation To construct a two-storey two-family dwelling with a detached accessory building (garage) at the rear providing 2 parking spaces, having vehicular access from the lane. Note: This is a 2 storey building pursuant to the Zoning and Development By-Law 1. No strata titling permitted 2. A/C units proposed on second storey 3. No Bar sinks proposed 4. Schedule B: Sharat Chande (604.723.7534) Structural & Geotechnical 5. HPO: Residential Builder - Silvercrest Custom Homes and Renovations Inc. | RG Plumbing Ltd
GP-2023-00034 | 2023-01-06 | 4807 HENRY STREET, Vancouver, BC V5V 4Z2 | Gas Permit | Residential | New | Completed | Residential - Complete boiler, range,bbq. >DB: To construct a two-storey two-family dwelling with a detached accessory building (garage) at the rear providing 2 parking spaces, having vehicular access from the lane. Note: This is a 2 storey building pursuant to the Zoning and Development By-Law 1. No strata titling permitted 2. A/C units proposed on second storey 3. No Bar sinks proposed AMEND: JAN 17/2023 CHANGE ADDRESS TO 4807 HENRY ST | Deep Gas Fitting Ltd.
EP-2022-00888 | 2022-02-04 | 9149 HUDSON STREET, Vancouver, BC V6P 4N5 | Electrical Permit | Commercial | NULL | Expired | Annual / Operating - Maintenance of equipment and building VALID: February 09, 2022 TO February 08, 2023 Renewal of EP-2021-01586 NOTE: No soil disturbance or alteration of grades is permitted to take place under this permit Work under this permit does not authorize excavation, including the disturbance of soils. Should work necessitate excavation or the disturbance of soils, please consult the Archaeological Branch of British Columbia for the necessary approvals. | Coast Mountain Bus Company Ltd
EP-2023-05761 | 2023-06-27 | 9149 HUDSON STREET, Vancouver, BC V6P 4N5 | Electrical Permit | Commercial | Tenant Improvement | Completed | Installation / Repair - Commercial - Install one new networked CPF-50 6656 kw Level 2 ev charger. To be fed from panel PNL003-VTC-MB. If work on this site could lead to ground disturbance (impacting soil) advise applicant to contact the Provincial Archaeology Branch at 250-953-3334 for a list of archaeological consultants, who when retained by the proponent, will apply on the proponent’s behalf for the necessary archaeological permits. In addition, please be advised that reports from an Archaeologist (Archaeological Overview Assessment (AOA) or Archaeological Impact Assessment (AIA) reports) and archaeological/heritage inspection permits from the First Nations may be necessary prior to the release of your City of Vancouver permits. | Power Pros Electrical Ltd
EP-2023-01163 | 2023-02-16 | 9149 HUDSON STREET, Vancouver, BC V6P 4N5 | Electrical Permit | Commercial | NULL | Issued | Annual / Operating - Maintenance of equipment and building VALID: February 09, 2023 TO February 08, 2024 Renewal of EP-2022-00888 NOTE: No soil disturbance or alteration of grades is permitted to take place under this permit Work under this permit does not authorize excavation, including the disturbance of soils. Should work necessitate excavation or the disturbance of soils, please consult the Archaeological Branch of British Columbia for the necessary approvals. | Coast Mountain Bus Company Ltd
EP-2023-09480 | 2023-11-07 | 9149 HUDSON STREET, Vancouver, BC V6P 4N5 | Electrical Permit | Commercial | Addition | Completed | Installation / Repair - Commercial - Pull cables and install a card reader in one door4th floor , No Maglocks. Site contact: Jaskaran Khinda - 778 -788-4282 If work on this site could lead to ground disturbance (impacting soil) advise applicant to contact the Provincial Archaeology Branch at 250-953-3334 for a list of archaeological consultants, who when retained by the proponent, will apply on the proponent’s behalf for the necessary archaeological permits. In addition, please be advised that reports from an Archaeologist (Archaeological Overview Assessment (AOA) or Archaeological Impact Assessment (AIA) reports) and archaeological/heritage inspection permits from the First Nations may be necessary prior to the release of your City of Vancouver permits. | Paladin Technologies Inc
EP-2022-09117 | 2022-10-27 | 3525 HULL STREET, Vancouver, BC V5N 4R8 | Electrical Permit | Residential | Renovation | Issued | Installation / Repair - Residential - Dedicated circuit for Heat Pump install MECHANICAL PERMIT IS REQUIRED BEFORE AN ELECTRICAL INSPECTION WILL BE PERFORMED Amend: Dec 2nd, 2022 see revised site drawing | Pacific Star Electric Inc
MP-2022-00487 | 2022-10-28 | 3525 HULL STREET, Vancouver, BC V5N 4R8 | Mechanical Permit | NULL | NULL | Completed | NULL | Thomson Industries Ltd
GP-2022-03681 | 2022-11-22 | 7384 HUMM STREET, Vancouver, BC V5P 4B8 | Gas Permit | Residential | Tenant Improvement | Completed | Residential - Replace old boiler with new one | Able Heating & Plumbing Ltd
GP-2022-02101 | 2022-07-18 | 8305 HYACK DRIVE, Vancouver, BC | Gas Permit | Residential | Tenant Improvement | Completed | Residential - Renew Gas Hot Water Tank. | Robert Essler
EP-2022-07964 | 2023-02-27 | 281 INDUSTRIAL AVENUE, Vancouver, BC V6A 2P2 | Electrical Permit | Commercial | NULL | Expired | Annual / Operating - -Annual Operating Permit -Renewal of EP-2021-06117 -Valid: Sep. 17, 2022 - Sept. 16, 2023 To carry out any regular repairs to the electrical | Norben Electric (2016) Ltd
EP-2023-08691 | 2023-09-26 | 281 INDUSTRIAL AVENUE, Vancouver, BC V6A 2P2 | Electrical Permit | Commercial | NULL | Issued | Annual / Operating - -Annual Operating Permit -Renewal of EP-2022-07964 Valid: Sep. 17, 2023 - Sept. 16, 2024 | Norben Electric (2016) Ltd
EP-2022-07837 | 2022-09-23 | 4355 JERICHO CIRCLE, Vancouver, BC V6R 1G1 | Electrical Permit | Residential | Addition | Completed | Installation / Repair - Residential - Extension built with a new bedroom that has new plugs, switches, co smoke, washer dryer combo >BP: Exterior and interior alterations to renovate this existing one family dwelling. Scope of work: reframe interior wall, replace 3 windows. **Amend 11/23/2022** Add 2 A/C units located at the back of the property, mechanical permit has been applied for | WESTPEAK ELECTRICAL LTD
PP-2022-03005 | 2022-08-30 | 4355 JERICHO CIRCLE, Vancouver, BC V6R 1G1 | Plumbing Permit | Residential | Renovation | Completed | Residential - Addition >BP: Exterior and interior alterations to renovate this existing one family dwelling. Scope of work: reframe interior wall, replace 3 windows. | PG Precision Gas & Mechanical Inc
GP-2022-02664 | 2022-09-07 | 4355 JERICHO CIRCLE, Vancouver, BC V6R 1G1 | Gas Permit | Residential | Renovation | Completed | Residential - Furnace and hot water tank RE+RE | PG Precision Gas & Mechanical Inc
PP-2022-02514 | 2022-07-18 | 4355 JERICHO CIRCLE, Vancouver, BC V6R 1G1 | Plumbing Permit | Residential | Renovation | Completed | Residential - Installation of new storm and sanitary service, new waterline, new sump | G E Koba Enterprises Inc
MP-2022-00560 | 2022-11-14 | 4355 JERICHO CIRCLE, Vancouver, BC V6R 1G1 | Mechanical Permit | NULL | NULL | Completed | NULL | PG Precision Gas & Mechanical Inc
NULL | NULL | 4355 JERICHO CIRCLE, Vancouver, BC V6R 1G1 | Mechanical Permit | NULL | NULL | Withdrawn | NULL | PG Precision Gas & Mechanical Inc
MP-2023-00468 | 2023-03-23 | 4243 JOHN STREET, Vancouver, BC V5V 3W8 | Mechanical Permit | NULL | NULL | Completed | NULL | Green Mountain Solutions Inc
EP-2023-02589 | 2023-03-27 | 4243 JOHN STREET, Vancouver, BC V5V 3W8 | Electrical Permit | Residential | Renovation | Completed | Installation / Repair - Residential - Wiring for a heat pump in the back yard. Reference: MP-2023-00468. | David Stein
GP-2023-01476 | 2023-05-08 | 4278 JOHN STREET, Vancouver, BC V5V 3W7 | Gas Permit | Residential | New | Completed | Residential - Fisher & Paykel 30" Gas Cooktop >BP: Building Permit for DP-2021-00432 interior/exterior alterations to this one family dwelling including change of use to one family dwelling with secondary suite scope of work add secondary suite to basement remove non conforming garage carport and replace with garage restore front porch interior changes to all floors | Han Appliances & Refrigeration Ltd
PP-2022-03562 | 2022-10-07 | 4278 JOHN STREET, Vancouver, BC V5V 3W7 | Plumbing Permit | Residential | New | Completed | Residential - SUMP | PTL Contracting Ltd
GP-2022-02977 | 2022-10-03 | 4278 JOHN STREET, Vancouver, BC V5V 3W7 | Gas Permit | Residential | New | Completed | Residential - Zero Clearance Gas Fireplace to Existing SFD Vent & Gas Hookup Only | Encore Fireplaces Ltd
GP-2022-03540 | 2022-11-15 | 4278 JOHN STREET, Vancouver, BC V5V 3W7 | Gas Permit | Residential | Renovation | Completed | Residential - 1FD+SS - Range and fireplace will be piping only >BP: Building Permit for DP-2021-00432 interior/exterior alterations to this one family dwelling including change of use to one family dwelling with secondary suite scope of work add secondary suite to basement remove non conforming garage carport and replace with garage restore front porch interior changes to all floors >>>Amend: Dec. 14th -add one BBQ at main floor. 45000btu | Best Look Plumbing & Heating Ltd
EP-2022-09306 | 2022-11-03 | 4278 JOHN STREET, Vancouver, BC V5V 3W7 | Electrical Permit | Residential | Renovation | Completed | Installation / Repair - Residential - 1FD+SS - new home wiring. 200amps service, lighting, branch circuits >BP: Building Permit for DP-2021-00432 interior/exterior alterations to this one family dwelling including change of use to one family dwelling with secondary suite scope of work add secondary suite to basement remove non conforming garage carport and replace with garage restore front porch interior changes to all floors | Beyond Electric Ltd
EP-2022-10465 | 2022-12-12 | 4278 JOHN STREET, Vancouver, BC V5V 3W7 | Electrical Permit | Residential | New | Completed | Installation / Repair - Residential - Complete Security alarm, tel/tv/date, speakers, intercom and security camera rough in >BP: Building Permit for DP-2021-00432 interior/exterior alterations to this one family dwelling including change of use to one family dwelling with secondary suite scope of work add secondary suite to basement remove non conforming garage carport and replace with garage restore front porch interior changes to all floors | SIGHTLINE TECHNOLOGY LTD.
SP-2022-02122 | 2023-01-03 | 4278 JOHN STREET, Vancouver, BC V5V 3W7 | Sprinkler Permit | Residential | New | Completed | Residential - To Install 21 sprinkler heads scope of work add secondary suite to basement remove non conforming garage carport and replace with garage restore front porch interior changes to all floors | General Sprinkler Systems Ltd
PP-2022-02643 | 2022-07-28 | 4278 JOHN STREET, Vancouver, BC V5V 3W7 | Plumbing Permit | Residential | Renovation | Completed | Residential - All new plumbing fixtures Building Permit for DP-2021-00432 interior/exterior alterations to this one family dwelling including change of use to one family dwelling with secondary suite scope of work add secondary suite to basement remove non conforming garage carport and replace with garage restore front porch interior changes to all floors | Best Look Plumbing & Heating Ltd
MP-2022-00098 | 2022-08-12 | 4278 JOHN STREET, Vancouver, BC V5V 3W7 | Mechanical Permit | NULL | NULL | Completed | NULL | Best Look Plumbing & Heating Ltd
EP-2022-06233 | 2022-08-18 | 4283 JOHN STREET, Vancouver, BC V5V 3W8 | Electrical Permit | Residential | New | Completed | Installation / Repair - Residential - 2FD - FRONT - 4283 JOHN ST BACK - 4285 JOHN ST New electrical wiring and service for a newly built Duplex >Permit Amendment Oct 27, 2023 1) Include Class 2 wiring 2) Add A/C unit rough-in only. A/C unit will not be completed. >BP: To construct a two-storey two-family dwelling with a detached accessory building (garage) at the rear providing 2 parking spaces, having vehicular access from the lane. Note: This is a 2 storey building pursuant to the Zoning and Development By-Law 1. No strata titling permitted. 2. No A/C units proposed. 3. Bar sinks proposed in main floor. | Vancouver Lighthouse Electrical Ltd
SP-2022-02106 | 2022-12-20 | 4283 JOHN STREET, Vancouver, BC V5V 3W8 | Sprinkler Permit | Residential | New | Completed | Residential - Fire suppression system To construct a two-story two-family dwelling with a detached accessory building (garage) at the rear providing 2 parking spaces, having vehicular access from the lane. 1. No strata titling permitted. 2. No A/C units proposed. 3. Bar sinks proposed in main floor. 4. Schedule B: Alan Prahalad P.Eng (604.831.1431) Structural 5. Schedule B: J.Troy lssigonis P.Eng (604.770.0355) Geotechnical 6. HPO: Zimal Homes Inc. | Brent C Williams
EP-2023-02236 | 2023-03-15 | 4283 JOHN STREET, Vancouver, BC V5V 3W8 | Electrical Permit | Residential | New | Issued | Temporary Power - Residential - To provide temporary power. | Vancouver Lighthouse Electrical Ltd
EP-2023-03337 | 2023-04-18 | 4283 JOHN STREET, Vancouver, BC V5V 3W8 | Electrical Permit | Residential | New | Completed | Installation / Repair - Residential - Rough wiring of security alarm and completion of security alarm. >BP: To construct a two-storey two-family dwelling with a detached accessory building (garage) at the rear providing 2 parking spaces, having vehicular access from the lane. This Building Permit will remain in a suspended status until the associated (green) Demolition Permit BP-2021-03419 is completed. Note: This is a 2 storey building pursuant to the Zoning and Development By-Law 1. No strata titling permitted. 2. No A/C units proposed. 3. Bar sinks proposed in main floor. 4. Schedule B: Alan Prahalad P.Eng (604.831.1431) Structural 5. Schedule B: J.Troy lssigonis P.Eng (604.770.0355) Geotechnical 6. HPO: Zimal Homes Inc. Combustible projections or roof soffits on an exposing building face shall not project to less than .45m from the property line and shall be in compliance with VBBL 2019 9.10.15.5.(9) The entire building, to be sprinklered to 2 x NFPA 13D. ******THIS PERMIT HAS BEEN ISSUED UNDER THE REQUIREMENTS OF VBBL #12511 (2019)****** | Supersonic Security System Inc.
NULL | NULL | 4283 JOHN STREET, Vancouver, BC V5V 3W8 | Mechanical Permit | NULL | NULL | Draft | NULL | NULL
NULL | NULL | 4283 JOHN STREET, Vancouver, BC V5V 3W8 | Mechanical Permit | NULL | NULL | Draft | NULL | GDS Green Home Mechanical Inc
GP-2023-00340 | 2023-01-30 | 4283 JOHN STREET, Vancouver, BC V5V 3W8 | Gas Permit | Residential | New | Completed | Residential - Installation of two gas systems serving furnaces, gas ranges and bbq boxes >BP: To construct a two-storey two-family dwelling with a detached accessory building (garage) at the rear providing 2 parking spaces, having vehicular access from the lane. Note: This is a 2 storey building pursuant to the Zoning and Development By-Law 1. No strata titling permitted. 2. No A/C units proposed. 3. Bar sinks proposed in main floor. 4. Schedule B: Alan Prahalad P.Eng (604.831.1431) Structural 5. Schedule B: J.Troy lssigonis P.Eng (604.770.0355) Geotechnical 6. HPO: Zimal Homes Inc. | GDS Green Home Mechanical Inc
EP-2022-01722 | 2022-03-02 | 4283 JOHN STREET, Vancouver, BC V5V 3W8 | Electrical Permit | Residential | New | Expired | Temporary Power - Residential - To provide temporary power. | Vancouver Lighthouse Electrical Ltd
PP-2022-01772 | 2022-05-25 | 4283 JOHN STREET, Vancouver, BC V5V 3W8 | Plumbing Permit | Residential | New | Completed | Residential - New services for duplex water and drainage Includes 1 - storm sump w/o pump **Amend 11/16/2022** Please add 4 floor drains 2 backwater valves 6 vanities 6 toilets 2 showers 2 tubs 2 laundries 2 kitchen sinks 2 dishwashers. | Poco Plumbing & Heating Ltd
GP-2023-03317 | 2023-10-31 | 4292 JOHN STREET, Vancouver, BC V5V 3W7 | Gas Permit | Residential | Renovation | Completed | Residential - Replace hot water tank | Hillcrest Plumbing & Heating (1991) Ltd
EP-2023-04982 | 2023-06-14 | 4321 JOHN STREET, Vancouver, BC V5V 3W8 | Electrical Permit | Residential | Renovation | Completed | Installation / Repair - Residential - RELOCATION THE KITCHEN AS WELL AS RECCCCEPTACLES AND LIGHTS INSTALL NEW RECEPTACLES AND LIGHTS FOR BATHROOM AND LIGHTS >BP: Exterior and interior alterations to this existing Single Detached House with Secondary Suite Scope of work to the lower floor includes relocating the kitchen to create a bedroom, adding a new 3-piece bathroom and relocating the suite separation door. Scope of work to the upper floor includes the removal of interior walls in the kitchen area and updating the kitchen and washroom. Ok for field review per J. Zhang - Feb 27/23 Notes: - This building is sprinklered. DBI to determine on site if a permit is required. - DBI to determine on site whether Schedule B, Structural, is required. - REUP submitted by Peter Cho, City Green Solution, 778-316-9053. | ENT Electric Ltd.
PP-2023-02122 | 2023-06-15 | 4321 JOHN STREET, Vancouver, BC V5V 3W8 | Plumbing Permit | Residential | Renovation | Completed | Residential - Renovation 1 bathroom, add 1 new bathroom, move 1 kitchen sink. >BP: Exterior and interior alterations to this existing Single Detached House with Secondary Suite. Scope of work to the lower floor includes relocating the kitchen to create a bedroom, adding a new 3-piece bathroom and relocating the suite separation door. Scope of work to the upper floor includes the removal of interior walls in the kitchen area and updating the kitchen and washroom. | Super ZW Plumbing & Heating Ltd
SP-2023-01044 | 2023-06-13 | 4321 JOHN STREET, Vancouver, BC V5V 3W8 | Sprinkler Permit | Residential | Renovation | Completed | Residential - Add and Relocated Sprinkler Heads >BP: Exterior and interior alterations to this existing Single Detached House with Secondary Suite. Scope of work to the lower floor includes relocating the kitchen to create a bedroom, adding a new 3-piece bathroom and relocating the suite separation door. Scope of work to the upper floor includes the removal of interior walls in the kitchen area and updating the kitchen and washroom. | Viking Fire Protection Inc
MP-2023-00448 | 2023-03-22 | 4433 JOHN STREET, Vancouver, BC V5V 3W9 | Mechanical Permit | NULL | NULL | Completed | NULL | 1236318 BC Ltd DBA Aquatech Vancouver
GP-2023-00985 | 2023-03-20 | 4433 JOHN STREET, Vancouver, BC V5V 3W9 | Gas Permit | Residential | Renovation | Completed | Residential - Re/re of hot water tank with tankless water heater | 1236318 BC Ltd DBA Aquatech Vancouver
EP-2023-08901 | 2023-10-23 | 4433 JOHN STREET, Vancouver, BC V5V 3W9 | Electrical Permit | Residential | Renovation | Completed | Installation / Repair - Residential - Wiring of outdoor mini split heat pump unit. Outdoor unit is MCA 20Amp. indoor heads are powered from the outdoor unit power. *MP-2023-00448: Issued (Heating and Cooling) | Mountain Point Electrical Inc.
GP-2023-03948 | 2023-12-08 | 4439 JAMES STREET, Vancouver, BC V5V 3H9 | Gas Permit | Residential | Renovation | Issued | Residential - replacement of hot water tank | Hillcrest Plumbing & Heating (1991) Ltd
GP-2023-01045 | 2023-03-24 | 4446 JAMES STREET, Vancouver, BC V5V 3J1 | Gas Permit | Residential | Renovation | Completed | Residential - Installing a combi boiler | Cangas Heating Service Ltd
GP-2022-02319 | 2022-08-08 | 4452 JAMES STREET, Vancouver, BC V5V 3J1 | Gas Permit | Residential | Addition | Completed | Residential - Gas fireplace installation | Vaglio Fireplace LTD
EP-2022-08409 | 2022-10-05 | 4453 JAMES STREET, Vancouver, BC V5V 3H9 | Electrical Permit | Residential | Renovation | Completed | Installation / Repair - Residential - Electrical supply for Heatpump Amend: Oct 13, 2022 updated site Plan Amend: Oct 17, 2022 Unit placed at the back of house Amend: Jan 19, 2023 Updated load calculation attached | Milani Electric Limited
MP-2022-00336 | 2022-10-04 | 4453 JAMES STREET, Vancouver, BC V5V 3H9 | Mechanical Permit | NULL | NULL | Completed | NULL | Milani Electric Limited
EP-2022-00630 | 2022-02-02 | 3585 GRAVELEY STREET, Vancouver, BC V5K 5J5 | Electrical Permit | Commercial | Renovation | Completed | Installation / Repair - Commercial - Modernization of basement traction elevators #1 and #2; and Related electrical work only RelatedEP-2017-08751.this will be electrical work, no Fire alarm. FA work done under EP-2017-08751 and BP-2017-05141. | Sasco Contractors Ltd
EP-2022-03362 | 2022-04-27 | 3585 GRAVELEY STREET, Vancouver, BC V5K 5J5 | Electrical Permit | Commercial | NULL | Expired | Annual / Operating - Maintenance on EVSE equipment already installed at location. Renewal of Expired EP-2021-03546 Valid Apr 17, 2022 - Apr 16, 2023 | Clear Energy Solutions Inc
EP-2022-02078 | 2022-03-15 | 3585 GRAVELEY STREET, Vancouver, BC V5K 5J5 | Electrical Permit | Commercial | Addition | Issued | Installation / Repair - Commercial - Installation of security alarm system | Chubb Fire & Security Canada Corp
EP-2023-03338 | 2023-04-18 | 3585 GRAVELEY STREET, Vancouver, BC V5K 5J5 | Electrical Permit | Commercial | NULL | Issued | Annual / Operating - Maintenance on EVSE equipment already installed at the location. Renewal of EP-2022-03362 Valid Apr 17, 2023 - Apr 16, 2024 | Clear Energy Solutions Inc
EP-2023-05366 | 2023-06-16 | 3585 GRAVELEY STREET, Vancouver, BC V5K 5J5 | Electrical Permit | Commercial | Tenant Improvement | Completed | Installation / Repair - Commercial - Installation of digital power information metering on 2 telecom sub-panels including 2 receptacles for accessory equipment (wireless communication device). >BP: Exterior alterations to validate the previous installation of the nine (9) antennae and two (2) microwave dishes at the penthouse shroud extension and the corresponding outdoor equipment on the ground of the north elevation of this existing commercial building for Rogers Communications Inc.. | Corporate Electric Limited
EP-2023-04357 | 2023-05-23 | 3585 GRAVELEY STREET, Vancouver, BC V5K 5J5 | Electrical Permit | Commercial | Tenant Improvement | Issued | Installation / Repair - Commercial - Installation of 33 new Level 2 Phihong AW32 EV chargers in parking levels 3 and 4. Install new electrical transformer and load center; as detailed on the attached IFC drawings. | Power Pros Electrical Ltd
EP-2024-00142 | NULL | 3585 GRAVELEY STREET, Vancouver, BC V5K 5J5 | Electrical Permit | Commercial | Renovation | Applicant Revisions | Installation / Repair - Commercial - Relocation of 5 ton air handler | Just Mechanical Ltd
NULL | NULL | 428 GREAT NORTHERN WAY, Vancouver, BC V5T 4S5 | Electrical Permit | Commercial | NULL | Draft | Annual / Operating - Maintenance of 12.5KV | Western Pacific Enterprises Ltd
EP-2022-02952 | 2022-04-12 | 577 GREAT NORTHERN WAY, Vancouver, BC V5T 1E1 | Electrical Permit | Commercial | NULL | Expired | Annual / Operating - Annual operating permit for 685 Great Northern way - small electrical repairs throughout the course of the year (ballasts, fuse replacements etc) Renewal of EP-2021-03038: Expired (Annual / Operating VALID: March 28, 2022 - March 27, 2023 | Ino-Tek Electric Ltd.
EP-2023-03854 | 2023-05-03 | 577 GREAT NORTHERN WAY, Vancouver, BC V5T 1E1 | Electrical Permit | Commercial | NULL | Issued | Annual / Operating - annual operating permit for minor electrical work - ballast changes, fuses etc throughout the course of the year Renewal of EP-2022-02952 Valid: Mar 28, 2023 to Mar 27, 2024 | Ino-Tek Electric Ltd.
EP-2023-03853 | 2023-05-03 | 685 GREAT NORTHERN WAY, Vancouver, BC V5T 0C6 | Electrical Permit | Commercial | NULL | Issued | Annual / Operating - Annual operating permit for 685 Great Northern way - small electrical repairs throughout the course of the year (ballasts, fuse replacements etc) Renewal of EP-2022-02951 Valid: Mar 29, 2023 to Mar 28, 2024 | Ino-Tek Electric Ltd.
EP-2022-10242 | 2022-12-05 | 685 GREAT NORTHERN WAY, Vancouver, BC V5T 0C6 | Electrical Permit | Commercial | Tenant Improvement | Issued | Installation / Repair - Commercial - RID: 154000 & 157686 RE & RE of Water Source Heat Pump . Retrofit Replacement - Like for like exact appliance replacement. Service remained the same, breaker & electrical feed confirmed to be originally sized properly. Equipment will be replaced in the same location as existing the unit. No change in equipment capacity or fuel. No Building permit involved. | Haakon Industries (Canada) Ltd.
EP-2022-02951 | 2022-04-12 | 685 GREAT NORTHERN WAY, Vancouver, BC V5T 0C6 | Electrical Permit | Commercial | NULL | Expired | Annual / Operating - Annual operating permit for 685 Great Northern way - small electrical repairs throughout the course of the year (ballasts, fuse replacements etc) Renewal of EP-2021-03039: Expired (Annual / Operating) VALID: March 29, 2022 - March 28, 2023 | Ino-Tek Electric Ltd.
EP-2022-02446 | 2022-03-25 | 685 GREAT NORTHERN WAY, Vancouver, BC V5T 0C6 | Electrical Permit | Commercial | Tenant Improvement | Completed | Installation / Repair - Commercial - adding new plug for pump/ feed system | Bisco Electrical Contracting Ltd.
EP-2022-04131 | 2022-05-19 | 756 GREAT NORTHERN WAY, Vancouver, BC V5T 1E4 | Electrical Permit | Commercial | Addition | Completed | Installation / Repair - Commercial - Upgrade of cctv and card access | Compass Enterprises Inc
NULL | NULL | 756 GREAT NORTHERN WAY, Vancouver, BC V5T 1E4 | Electrical Permit | Commercial | New | Withdrawn | Installation / Repair - Commercial - camera, card access and intercom installation | Compass Enterprises Inc
NULL | NULL | 756 GREAT NORTHERN WAY, Vancouver, BC V5T 1E4 | Electrical Permit | Commercial | New | Withdrawn | Installation / Repair - Commercial - Installation of cameras, card access and upgrade to intercoms | Compass Enterprises Inc
EP-2022-01491 | 2022-02-24 | 887 GREAT NORTHERN WAY, Vancouver, BC V5T 4T5 | Electrical Permit | Commercial | New | Completed | Interim - Commercial - This is an application for an interim work permit while the permit application (Drawings submitted for EP-2022-00859) is in review. Note: The work under this permit is authorized pursuant to the Electrical By-law NO.5563. The issuance of this permit does not represent or warrant that the drawings submitted for the full electrical permit will comply with the provisions of the Electrical By-law. The responsibility to comply with the By-law remains with the permit holder, P.Eng of record and the owner. | Hall Electrical Ltd
EP-2022-00859 | 2022-06-03 | 887 GREAT NORTHERN WAY, Vancouver, BC V5T 4T5 | Electrical Permit | Commercial | Addition | Completed | Installation / Repair - Commercial - Emergency Distribution Upgrades. The Fire Alarm scope will incude 1 x Heat Detector at the new Generator Closet along with 1 x Pull Station and monitoring of the Generator for (Supervisory) Requirments. The Electrical Service to the building is not changing but we are adding a new 500KW genset to be paralleled with the existing 500KW genset for the purpose of bring the EM Distribution system into compliance with the latest VBBL standards. The new Genset will also increase future non life safety capacity for existing tenants. Interim Permit: EP-2022-01491. >BP: To perform interior alterations to add an electrical closet on the ground floor, and generator room on level P1, in this existing mixed use building. ******Reviewed under the provisions of VBBL 2019******** | Hall Electrical Ltd
SP-2021-01682 | 2022-03-25 | 887 GREAT NORTHERN WAY, Vancouver, BC V5T 4T5 | Sprinkler Permit | Commercial | Tenant Improvement | Completed | Commercial - For sprinkler system alterations to the 2019 VBBL and NFPA 13, 2013 for the tenant improvements to provide: - Unit 500 – Floor 5. Interior alterations to provide improvements to this existing office unit for this new tenant in this existing commercial building on this site. Deconstruct interior walls. Finish to match existing. - Unit 380 – Floor 3. Interior alterations and change of use from Laboratory and General Office to Laboratory for this new tenant in this existing commercial building on this site. This application does not include any of the following: • Warehouse storage arrangements, or mobile compact storage arrangements. • Changes to the sprinkler system supply piping (e.g. valves, mains, cross-mains, etc.). • Flexible sprinkler pipe. • Information Technology Equipment Rooms (e.g. IT Rooms, LAN Rooms, etc.). • New alternative solutions and/or modifications to existing alternative solutions. Notes: 1. Sprinkler engineer of record Mr. Dan Wong, P.Eng. of DENV Engineering. T: 778 847 0572. E: denveng7@gmail.com. 2. One set of approved drawings and permit to be available for viewing at the jobsite. 3. *** Laboratory using chemicals - Located in Suite 380: a. Flammable liquids will be in 4 L containers and be used as lab solvents, all storage will be in rated flammable storage cabinets and will not exceed a total of 500L at any one time. b. Compressed gas cylinders and Liquidized gas includes CO2 cylinders (k type 64 lbs) x 6 and Liquid Nitrogen (LN) Dewar 250L x1. *** | Aries Fire Protection Ltd
SP-2022-00541 | 2022-04-14 | 887 GREAT NORTHERN WAY, Vancouver, BC V5T 4T5 | Sprinkler Permit | Commercial | Renovation | Completed | Commercial - Add (5) Relocate (2) >BP: To perform interior alterations to add an electrical closet on the ground floor, and generator room on level P1, in this existing mixed use building. ******Reviewed under the provisions of VBBL 2019******** *****This application does not include any of the following: 1. Not more than 20 sprinklers (add, relocate, or remove), 2. hydraulic calculations, 3. change in occupancy and /or hazard classification, 4. warehouse storage arrangements, 5. mobile compact storage arrangements, 6. alternative solutions, 7. changes to the sprinkler system supply piping (e.g. valves, mains, cross-mains, branch-lines, etc.), or 8. flexible sprinkler pipe. | Levitt Safety Limited
PP-2022-00699 | 2022-03-02 | 887 GREAT NORTHERN WAY, Vancouver, BC V5T 4T5 | Plumbing Permit | Commercial | Renovation | Completed | Commercial - Disconnect outdoor water feature and remove from service. Drain and cap water supply piping. To perform interior alterations to add an electrical closet on the ground floor, and generator room on level P1, in this existing mixed use building. | Black & McDonald Limited
EP-2023-00349 | 2023-01-17 | 887 GREAT NORTHERN WAY, Vancouver, BC V5T 4T5 | Electrical Permit | Commercial | Tenant Improvement | Completed | Installation / Repair - Commercial - Relocate Receptacle and Switch >BP: #220 - 2nd floor Interior alterations to provide improvements for this existing office with ancillary laboratory tenant on the 2nd floor (#220) in this existing commercial building on this site. Scope of work: remove a wall and door to enlarge a boardroom. TENANT: Augurex Life Sciences E2 - Retrofit Path: BOMA BESt (Path 1) - No Additional Upgrades Req'd | Deltec Electric Ltd
SP-2022-01811 | 2022-11-02 | 887 GREAT NORTHERN WAY, Vancouver, BC V5T 4T5 | Sprinkler Permit | Commercial | Tenant Improvement | Completed | Commercial - Sprinkler head adds and deletes Interior alterations to provide improvements to this Laboratory tenant at Laboratory unit #210 on the second floor of this commercial building on this site. Schedule A - CRP - Tyler Schmidt 778-279-6268 Schedule B - Arch - Tyler Schmidt 778-279-6268 Schedule B - Mech/Plumb - Kevin Shea - 604-687-1800 *****This application does not include any of the following: 1. Not more than 20 sprinklers (add, relocate, or remove), 2. hydraulic calculations, 3. change in occupancy and /or hazard classification, 4. warehouse storage arrangements, 5. mobile compact storage arrangements, 6. alternative solutions, 7. changes to the sprinkler system supply piping (e.g. valves, mains, cross-mains, branch-lines, etc.), or 8. flexible sprinkler pipe. | Troy Life & Fire Safety Limited Protection Incendia Troyu Ltee
EP-2022-07912 | 2022-09-23 | 887 GREAT NORTHERN WAY, Vancouver, BC V5T 4T5 | Electrical Permit | Commercial | Renovation | Completed | Installation / Repair - Commercial - SUPPLY, INSTALL AND WIRE : controls for generator...............................WIRE: motorized dampers To perform interior alterations to add an electrical closet on the ground floor, and generator room on level P1, in this existing mixed use building. | Modern Systems Management Ltd
EP-2022-07938 | 2022-09-29 | 887 GREAT NORTHERN WAY, Vancouver, BC V5T 4T5 | Electrical Permit | Commercial | Tenant Improvement | Completed | Installation / Repair - Commercial - REPLACE EXISTING LIGHTING, NEW DEVICE WIRING, NEW MECHANICAL WIRING (LINE VOLTAGE ONLY), ADDITIONAL EXIT LIGHTS, LIGHTING CONTROL >BP: Interior alterations to provide improvements to this Laboratory tenant at Laboratory unit #210 on the second floor of this commercial building on this site. Schedule A - CRP - Tyler Schmidt 778-279-6268 Schedule B - Arch - Tyler Schmidt 778-279-6268 Schedule B - Mech/Plumb - Kevin Shea - 604-687-1800 Energy upgrade - E2 - Lighting - Upgrade to incorporate scheduled shutoff per 9.4.1.1.(i) of ASHRAE 90.1-2016 Sprinklered Building - Separate sprinkler permit will be required | Deltec Electric Ltd
PP-2022-03139 | 2022-09-23 | 887 GREAT NORTHERN WAY, Vancouver, BC V5T 4T5 | Plumbing Permit | Commercial | Tenant Improvement | Completed | Commercial - UNIT #210 - Demolition of existing sinks, domestic "lab" water lines and venting. Installation of new domestic "lab" water lines, venting, sanitary tie-ins and fixtures. >BP: Interior alterations to provide improvements to this Laboratory tenant at Laboratory unit #210 on the second floor of this commercial building on this site. | SOMATIC HVAC SOLUTIONS LTD
EP-2022-06541 | 2022-08-05 | 887 GREAT NORTHERN WAY, Vancouver, BC V5T 4T5 | Electrical Permit | Commercial | NULL | Expired | Annual / Operating - Annual Operating Permit Renewal of EP-2021-6181 VALID AUG 06, 2022- AUG 05, 2023 | Hall Electrical Ltd
EP-2022-05537 | 2022-06-30 | 887 GREAT NORTHERN WAY, Vancouver, BC V5T 4T5 | Electrical Permit | Commercial | Addition | Completed | Installation / Repair - Commercial - Minor Tenant Improvement at 887 GNW Suite 260. -Add 8 x 20A Receptacles within Lab Space 260 and 290 (Minor Alterations) Previously Attached Drawings Show exact Locations. Relocate existing lighting fixtures. >BP: Interior alterations to provide tenant improvement on the 2nd floor (#260) of this existing mixed use commercial building. Scope of work to construct new 12'x12' storage room & add electrical/data to 2 new work benches. OK for field review as per Nehzat J. on March 09, 2022 Notes: 1. Energy upgrade triggers: E2 - Lighting - Upgrade to incorporate Automatic Full OFF (per 9.4.1.1.(h) of ASHRAE 90.1-2016) 2. Building inspector to determine on site if a separate sprinkler permit is required. | Hall Electrical Ltd
SP-2022-01061 | 2022-06-30 | 887 GREAT NORTHERN WAY, Vancouver, BC V5T 4T5 | Sprinkler Permit | Commercial | Tenant Improvement | Issued | Commercial - relocate sprinkler heads to allow for new columns *****This application does not include any of the following: 1. Not more than 20 sprinklers (add, relocate, or remove), 2. hydraulic calculations, 3. change in occupancy and /or hazard classification, 4. warehouse storage arrangements, 5. mobile compact storage arrangements, 6. alternative solutions, 7. changes to the sprinkler system supply piping (e.g. valves, mains, cross-mains, branch-lines, etc.), or 8. flexible sprinkler pipe. | Troy Life & Fire Safety Limited Protection Incendia Troyu Ltee
SP-2023-00176 | 2023-01-31 | 887 GREAT NORTHERN WAY, Vancouver, BC V5T 4T5 | Sprinkler Permit | Commercial | Tenant Improvement | Completed | Commercial - Sprinkler head adds and deletes >BP: Interior alterations to provide improvements for this existing office with ancillary laboratory tenant on the 2nd floor (#220) in this existing commercial building on this site. Scope of work: remove a wall and door to enlarge a boardroom. *****This application does not include any of the following: 1. Not more than 20 sprinklers (add, relocate, or remove), 2. hydraulic calculations, 3. change in occupancy and /or hazard classification, 4. warehouse storage arrangements, 5. mobile compact storage arrangements, 6. alternative solutions, 7. changes to the sprinkler system supply piping (e.g. valves, mains, cross-mains, branch-lines, etc.), or 8. flexible sprinkler pipe. | Troy Life & Fire Safety Limited Protection Incendia Troyu Ltee
EP-2023-06352 | 2023-07-14 | 887 GREAT NORTHERN WAY, Vancouver, BC V5T 4T5 | Electrical Permit | Commercial | NULL | Issued | Annual / Operating - Annual Operating Permit Renewal of permit EP-2022-06541 Valid: Aug 6, 2023 to Aug 5, 2024 | Hall Electrical Ltd
EP-2023-09751 | 2023-11-17 | 887 GREAT NORTHERN WAY, Vancouver, BC V5T 4T5 | Electrical Permit | Commercial | Renovation | Completed | Installation / Repair - Commercial - Install cable connection for Chillers Conduit install Feeders Disconnects and Distribution - grounding and bonding is for the chiller connection only -there will be an increase fuses with 450A rated Class J Dual element time delay No structural work will be performed *An approved mechanical permit is required for the installation chillers before a final electrical inspection will be performed | Sasco Contractors Ltd
EP-2023-09756 | 2023-10-30 | 901 GREAT NORTHERN WAY, Vancouver, BC V5T 1E1 | Electrical Permit | Commercial | NULL | Issued | Annual / Operating - Annual Operating Permit. Renewal of EP-2022-08717 Valid: Oct 13, 2023 to Oct 12, 2024 | Hall Electrical Ltd
EP-2023-08606 | 2023-09-25 | 901 GREAT NORTHERN WAY, Vancouver, BC V5T 1E1 | Electrical Permit | Commercial | Renovation | Issued | Installation / Repair - Commercial - To fix existing manual station not working in warehouse area, running new wire for existing manual station in same location. | Fina Electrical Systems Ltd
EP-2022-08717 | 2022-10-13 | 901 GREAT NORTHERN WAY, Vancouver, BC V5T 1E1 | Electrical Permit | Commercial | NULL | Expired | Annual / Operating - Annual Operating Permit | Hall Electrical Ltd
EP-2024-00255 | 2024-01-10 | 4720 HENRY STREET, Vancouver, BC V5V 4Z3 | Electrical Permit | Residential | New | Issued | Temporary Power - Residential - To provide temporary power. | G G S ELECTRICAL LTD
EP-2023-07100 | 2023-10-10 | 3402 HEATHER STREET, Vancouver, BC V5Z 3K8 | Electrical Permit | Residential | Addition | Issued | Installation / Repair - Residential - Installing a heat pump *HP- 12.8A *An approved mechanical permit is required for the installation of air conditioning or heat pump unit at the time of installation before an electrical inspection will be performed | Haben Weldu
MP-2023-00671 | 2023-04-20 | 3444 HEATHER STREET, Vancouver, BC V5Z 3K8 | Mechanical Permit | NULL | NULL | Completed | NULL | CoStar Home Energy Ltd
EP-2023-02245 | 2023-03-24 | 3444 HEATHER STREET, Vancouver, BC V5Z 3K8 | Electrical Permit | Residential | Addition | Completed | Installation / Repair - Residential - exist house up floor: wiring for adding some lights, plugs and kitchen plugs etc. and wiring for AC unit. basement (unfinished) re-organizing old wiring, remove old subpanel. *An approved mechanical permit is required for the installation of air conditioning or heat pump unit at the time of installation before an electrical inspection will be performed *MP-2023-00671* | HY Electric Company Ltd
EP-2023-00335 | 2023-01-16 | 3444 HEATHER STREET, Vancouver, BC V5Z 3K8 | Electrical Permit | Residential | Addition | Completed | Installation / Repair - Residential - upgrade service from 60amp 240v 1 phase to 200amp 240v 1 phase | HY Electric Company Ltd
MP-2023-00989 | 2023-06-02 | 3563 HEATHER STREET, Vancouver, BC V5Z 3K9 | Mechanical Permit | NULL | NULL | Completed | NULL | Pro Ace Heating & Air Conditioning Services Ltd
EP-2023-04643 | 2023-06-20 | 3563 HEATHER STREET, Vancouver, BC V5Z 3K9 | Electrical Permit | Residential | New | Issued | Installation / Repair - Residential - Installation of electrical cable for outdoor Heat Pump Unit *MP-2023-00989: Completed (Heating and Cooling) | Daniel Topping
EP-2023-06543 | 2023-08-04 | 3728 HEATHER STREET, Vancouver, BC V5Z 3L2 | Electrical Permit | Residential | Renovation | Completed | Installation / Repair - Residential - Electrical rough-in work for kitchen renovation. Add new pot lights and Pendant lights; reconfigure plug locations of fridge, microwave; Add power into new Island for plugs. >BP: Interior alterations to provide improvements to the existing single detached house on this site. Scope of work includes removing part of the kitchen wall, and renovating the kitchen and bathroom on the main floor. OK to open BP for Field Review, per K. Clark February 7, 2023 Structural schedule B, Scott As-Anderson, P. Eng., phone#: 604.228.0518 | Daniel Topping
PP-2023-02688 | 2023-07-28 | 3728 HEATHER STREET, Vancouver, BC V5Z 3L2 | Plumbing Permit | Residential | Renovation | Issued | Residential - Change polyB to pex pipe for two bathrooms accessible from ceiling floor below. no change in drain pipe fixtures stays where they are. . >BP: Interior alterations to provide improvements to the existing single detached house on this site. Scope of work includes removing part of the kitchen wall, and renovating the kitchen and bathroom on the main floor. | Royal T Plumbing Heating and Gas Ltd
GP-2022-04135 | 2023-01-04 | 3728 HEATHER STREET, Vancouver, BC V5Z 3L2 | Gas Permit | Residential | New | Completed | Residential - install 1 Navien NCB-240/110H wall hung combination space heating and domestic on demand boiler | Drips & Drains Plumbing and Heating Ltd
GP-2023-02368 | 2023-08-14 | 3728 HEATHER STREET, Vancouver, BC V5Z 3L2 | Gas Permit | Residential | Renovation | Issued | Residential - 1 natural gas fireplace insert Install >BP: Interior alterations to provide improvements to the existing single detached house on this site. Scope of work includes removing part of the kitchen wall, and renovating the kitchen and bathroom on the main floor. | Vancouver Gas Fireplaces Ltd
PP-2023-03208 | 2023-09-11 | 3744 HEATHER STREET, Vancouver, BC V5Z 3L2 | Plumbing Permit | Residential | Renovation | Issued | Residential - Adding kitchen and laundry to basement plus upgrading bathroom. All flowguard gold piping to be removed as well. >DB: Interior and exterior alterations and change of use of this existing two-storey, one-family dwelling to a one-family dwelling with a secondary suite, with 1 off-street parking space provided in the detached garage, having vehicular access off the lane. | Precise Plumbing & Heating Inc
EP-2023-09210 | 2023-10-26 | 3744 HEATHER STREET, Vancouver, BC V5Z 3L2 | Electrical Permit | Residential | Renovation | Issued | Installation / Repair - Residential - 200 amp service upgrade. wiring for legal basement suite >BP: Interior and exterior alterations and change of use of this existing two-storey, one-family dwelling to a one-family dwelling with a secondary suite, with 1 off-street parking space provided in the detached garage, having vehicular access off the lane. *An approved mechanical permit is required for the installation of air conditioning or heat pump unit at the time of installation before a final electrical inspection will be performed. | Demitri Isidorou
NULL | NULL | 3744 HEATHER STREET, Vancouver, BC V5Z 3L2 | Mechanical Permit | NULL | NULL | Draft | NULL | Truth Plumbing & HVAC Ltd
GP-2023-02990 | 2023-10-10 | 3756 HEATHER STREET, Vancouver, BC V5Z 3L2 | Gas Permit | Residential | Renovation | Completed | Residential - Boiler replacement | Maple Furnace Heating & Air Conditioning
GP-2023-02701 | 2023-09-14 | 3819 HEATHER STREET, Vancouver, BC V5Z 3L4 | Gas Permit | Residential | Renovation | Completed | Residential - replacement of gas hot water tank | Hillcrest Plumbing & Heating (1991) Ltd
PP-2023-00318 | 2023-02-01 | 3820 HEATHER STREET, Vancouver, BC V5Z 3L3 | Plumbing Permit | Residential | Renovation | Completed | Residential - Relocating in the basement the following: 1 -> Lav 1 -> WC 1 -> Shower 1 -> Bar Sink >BP: To alter the interior of the basement level to remove a secondary suite, thereby converting this house into a one-family dwelling building. Scope of work includes relocation of a 3 piece washroom. ReUP upgrade not required. EnerGuide Assessment completed in 2022 with usage of 57GJ/year | Canadian Mechanical Ltd
SP-2023-00218 | 2023-02-07 | 3820 HEATHER STREET, Vancouver, BC V5Z 3L3 | Sprinkler Permit | Residential | Renovation - Dwelling Unit(s) only | Completed | Residential - renovation to basement add 1 head >BP: To alter the interior of the basement level to remove a secondary suite, thereby converting this house into a one-family dwelling building. Scope of work includes relocation of a 3 piece washroom. | Five Star Fire Protection Ltd
EP-2023-01465 | 2023-02-22 | 3820 HEATHER STREET, Vancouver, BC V5Z 3L3 | Electrical Permit | Residential | Renovation | Completed | Installation / Repair - Residential - small reno, adding pot lights, relocation of switches and receptacles to suit new layout *An approved mechanical permit is required for the installation of air conditioning or heat pump unit at the time of installation before an electrical inspection will be performed. >BP: To alter the interior of the basement level to remove a secondary suite, thereby converting this house into a one-family dwelling building. Scope of work includes relocation of a 3 piece washroom. ReUP upgrade not required. EnerGuide Assessment completed in 2022 with usage of 57GJ/year | Colwin Electrical Group
GP-2023-00887 | 2023-03-13 | 3843 HEATHER STREET, Vancouver, BC V5Z 3L4 | Gas Permit | Residential | Renovation - Dwelling Unit(s) only | Completed | Residential - a gas Boiler replacement | Vanheat Services Ltd
NULL | NULL | 3890 HEATHER STREET, Vancouver, BC V5Z 3L3 | Electrical Permit | Commercial | NULL | Draft | Movie Set / Filming - To allow for Movie Set/Filming Applicant shall provide completed Contractor Declaration form, and dates of filming and associated location(s) to csinspection.clerks@vancouver.ca prior to the commencement of filming. Visit vancouver.ca/inspections for more details. | Storm Films Inc
GP-2022-00563 | 2022-02-22 | 3908 HEATHER STREET, Vancouver, BC V5Z 3L5 | Gas Permit | Residential | Renovation | Completed | Residential - We are replacing regular boiler and hot water tank with Navien high efficiency combination of heating and hot water system. | Superstar Plumbing Heating & Sprinkler Supplies Ltd
GP-2023-03546 | 2023-11-15 | 3928 HEATHER STREET, Vancouver, BC V5Z 3L5 | Gas Permit | Residential | Renovation | Completed | Residential - RE&RE boiler | Milani Plumbing Heating & Air Conditioning Ltd
EP-2023-05384 | 2023-06-29 | 3939 HEATHER STREET, Vancouver, BC V5Z 3L6 | Electrical Permit | Residential | Renovation | Issued | Installation / Repair - Residential - 200A Service upgrade and new garage wiring (lights, plugs, EV) >BP: To construct accessory building a two car garage at the rear of this existing single family dwelling on this site. OK for SIPs per D. Langevin February 23, 2022 Schedule B Structural submitted per Scott Ash-Anderson, 604-228-0518 Note: The attic space (of accessory building) is not to be developed and/or used as habitable space at any time. | TCA Industries Ltd
PP-2022-03556 | 2022-10-07 | 3988 HEATHER STREET, Vancouver, BC V5Z 3L5 | Plumbing Permit | Residential | New | Completed | Residential - 1FD+SS - Install of an irrigation system >DB: To construct a two storey one-family dwelling with a secondary suite located in the Basement with one open parking over gravel, providing 1 parking space, having vehicular access from the 20' Lane. The entire building to be sprinklered to NFPA 13D. 1. Covenant registered at the Land Title Office under CA88244344 2. No Strata Titling permitted 3. A/C Unit proposed rear yard | Burnaby Irrigation Ltd
EP-2022-00774 | 2022-02-03 | 3988 HEATHER STREET, Vancouver, BC V5Z 3L5 | Electrical Permit | Residential | New | Expired | Temporary Power - Residential - To provide temporary power. Renewal of EP-2021-00066 Valid: Jan 25, 2022 to Jan 24, 2023 | Frimae Electric Ltd
EP-2022-02072 | 2022-03-15 | 3988 HEATHER STREET, Vancouver, BC V5Z 3L5 | Electrical Permit | Residential | New | Completed | Installation / Repair - Residential - Security system cable >BP: To construct a two storey one-family dwelling with a secondary suite located in the Basement ($1,161,902.50) with one open parking over gravel, providing 1 parking space, having vehicular access from the 20' Lane. The entire building to be sprinklered to NFPA 13D. 1. Covenant registered at the Land Title Office under CA88244344 2. No Strata Titling permitted 3. A/C Unit proposed rear yard 4. Schedule B: (Alan Prahalad) P.Eng (604.831.1431) Structural & Geotechnical 5. BC Housing (Coso Investments Corporation) This is a 2 storey building pursuant to the Zoning and Development By-Law ******THIS PERMIT HAS BEEN ISSUED UNDER THE REQUIREMENTS OF VBBL 2019****** All rooms adjacent to East and West exposing building face shall be sprinklered. "Combustible projections or roof soffits on an exposing building face shall not project to less than .45m from the property line and shall be in compliance with VBBL 2019 9.10.15.5.(11) Any alterations or conversions to the attached garage (if applicable) to habitable living space shall not be permitted without first obtaining the approval of the Director of Planning and the Chief Building Official. Thermal protection measures and Laneway house design guidelines shall be required to be met prior to the approval of the conversion. | Guardwell Service Ltd
GP-2022-00630 | 2022-03-01 | 3988 HEATHER STREET, Vancouver, BC V5Z 3L5 | Gas Permit | Residential | New | Completed | Residential - Installation of a 1" undergound gas line, and piping in the home to feed a boiler, fireplace, gas range and 1 BBQ box | Riley Plumbing Ltd
NULL | NULL | 4123 HEATHER STREET, Vancouver, BC V5Z 4H1 | Electrical Permit | Residential | Renovation | Payment Pending | Installation / Repair - Residential - Upgrade to 120/208V 1ø 400A service, Distribution Panel install, Lighting & receptacle circuits install, ELV cables & outlets install, | KKY Electrical & Contracting Ltd
PP-2023-04362 | 2023-12-18 | 4123 HEATHER STREET, Vancouver, BC V5Z 4H1 | Plumbing Permit | Residential | Renovation | Issued | Residential - Plumbing for: >BP: Exterior and interior alterations to change the use from One Family Dwelling to One Family Dwelling with a Secondary Suite. No additional bedrooms or rooms proposed. 1 New additional kitchen added in basement Secondary Suite. Scope of work includes: New windows throughout every floor. Basement: 1) Creation of a new secondary suite. 2) Changing of entry door from bypass glass door to single door with window on the side. 3) Addition of a fireplace in the living room. 4) Removal of wall in storage room and addition of kitchen in the same space. 5) Addition of fire resistant wall and 45min FRR door between suite and main dwelling. 6)Replace windows to comply with 9.9 VBBL egress 7)CO Smoke alarms to comply entire home Main floor: 1) Removal of both French doors on entryway. Replacing living room door with sliding doors. 2) Kitchen re&re. 3) Remove wall in family room. Upper floor plan: 1) New ensuite bathroom and walk in closet. 2) Bathroom reno in Northern bathroom (new casework). 3) Change existing southwest bathroom to be a Jack and Jill style bathroom. | WDR CONTRACTING LTD
GP-2022-02326 | 2022-08-08 | 4380 JERICHO CIRCLE, Vancouver, BC V6R 1E9 | Gas Permit | Residential | Renovation - Dwelling Unit(s) only | Completed | Residential - On-demand water heater installation. | Reid Brothers Plumbing & Heating Ltd
GP-2022-03019 | 2022-10-05 | 4380 JERICHO CIRCLE, Vancouver, BC V6R 1E9 | Gas Permit | Residential | Renovation | Completed | Residential - Re&Re Furnace BTU: 45.000 | Milani Plumbing Heating & Air Conditioning Ltd
MP-2022-00128 | 2022-08-22 | 4380 JERICHO CIRCLE, Vancouver, BC V6R 1E9 | Mechanical Permit | NULL | NULL | Cancelled | NULL | Milani Electric Limited
EP-2022-05450 | 2022-06-27 | 323 JERVIS STREET, Vancouver, BC V6C 3P8 | Electrical Permit | Commercial | NULL | Expired | Annual / Operating - Maintenance of existing EV charging infrastructure and installation of additional tenant chargers when needed. Valid 06/27/2022 until 06/26/2023 | Berts Electric (2001) Ltd
EP-2023-06781 | 2023-07-26 | 323 JERVIS STREET, Vancouver, BC V6C 3P8 | Electrical Permit | Commercial | NULL | Issued | Annual / Operating - Maintenance of EV-EMS and EV charging infrastructure | Stream Energy Systems Inc
EP-2023-01080 | 2023-08-02 | 323 JERVIS STREET, Vancouver, BC V6C 3P8 | Electrical Permit | Commercial | Renovation | Completed | Installation / Repair - Commercial - Extending existing conduit, wiring and junction boxes to the existing EV power infrastructure. No new loads are being added to the system. | Stream Energy Systems Inc
EP-2023-10171 | 2023-11-24 | 555 JERVIS STREET, Vancouver, BC V6E 4N1 | Electrical Permit | Commercial | Tenant Improvement | Completed | Installation / Repair - Commercial - Install four (4) new Flo Core+ networked level 2 EV, 6.24kW charging stations in common parking, fed from 200 amp Dedicated EVSE panel previously installed under EP-2017-06029.Addition to only | Power Pros Electrical Ltd
GP-2022-01397 | 2022-05-05 | 610 JERVIS STREET, Vancouver, BC V6E 3M4 | Gas Permit | Commercial | Tenant Improvement | Completed | Commercial - Re and re of 3 Gas dryers | Spears Sales & Service Ltd
EP-2023-09761 | 2023-11-08 | 717 JERVIS STREET, Vancouver, BC V6E 4L5 | Electrical Permit | Commercial | NULL | Issued | Annual / Operating - Maintenance of EV-EMS and EV infrastructure | Stream Energy Systems Inc
EP-2023-05551 | 2023-06-29 | 717 JERVIS STREET, Vancouver, BC V6E 4L5 | Electrical Permit | Commercial | New | Completed | Installation / Repair - Commercial - Electric Vehicle Charging Infrastructure. New 600A CT cabinet fed from new 600A 120/208V fused switch. New 600 Panel with 2x40A 2pole breakers feeding 3 phase 4 wire splitters. Each 40A breaker can feed 4 car chargers wired 4-1 with Energy Management System. Network for Energy Management System piped throughout parkade in 3/4" EMT. | Island Technical Installations Ltd
NULL | NULL | 717 JERVIS STREET, Vancouver, BC V6E 4L5 | Electrical Permit | Commercial | New | Withdrawn | Installation / Repair - Commercial - New 600A 120/208V fused disconnect feeding CT Cabinet, to a 600A 120/208V panel. Panel complete with 25x40A breakers. Minimum #4-4 conductor feeding 2x40A 208V circuits into 125A 3 phase 4 wire splitter. Each splitter feeds 8 stalls (4 stalls per circuit) wired 4-1with the Electric Vehicle Energy Management System. 3/4" EMT piped to each floor of Parking Garage for network Signal. | Island Technical Installations Ltd
EP-2022-06647 | 2022-08-09 | 717 JERVIS STREET, Vancouver, BC V6E 4L5 | Electrical Permit | Commercial | Renovation | Completed | Installation / Repair - Commercial - Change all lights switches and plugs | AMPLE ELECTRICAL LTD.
PP-2022-03692 | 2022-10-19 | 717 JERVIS STREET, Vancouver, BC V6E 4L5 | Plumbing Permit | Residential | Renovation | Completed | Residential - Pool and Jacuzzi pluming replacement, repair and installation. Installation of pool drains, valves, fittings etc. - Installation of Pool and Jacuzzi drains, skimmers, jets, fittings, simple conduits and plumbing pipes for Pool and Jacuzzi. Whatever is related to Pool and Jacuzzi installation system | Excel In All Renovations Ltd
EP-2022-07566 | 2022-09-09 | 455 INDUSTRIAL AVENUE, Vancouver, BC V6A 2P8 | Electrical Permit | Commercial | NULL | Expired | Annual / Operating - Annual / Operating - To provide general repairs and maintenance when needed. Renewal of EP-2021-06120 Valid Aug 30, 2022 - Aug 29, 2023 | Norben Electric (2016) Ltd
NULL | NULL | 455 INDUSTRIAL AVENUE, Vancouver, BC V6A 2P8 | Mechanical Permit | NULL | NULL | Withdrawn | NULL | Just Mechanical Ltd
EP-2023-08165 | 2023-09-08 | 455 INDUSTRIAL AVENUE, Vancouver, BC V6A 2P8 | Electrical Permit | Commercial | NULL | Issued | Annual / Operating - Annual / Operating - To provide general repairs and maintenance when needed. Renewal of EP-2022-07566 Valid Aug 30, 2023 - Aug 29, 2024 | Norben Electric (2016) Ltd
EP-2023-08806 | NULL | 455 INDUSTRIAL AVENUE, Vancouver, BC V6A 2P8 | Electrical Permit | Commercial | NULL | Application Incomplete | Annual / Operating - Annual / Operating - To provide general repairs and maintenance when needed. Renewal of EP-2022-07566 | Norben Electric (2016) Ltd
EP-2022-06213 | 2022-07-26 | 460 INDUSTRIAL AVENUE, Vancouver, BC V6A 2P3 | Electrical Permit | Commercial | Renovation | Completed | Installation / Repair - Commercial - install a new 60A 347/600 V service to replace the old abandoned service of an older unutilized warehouse. -it is a new small service for an old building. There were two old services there, long ago disconnected, to provide 115/230 V single phase and 240 V three phase. BCH wanted to supply 347/600 3 phase only. ** Amend 09/23/2022** Correct address is 460 Industrial Ave, A single Line drawing of the installation | Conco Electrical Services Ltd
EP-2023-09483 | 2024-02-01 | 580 INDUSTRIAL AVENUE, Vancouver, BC V6A 2P3 | Electrical Permit | Commercial | Renovation | Issued | Installation / Repair - Commercial - Install 12 additional Led lights and wire for 12 new receptacles. We are removing 12 4ft florescent lights and replacing them with 4ft Led fixtures. Less than 10% is effected (lighting). Additional Work to perform for 2 spray booths, 2 welders, 1-15HP compressor, 2-7.5HP compressors. Replace 200amp panel in electrical room. The service is not affected. >BP: - Change of Use from storage warehouse (f2) to motor vehicle repair shop (f2). - No change from existing F2 occupancy. - Installation of 2 prefabricated spray booths. - Installation of 1 prefabricated car lift. - No other changes to interior. - No changes to exterior. Schedule A - Allan Diamond 604-729-0437 Schedule B Arch - Allan Diamond 604-729-0437 Schedule B Mech & Fire Sup -Alex Lee 604-324-8763 Schedule B Struc - Jeff Allester 604-228-0518 | Grant McFarlane Electric Ltd
GP-2022-01278 | 2022-04-24 | 3400 INVERNESS STREET, Vancouver, BC V5V 4V5 | Gas Permit | Residential | Renovation | Completed | Residential - Re/re of hot water tank with tankless water heater | 1236318 BC Ltd DBA Aquatech Vancouver
EP-2022-05024 | 2022-06-15 | 3400 INVERNESS STREET, Vancouver, BC V5V 4V5 | Electrical Permit | Residential | Renovation | Completed | Installation / Repair - Residential - Upgrade service from 100 amps to 200 amps. | Mountain Point Electrical Inc.
GP-2022-00811 | 2022-03-14 | 3406 INVERNESS STREET, Vancouver, BC V5V 4V5 | Gas Permit | Residential | Addition | Completed | Residential - re and re gas range | Christopher Sterling
GP-2022-00471 | 2022-02-12 | 3412 INVERNESS STREET, Vancouver, BC V5V 4V5 | Gas Permit | Residential | Tenant Improvement | Completed | Residential - Replace old furnace with new High efficiency furnace in a two pipe system | H2O Cycle Solutions Inc
GP-2023-03658 | 2023-11-23 | 3488 INVERNESS STREET, Vancouver, BC V5V 4V5 | Gas Permit | Residential | Addition | Completed | Residential - 1 Furnace & 1 Water Heater replacement **Amend- November 23, 2023 - Add 1 Tankless Hot Water Heater** | Angels Heating & Cooling Ltd
GP-2022-00099 | 2022-01-13 | 3553 INVERNESS STREET, Vancouver, BC V5V 4V6 | Gas Permit | Residential | Tenant Improvement | Completed | Residential - Furnace Replacement | Wah Fai Plumbing & Heating Inc
PP-2023-03308 | 2023-09-18 | 3703 INVERNESS STREET, Vancouver, BC V5V 4V8 | Plumbing Permit | Residential | Renovation | Completed | Residential - Replace water service line, due to tree root damage to existing service line. | Pentonn Plumbing and Heating Services
PP-2023-03288 | NULL | 3703 INVERNESS STREET, Vancouver, BC V5V 4V8 | Plumbing Permit | Residential | Renovation | Draft | Residential - Replace water service line | Pentonn Plumbing and Heating Services
GP-2023-04144 | 2023-12-21 | 3742 INVERNESS STREET, Vancouver, BC V5V 4V9 | Gas Permit | Residential | Renovation | Issued | Residential - Decommission and remove old gas furnace and install new furnace. | Ashton Service Group/Ashton Mechanical Ltd.
EP-2022-03857 | 2022-05-12 | 7888 JASPER CRESCENT, Vancouver, BC V5P 3S9 | Electrical Permit | Residential | Renovation | Completed | Installation / Repair - Residential - add 2 pot lights on main floor bathroom , top floor master bathroom add 5 pot lights and add 2 pot lights in all other 3 bathroom on top floor. Amend: Aug 24, 2022 new air conditioning , attached with electrical load calculation | Bright Way Electrical Ltd.
SP-2024-00036 | 2024-01-16 | 1186 KASLO STREET, Vancouver, BC V5K 3Z6 | Sprinkler Permit | Residential | New | Issued | Residential - 2FD - FRONT - 1186 KASLO ST - #1 BACK - 1186 KASLO ST - #2 New installation >DB: To construct a two-storey two-family dwelling with a detached accessory building (garage) at the rear providing 2 parking spaces, having vehicular access from the lane. Note: This is a 2 storey building pursuant to the Zoning and Development By-Law 1. Exterior Mechanical units proposed 4. No Bar sinks proposed ***This permit is issued under the VBBL 2019, with updated energy requirements as per bylaw # 12997 effective Jan 01, 2022.*** | Real Tech Fire Protection Ltd
EP-2024-00184 | 2024-01-17 | 1186 KASLO STREET, Vancouver, BC V5K 3Z6 | Electrical Permit | Residential | New | Issued | Installation / Repair - Residential - Security Alarm, Internet, Intercom, TV, tel. >BP: To construct a two-storey two-family dwelling ($850,000.00) with a detached accessory building (garage) at the rear providing 2 parking spaces, having vehicular access from the lane. | Covert Security Solutions Inc
GP-2024-00117 | 2024-01-15 | 1186 KASLO STREET, Vancouver, BC V5K 3Z6 | Gas Permit | Residential | New | Issued | Residential - Gas piping of a Duplex House | Karan Plumbing & Heating Ltd
PP-2023-04157 | 2023-11-27 | 1186 KASLO STREET, Vancouver, BC V5K 3Z6 | Plumbing Permit | Residential | New | Issued | Residential - 2FD - Plumbing of a duplex house >DB: To construct a two-storey two-family dwelling with a detached accessory building (garage) at the rear providing 2 parking spaces, having vehicular access from the lane. Note: This is a 2 storey building pursuant to the Zoning and Development By-Law 1. Exterior Mechanical units proposed 4. No Bar sinks proposed ***This permit is issued under the VBBL 2019, with updated energy requirements as per bylaw # 12997 effective Jan 01, 2022.*** | Karan Plumbing & Heating Ltd
EP-2023-11056 | 2023-12-18 | 1186 KASLO STREET, Vancouver, BC V5K 3Z6 | Electrical Permit | Residential | New | Issued | Installation / Repair - Residential - Duplex house wiring and finishing including new service install 200 A >BP: To construct a two-storey two-family dwelling ($850,000.00) with a detached accessory building (garage) at the rear providing 2 parking spaces, having vehicular access from the lane. Note: This is a 2 storey building pursuant to the Zoning and Development By-Law 1. Exterior Mechanical units proposed 2. Schedule B: Yatendra Kumar Sharma P.Eng (778.863.7076) Structural & Geotechnical 3. HPO: Residential Builder - Pavarya Homes Inc 4. No Bar sinks proposed ***This permit is issued under the VBBL 2019, with updated energy requirements as per bylaw # 12997 effective Jan 01, 2022.*** | Amco & Harp Electric Ltd
EP-2023-07683 | 2023-08-23 | 1186 KASLO STREET, Vancouver, BC V5K 3Z6 | Electrical Permit | Residential | New | Issued | Temporary Power - Residential - To provide temporary power. NOTE: Work authorized by this permit is for placement of a temporary power pole only and does not authorize any site construction and/or excavation. A separate Building Permit will be required prior to commencement of any other work on this site. | Amco & Harp Electric Ltd
PP-2023-03938 | 2023-11-08 | 1186 KASLO STREET, Vancouver, BC V5K 3Z6 | Plumbing Permit | Residential | New | Issued | Residential - one sump without pump | Bhullar Excavating and Demolition
GP-2022-00367 | 2022-02-04 | 1206 KASLO STREET, Vancouver, BC V5K 3Z7 | Gas Permit | Residential | New | Completed | Residential - Gas BBQ piping only | Lally Plumbing & Heating Ltd
EP-2023-11058 | 2023-12-11 | 1260 KASLO STREET, Vancouver, BC V5K 3Z7 | Electrical Permit | Residential | New | Issued | Temporary Power - Residential - To provide temporary power. | Amco & Harp Electric Ltd
EP-2022-00902 | 2022-02-07 | 2010 KASLO STREET, Vancouver, BC V5M 3G6 | Electrical Permit | Residential | Renovation | Completed | Installation / Repair - Residential - installation of data cables in a house under renovation BP:Exterior and interior alterations to reduce the existing upper deck and to convert the ground floor to a secondary suite for this existing nonconforming two storey one family dwelling on this corner with lane site. Okay for building depth and rear yard for reduced deck as per S. Dugaro, February 11, 2021. Parking has been relaxed as per T. Chen. | Opticnet Communications Inc
EP-2022-00908 | 2022-02-10 | 2010 KASLO STREET, Vancouver, BC V5M 3G6 | Electrical Permit | Residential | Renovation | Completed | Installation / Repair - Residential - Install electrical service,panel boxes,light fixtures,bathroom fans,smoke detectors,switches and receptacles,wiring branches/appliances circuits. -New 400A Service. Main house 125 Suite 100 Laneway 150 >BP: Exterior and interior alterations to reduce the existing upper deck and to convert the ground floor to a secondary suite for this existing nonconforming two storey one family dwelling on this corner with lane site. Add a AC unit below the deck/staircase on the south side of the building Okay for building depth and rear yard for reduced deck as per S. Dugaro, February 11, 2021. Parking has been relaxed as per T. Chen. #1-2010 Kaslo St - One Family Dwelling (2nd floor) #2-2010 Kaslo St - Secondary Suite (1st floor) Address and suite numbers assigned as per approved plans for Fire and Emergency response. The address number is to be posted on the building to be visible from the street and the suite numbers are to be posted at the suite entries in accordance with the Building By-law prior to final inspection. Amend: June 8, 2022 upload documents requested by inspector Chad Baptiste. Amend: June 20, 2022 Upload documents requested by inspector Chad. Amend: Aug 15, 2022 Wiring branch circuit for AC unit building permit amended. | Myarc Electrical Inc
GP-2022-03147 | 2022-10-14 | 2125 KASLO STREET, Vancouver, BC V5M 4M1 | Gas Permit | Residential | Tenant Improvement | Completed | Residential - Re Re Furnace | Moore & Russell Heating Ltd
EP-2022-00002 | 2022-01-04 | 3065 HEATHER STREET, Vancouver, BC V5Z 3K1 | Electrical Permit | Residential | Renovation | Completed | Installation / Repair - Residential - Replaced Control Fire Alarm Panel Because Water Damage.( Emergency Situation Of Safety of Building) Bulletin 2018-004-BU/EL Attachment C . No Added Device , altering Of Wiring. Straight Replacement Of electrical Equipment Only. | Apna Fire & Electrical Service Ltd
EP-2022-00637 | 2022-02-01 | 1755 HARO STREET, Vancouver, BC V6G 1H2 | Electrical Permit | Commercial | Renovation - Dwelling Unit(s) only | Completed | Installation / Repair - Commercial - upgrading Kitchen and Bathroom including lights -Upgrading lights, Replacing panel, New wiring of kitchen outlets such as Fridge, Dishwasher, Counter plugs, Microwave and relocating oven outlet, washroom light/Fan switches >BP: #1806 - 18th Floor Interior alterations only to provide upgrades to the existing kitchen and bathroom at this existing residential dwelling unit on the 18th Floor (#1806) at this existing multiple dwelling building. OK For Field Review per Kim V - Nov 9/21 E2-Appliances - Upgrade to an Energuide/Energy Star appliance (fridge; dishwasher) Letters of assurance submitted by: J.J McCuaig, 604-255-0992, P.Eng. Architectural, Plumbing, Electrical Schedule B. | Shawn Electric Ltd
EP-2022-00639 | 2022-02-01 | 1755 HARO STREET, Vancouver, BC V6G 1H2 | Electrical Permit | Commercial | Renovation - Dwelling Unit(s) only | Completed | Installation / Repair - Commercial - upgrading kitchen and bathroom and lights -Upgrading lights, Replacing panel, New wiring of kitchen outlets such as Fridge, Dishwasher, Counter plugs, Microwave and relocating oven outlet, washroom light/Fan switches >BP: Interior alterations only to provide upgrades to the existing kitchen and bathroom at this existing residential dwelling unit on the 11th Floor (#1102) at this existing multiple dwelling building. OK For Field Review per Kim V - Nov 24/21 E2-Appliances - Upgrade to an Energuide/Energy Star appliance (fridge; dishwasher) letters of assurance submitted by: John J.McCuaig, P.Eng, Architectural, Plumbing, and Electrical Schedule B. | Shawn Electric Ltd
PP-2022-00379 | 2022-02-14 | 1755 HARO STREET, Vancouver, BC V6G 1H2 | Plumbing Permit | Residential | Renovation | Completed | Residential - re and re one toilet,lavatory ,shower,sink and dishwasher #1102 Interior alterations only to provide upgrades to the existing kitchen and bathroom at this existing residential dwelling unit on the 11th Floor (#1102) at this existing multiple dwelling building. | Pars Mechanical Corp
PP-2022-00378 | 2022-02-04 | 1755 HARO STREET, Vancouver, BC V6G 1H2 | Plumbing Permit | Residential | Renovation | Completed | Residential - Replace tub,lavatory,toilet,sink and dishwasher #1806 - 18th Floor Interior alterations only to provide upgrades to the existing kitchen and bathroom at this existing residential dwelling unit on the 18th Floor (#1806) at this existing multiple dwelling building. | Pars Mechanical Corp
EP-2022-03318 | 2022-04-26 | 1755 HARO STREET, Vancouver, BC V6G 1H2 | Electrical Permit | Residential | Renovation - Dwelling Unit(s) only | Completed | Installation / Repair - Residential - new panel service wont be affected, new kitchen circuits, new lights plugs and switches also new smoke in bedroom >BP: Unit 403 - 4th Floor Interior alterations to provide improvements to dwelling unit #403 on the 4th floor of this existing multiple dwelling building on this site. Scope of work includes: fire stopping where applicable, kitchen wall modification to create open concept, re & re cabinetry and counter tops, bathroom fixtures/finishes, millwork, appliances, flooring, plumbing and electrical work. | Vancouver Telectric Services Ltd
EP-2022-03319 | 2022-04-26 | 1755 HARO STREET, Vancouver, BC V6G 1H2 | Electrical Permit | Residential | Renovation - Dwelling Unit(s) only | Completed | Installation / Repair - Residential - new panel service wont be affected, new kitchen circuits, new lights plugs and switches also new smoke in bedroom #507 - 5th floor Interior alterations only to provide upgrades to the existing kitchen and bathroom in this existing residential dwelling unit on the 5th floor (#507) at this existing multiple dwelling building. Scope of work: fire stopping work, removal of existing wall, installation of new interior partition walls, cabinetry/countertops, millwork, appliances, flooring, bathtub, plumbing and electrical work. | Vancouver Telectric Services Ltd
EP-2022-03320 | 2022-04-26 | 1755 HARO STREET, Vancouver, BC V6G 1H2 | Electrical Permit | Residential | Renovation - Dwelling Unit(s) only | Completed | Installation / Repair - Residential - new panel service wont be affected, new kitchen circuits, new lights plugs and switches also new smoke in bedroom #804 - 8th floor Interior alterations only to provide upgrades to the existing kitchen and bathroom in this existing residential dwelling unit on the 8th floor (#804) at this existing multiple dwelling building. Scope of work includes fire stopping work, removal of existing wall, installation of new interior partition walls, cabinetry/countertops, millwork, appliances, flooring, bathtub, plumbing and electrical work. | Vancouver Telectric Services Ltd
PP-2022-01431 | 2022-04-28 | 1755 HARO STREET, Vancouver, BC V6G 1H2 | Plumbing Permit | Commercial | Renovation - Dwelling Unit(s) only | Completed | Commercial - SUITE #804 - Will be replacing the bathtub and shower diverter valve. Will also be replacing the toilet, lavatory sink and faucet, kitchen sink and faucet and installing a new dishwasher. The location of these fixtures will not change from the original location. #804 - 8th floor Interior alterations only to provide upgrades to the existing kitchen and bathroom in this existing residential dwelling unit on the 8th floor (#804) at this existing multiple dwelling building. Scope of work includes fire stopping work, removal of existing wall, installation of new interior partition walls, cabinetry/countertops, millwork, appliances, flooring, bathtub, plumbing and electrical work. | Salvatore Borello
PP-2022-01432 | 2022-04-28 | 1755 HARO STREET, Vancouver, BC V6G 1H2 | Plumbing Permit | Commercial | Renovation - Dwelling Unit(s) only | Completed | Commercial - SUITE #507 - 5TH FLOOR - Will be replacing the bathtub and shower diverter valve. Will also be replacing the toilet, lavatory sink and faucet, kitchen sink and faucet and installing a new dishwasher. The location of these fixtures will not change from the original location. #507 - 5th floor Interior alterations only to provide upgrades to the existing kitchen and bathroom in this existing residential dwelling unit on the 5th floor (#507) at this existing multiple dwelling building. Scope of work: fire stopping work, removal of existing wall, installation of new interior partition walls, cabinetry/countertops, millwork, appliances, flooring, bathtub, plumbing and electrical work. | Salvatore Borello
PP-2022-01433 | 2022-04-28 | 1755 HARO STREET, Vancouver, BC V6G 1H2 | Plumbing Permit | Commercial | Renovation - Dwelling Unit(s) only | Completed | Commercial - SUITE #403 - Will be replacing the bathtub and shower diverter valve. Will also be replacing the toilet, lavatory sink and faucet, kitchen sink and faucet and installing a new dishwasher. The location of these fixtures will not change from the original location. Unit 403 - 4th Floor Interior alterations to provide improvements to dwelling unit #403 on the 4th floor of this existing multiple dwelling building on this site. Scope of work includes: fire stopping where applicable, kitchen wall modification to create open concept, re & re cabinetry and counter tops, bathroom fixtures/finishes, millwork, appliances, flooring, plumbing and electrical work. | Salvatore Borello
EP-2022-09428 | 2022-11-07 | 1755 HARO STREET, Vancouver, BC V6G 1H2 | Electrical Permit | Residential | Renovation | Completed | Installation / Repair - Residential - replace the panel and relocate the kitchen plugs #1101 - 11th floor Interior alterations only to provide upgrades to the existing kitchen and bathroom at this existing residential dwelling unit on the 11th Floor (#1101) at this existing multiple dwelling building. Scope of work includes: fire stopping where applicable, appliances, flooring, paint, baseboards, closet shelving and door, millwork, plumbing and electrical work. | Canadian Eagle Electric Ltd
PP-2022-04084 | 2022-11-15 | 1755 HARO STREET, Vancouver, BC V6G 1H2 | Plumbing Permit | Commercial | Renovation - Dwelling Unit(s) only | Completed | Commercial - SUITE #1101 - Will be replacing the bathtub and mixing valve. The kitchen and bathroom sinks will also be replaced. Location will not change from original. >BP: #1101 - 11th floor Interior alterations only to provide upgrades to the existing kitchen and bathroom at this existing residential dwelling unit on the 11th Floor (#1101) at this existing multiple dwelling building. Scope of work includes: fire stopping where applicable, appliances, flooring, paint, baseboards, closet shelving and door, millwork, plumbing and electrical work. | Salvatore Borello
EP-2022-10663 | 2022-12-19 | 1755 HARO STREET, Vancouver, BC V6G 1H2 | Electrical Permit | Residential | Renovation | Completed | Installation / Repair - Residential - Replace the panel and replace the kitchen plugs #1507 - 15th Floor Interior alterations to provide improvements to dwelling unit #1507 on the 15th floor of this existing multiple dwelling building on this site. Scope of work includes: fire stopping where applicable, kitchen wall modification to create open concept, re & re cabinetry and counter tops, bathroom fixtures/finishes, millwork, appliances, flooring, plumbing and electrical work. | Canadian Eagle Electric Ltd
EP-2022-10664 | 2022-12-19 | 1755 HARO STREET, Vancouver, BC V6G 1H2 | Electrical Permit | Residential | Renovation | Completed | Installation / Repair - Residential - Replace the panel and relocate the kitchen plugs #1006 - 10th Floor Interior alterations to provide improvements to dwelling unit #1006 on the 10th floor of this existing multiple dwelling building on this site. Scope of work includes: fire stopping where applicable, kitchen wall modification to create open concept, re & re cabinetry and counter tops, bathroom fixtures/finishes, millwork, appliances, flooring, plumbing and electrical work. | Canadian Eagle Electric Ltd
PP-2023-00015 | 2023-01-05 | 1755 HARO STREET, Vancouver, BC V6G 1H2 | Plumbing Permit | Commercial | Renovation - Dwelling Unit(s) only | Completed | Commercial - Will be replacing the bathtub and mixing rough in valve. Will also be installing a new dishwasher. Location of these fixtures will not change. >Interior alterations to provide improvements to dwelling unit #1507 on the 15th floor of this existing multiple dwelling building on this site. Scope of work includes: fire stopping where applicable, kitchen wall modification to create open concept, re & re cabinetry and counter tops, bathroom fixtures/finishes, millwork, appliances, flooring, plumbing and electrical work. E2-Appliances - Upgrade to an Energuide/Energy Star appliance (fridge; dishwasher). Schedule B Architectural/Plumbing/Electrical submitted by John J. McCuaig, P. Eng. phone#:604.255.0992 OK For DTI per N. Jalalkamali October 31, 2022 | Salvatore Borello
PP-2023-00016 | 2023-01-04 | 1755 HARO STREET, Vancouver, BC V6G 1H2 | Plumbing Permit | Commercial | Renovation - Dwelling Unit(s) only | Completed | Commercial - Will be replacing the bathtub and shower mixing valve. Will also be installing a new dishwahser. The location of these fixtures will not change from original location. >Interior alterations to provide improvements to dwelling unit #1006 on the 10th floor of this existing multiple dwelling building on this site. Scope of work includes: fire stopping where applicable, kitchen wall modification to create open concept, re & re cabinetry and counter tops, bathroom fixtures/finishes, millwork, appliances, flooring, plumbing and electrical work. E2-Appliances - Upgrade to an Energuide/Energy Star appliance (fridge; dishwasher). Schedule B Architectural/Plumbing/Electrical submitted by John J. McCuaig, P. Eng. phone#:604.255.0992 OK For DTI per N. Jalalkamali November 17, 2022 | Salvatore Borello
PP-2023-00104 | 2023-01-11 | 1755 HARO STREET, Vancouver, BC V6G 1H2 | Plumbing Permit | Commercial | Renovation - Dwelling Unit(s) only | Completed | Commercial - Will be replacing the bathtub with diverter valve. Will also be installing a new dishwasher. Location will not change. > Interior alterations only to provide upgrades to the existing kitchen and bathrooms at this existing residential dwelling unit on the 16th Floor (#1606) at this existing multiple dwelling building. E2-Appliances - Upgrade to an Energuide/Energy Star appliance (fridge; dishwasher) Letters of assurance submitted by: John J. McCuaig, P. Eng., Architectural, Plumbing, and Electrical Schedule B, phone#:604.255.0992 OK For DTI per N. Jalalkamali October 24, 2022 | Salvatore Borello
EP-2022-10427 | 2022-12-09 | 1755 HARO STREET, Vancouver, BC V6G 1H2 | Electrical Permit | Commercial | Renovation - Dwelling Unit(s) only | Completed | Installation / Repair - Commercial - UNIT #1606 - Replace the panel and replace the kitchen plugs >BP: #1606 - 16th floor Interior alterations only to provide upgrades to the existing kitchen and bathrooms at this existing residential dwelling unit on the 16th Floor (#1606) at this existing multiple dwelling building. | Canadian Eagle Electric Ltd
EP-2022-07550 | 2022-09-09 | 1755 HARO STREET, Vancouver, BC V6G 1H2 | Electrical Permit | Residential | Renovation | Completed | Installation / Repair - Residential - SUITE #806 - 8TH FLOOR - replace the panel and relocate the kitchen plugs >BP: #806 - 8th floor Interior alterations to renovate the existing dwelling unit (#806) on the 8th floor in this existing Multiple Dwelling (rental) building (Peter Manor). Scope of work includes: interior demolition of kitchen wall, countertops, millwork to create an open concept, new millwork, ceramic floors, appliances, plumbing fixtures in Kitchen and Bathroom; New flooring, baseboards, closet shelving and doors, repairs to fire stopping and paint throughout. Replacing light fixtures, no new lighting installed. | Canadian Eagle Electric Ltd
PP-2022-03160 | 2022-09-13 | 1755 HARO STREET, Vancouver, BC V6G 1H2 | Plumbing Permit | Commercial | Renovation - Dwelling Unit(s) only | Completed | Commercial - Replacing bathtub and shower valve >BP: #806 - 8th floor Interior alterations to renovate the existing dwelling unit (#806) on the 8th floor in this existing Multiple Dwelling (rental) building (Peter Manor). Scope of work includes: interior demolition of kitchen wall, countertops, millwork to create an open concept, new millwork, ceramic floors, appliances, plumbing fixtures in Kitchen and Bathroom; New flooring, baseboards, closet shelving and doors, repairs to fire stopping and paint throughout. Replacing light fixtures, no new lighting installed. | Pennington Mechanical Ltd
EP-2023-01213 | 2023-02-13 | 1755 HARO STREET, Vancouver, BC V6G 1H2 | Electrical Permit | Residential | Renovation | Completed | Installation / Repair - Residential - install soffit lights at entrance of building >BP: Exterior alterations to provide improvements to this existing multiple dwelling building on this site. Scope of work includes upgrades to exterior for new longboard soffit, removal of wood rails, new lighting and raised metal logo. Architectural Schedule B & Building Envelope Schedule D, Andrew Leonard P.Eng., ph:604.255.0992 OK to process as DTI as per K. Kang September 12, 2022 | Vancouver Telectric Services Ltd
EP-2023-03379 | 2023-04-26 | 1755 HARO STREET, Vancouver, BC V6G 1H2 | Electrical Permit | Commercial | Renovation - Dwelling Unit(s) only | Completed | Installation / Repair - Commercial - New panel 60a, new plugs and switches >BP: Interior alterations to provide improvements to dwelling unit #1705 on the 17th floor of this existing multiple dwelling building on this site. Scope of work includes: fire stopping where applicable, kitchen wall modification to create open concept, re & re cabinetry and counter tops, bathroom fixtures/finishes, millwork, appliances, flooring, plumbing and electrical work. Schedule B Architectural/Plumbing/Electrical submitted by John J. McCuaig, P. Eng. phone#:604.255.0992 OK For DTI per M. Lee March 7, 2023 | Always On Electric Inc
NULL | NULL | 1755 HARO STREET, Vancouver, BC V6G 1H2 | Plumbing Permit | Commercial | Renovation | Withdrawn | Commercial - Installation bathtub, bathtub faucet, kitchen sink, faucet, dishwasher, bathroom sink faucet, toilet, changing shut off valves | NULL
NULL | NULL | 1755 HARO STREET, Vancouver, BC V6G 1H2 | Plumbing Permit | Commercial | Renovation | Draft | Commercial - Installation of bathtub, bathtub faucet, bathroom sink, bathroom faucet, kitchen sink, kitchen faucet, dishwasher | NULL
PP-2023-01548 | 2023-05-02 | 1755 HARO STREET, Vancouver, BC V6G 1H2 | Plumbing Permit | Commercial | Renovation - Dwelling Unit(s) only | Completed | Commercial - UNIT #1705 - 17TH FLOOR - Renovation >BP: #1705 - 17th Floor Interior alterations to provide improvements to dwelling unit #1705 on the 17th floor of this existing multiple dwelling building on this site. Scope of work includes: fire stopping where applicable, kitchen wall modification to create open concept, re & re cabinetry and counter tops, bathroom fixtures/finishes, millwork, appliances, flooring, plumbing and electrical work. | 1268803 BC Ltd
PP-2023-04394 | 2023-12-19 | 1755 HARO STREET, Vancouver, BC V6G 1H2 | Plumbing Permit | Commercial | Renovation - Dwelling Unit(s) only | Completed | Commercial - Will be replacing the bathtub and shower diverter valve. Will also be installing a new dishwasher. >BP: #705 Interior alterations to provide improvements to dwelling unit #705 on the 7th floor of this existing multiple dwelling building on this site. | Salvatore Borello
NULL | NULL | 1755 HARO STREET, Vancouver, BC V6G 1H2 | Plumbing Permit | Commercial | Renovation - Dwelling Unit(s) only | Draft | Commercial - Will be replacing the bathtub and shower diverter valve. Will also be installing a new dishwasher. | Salvatore Borello
EP-2023-09921 | 2023-11-17 | 1755 HARO STREET, Vancouver, BC V6G 1H2 | Electrical Permit | Residential | Renovation - Dwelling Unit(s) only | Completed | Installation / Repair - Residential - new panel service wont be affected.. new kitchen circuits. new lights plugs and switches also new smokes in bedrooms >BP: #705 Interior alterations to provide improvements to dwelling unit #705 on the 7th floor of this existing multiple dwelling building on this site. OK for DTI per W. Wong October 30, 2023 | Vancouver Telectric Services Ltd
PP-2023-03751 | 2023-10-24 | 1755 HARO STREET, Vancouver, BC V6G 1H2 | Plumbing Permit | Commercial | Renovation - Dwelling Unit(s) only | Completed | Commercial - Will be replacing two bathtubs and diverter vavles in (2 bathrooms in unit). Will also be installing a new dishwasher. >BP: #2003 Interior alterations to provide improvements to dwelling unit #2003 on the 20th floor of this existing multiple dwelling building on this site. | Salvatore Borello
EP-2023-08935 | 2023-10-23 | 1755 HARO STREET, Vancouver, BC V6G 1H2 | Electrical Permit | Commercial | Renovation - Dwelling Unit(s) only | Completed | Installation / Repair - Commercial - new panel service wont be affected, new kitchen circuits, new lights plugs and switches also new smoke detectors in bedrooms >BP: Interior alterations to provide improvements to dwelling unit #2003 on the 20th floor of this existing multiple dwelling building on this site. OK for DTI per W. Wong September 12, 2023 | Vancouver Telectric Services Ltd
EP-2023-10645 | NULL | 1816 HARO STREET, Vancouver, BC V6G 2Y7 | Electrical Permit | Commercial | Renovation - Dwelling Unit(s) only | Withdrawn | Installation / Repair - Commercial - #1504 - Level 15 Kitchen Renovation and Panel Change. ( From Old panel to new panel and Amps is the same) Kitchen Renovation - changing aluminum wires to copper, adding led lights, relocating receptacles in kitchen according to design. Change old panel to new panel ( Amperage stays the same). - The panel location will be the same. The reason for change is because the old panel fuses are screw on type and one time use so he wants to change panel to breaker type. | Dana Electrical Ltd
EP-2022-07211 | 2023-01-11 | 1816 HARO STREET, Vancouver, BC V6G 2Y7 | Electrical Permit | Commercial | Renovation | Issued | Installation / Repair - Commercial - Electrical and Fire Alarm work related to the elevator modernization, as per drawings submitted under BP | Fina Electrical Systems Ltd
PP-2022-03733 | 2022-10-28 | 1816 HARO STREET, Vancouver, BC V6G 2Y7 | Plumbing Permit | Commercial | Tenant Improvement | Completed | Commercial - Plumbing - Install Backflow Preventers in accordance with City of Vancouver cross connection report | Ainsworth Inc
EP-2023-07680 | 2023-08-29 | 1860 HARO STREET, Vancouver, BC V6G 1H5 | Electrical Permit | Commercial | Renovation - Dwelling Unit(s) only | Completed | Installation / Repair - Commercial - To replace old Electrical panel with one with Main Breaker, to replace all wiring in existing Rigid Pipes, Run New Circuits using Bx cable, Re wiring Kitchen counter Receptacles with 20 Amp GFCI (#12/2c Bx ), replacing all Electrical devices, Lights. | Emanuel Electrical Inc
GP-2023-00894 | 2023-03-14 | 4568 HAGGART STREET, Vancouver, BC V6L 2H5 | Gas Permit | Residential | Renovation | Completed | Residential - INSTALL 1 GAS FIREPLACE VENT 5' UP AND OUT THE WALL, VENT AND CONNECT ONLY >BP: Interior alterations to renovate the basement level of this existing single detached house. Scope of work is to remove the bar sink, bathroom and construct new walls and doors. | The LM Fireplace Warehouse Ltd.
GP-2023-01983 | 2023-06-30 | 4749 HAGGART STREET, Vancouver, BC V6L 2H7 | Gas Permit | Residential | Renovation | Completed | Residential - Gaggenau 12" gas c/top VG232220CA | Han Appliances & Refrigeration Ltd
EP-2023-03567 | 2023-05-10 | 541 HOWE STREET, Vancouver, BC V6C 2C2 | Electrical Permit | Commercial | Addition | Issued | Installation / Repair - Commercial - Connecting the electrical conductors to Bussines sign SI-2023-00221 | Seven Mechanical Ltd
EP-2022-08816 | 2022-11-10 | 565 HOWE STREET, Vancouver, BC V6C 2C2 | Electrical Permit | Commercial | Addition | Completed | Installation / Repair - Commercial - Installation of (19) L1 Installation of (2) L3 Installation (2) L4 with 8 track heads total Lighting control inclusive of 1 time clock with a master switch >>BP: Interior alterations to provide improvements for this existing Retail tenant at this Retail commercial building on this site. | TDR Electric Inc
EP-2022-10218 | 2022-12-05 | 595 HOWE STREET, Vancouver, BC V6C 2T5 | Electrical Permit | Commercial | Addition | Completed | Installation / Repair - Commercial - add 2 receptacles, 2 new walls, 2 drills >BP: Interior alterations to provide tenant improvement to an existing office tenant on the 7th floor (#704) of this existing commercial building on site. Scope of work: Construct new partition for new offices and file room. New doors, sidelite, electrical and sprinkler work. TENANT: O'Niell Law LLP Building Sprinklered – Separate sprinkler permit required for proposed sprinkler work. ENERGY UPGRADE - UPGRADE TO INCORPORATE AUTOMATIC PARTIAL SHUT-OFF PER 9.4.1.1.(g) OF ASHRAE 90.1-2016) Energy checklist is currently no longer required with your Building Permit (BP) application. Some supporting documents are still required at BP stage, specifically Envelope and HVAC, if applicable. Service Water Heating and Lighting supporting documents, if applicable, must be submitted with your related trades permits (e.g. electrical and plumbing). All energy upgrades will be checked during inspections stage. It is the applicant’s responsibility to identify and note all required upgrades including energy upgrades on their BP drawings at BP stage. | Mac's Electric Ltd
PP-2023-00206 | 2023-01-20 | 595 HOWE STREET, Vancouver, BC V6C 2T5 | Plumbing Permit | Commercial | Addition | Completed | Commercial - Add backflow device | KERN BSG MANAGEMENT LTD
NULL | NULL | 595 HOWE STREET, Vancouver, BC V6C 2T5 | Electrical Permit | Commercial | NULL | Draft | Annual / Operating - ANNUAL OPERATING PERMIT RENEWAL | Mac's Electric Ltd
EP-2023-01368 | 2023-02-17 | 595 HOWE STREET, Vancouver, BC V6C 2T5 | Electrical Permit | Commercial | NULL | Issued | Annual / Operating - Annual Operating Permit for Building maintenance Renewal of EP-2022-01614 Valid: Feb 23/2023 to Feb 22/2024 | Mac's Electric Ltd
SP-2023-01108 | 2023-06-23 | 595 HOWE STREET, Vancouver, BC V6C 2T5 | Sprinkler Permit | Commercial | Tenant Improvement | Issued | Commercial - Relocate one sprinkler head for tenant improvement. >BP: Interior alterations to provide tenant improvement to an existing office tenant on the 7th floor (#704) of this existing commercial building on site. Scope of work: Construct new partition for new offices and file room. New doors, sidelite, electrical and sprinkler work. *****This application does not include any of the following: 1. Not more than 20 sprinklers (add, relocate, or remove), 2. hydraulic calculations, 3. change in occupancy and /or hazard classification, 4. warehouse storage arrangements, 5. mobile compact storage arrangements, 6. alternative solutions, 7. changes to the sprinkler system supply piping (e.g. valves, mains, cross-mains, branch-lines, etc.), or 8. flexible sprinkler pipe. | Priority Fire Systems Ltd
PP-2023-02881 | 2023-08-15 | 595 HOWE STREET, Vancouver, BC V6C 2T5 | Plumbing Permit | Commercial | Tenant Improvement | Completed | Commercial - SUITE #902 - 9TH FLOOR - Rough-In for new Kitchen sink >BP: #902 - 9th Floor Interior alterations to provide tenant improvement to an existing general office on the 9th floor (#902) of this existing commercial building on site. Scope of work: Remove existing partitions, doors, millwork, floor and electrical fixtures. Install new flooring, kitchenette, an open space concept and plumbing work. | Calley Mechanical Ltd
EP-2023-07725 | 2023-08-25 | 595 HOWE STREET, Vancouver, BC V6C 2T5 | Electrical Permit | Commercial | Tenant Improvement | Completed | Installation / Repair - Commercial - Demolition of existing low voltage cabling, demo of electrical wiring from demolished walls, installation of new electrical in new staff room, installation of new communication wiring, installation of new emergency lights. * Hazard Assessment report checked Aug 29, RMN >BP: #902 - 9th Floor Interior alterations to provide tenant improvement to an existing general office on the 9th floor (#902) of this existing commercial building on site. Scope of work: Remove existing partitions, doors, millwork, floor and electrical fixtures. Install new flooring, kitchenette, an open space concept and plumbing work. | James P Kennedy
EP-2022-03501 | 2022-05-02 | 595 HOWE STREET, Vancouver, BC V6C 2T5 | Electrical Permit | Commercial | Renovation | Completed | Installation / Repair - Commercial - Maintenance replacement of fire alarm. The control unit, annunciator and initiating devices. Note: This permit has been issued based on Bulletin 2018-004-BU/EL. This fire alarm system upgrade is limited only to the replacement of existing devices without altering the existing wiring or outlet boxes. | Fina Electrical Systems Ltd
EP-2022-01614 | 2022-03-01 | 595 HOWE STREET, Vancouver, BC V6C 2T5 | Electrical Permit | Commercial | NULL | Expired | Annual / Operating - Building maintenance Renewal of EP-2021-01635 Valid: Feb 23/2022 to Feb 22/2023 | Mac's Electric Ltd
SP-2022-00389 | 2022-03-21 | 625 HOWE STREET, Vancouver, BC V6C 2T6 | Sprinkler Permit | Commercial | Tenant Improvement | Completed | Commercial - ADD 1 NEW SPRINKLER #410 & #408 - 4th floor (demised from #410) Interior alterations to demise the existing office space on the 4th floor (#410) into two units (to be #408 and #410) in this existing commercial building on this site. Scope of work: construct a demising wall and electrical work. TENANT: Miedzi Copper Corp | Priority Fire Systems Ltd
EP-2022-02723 | 2022-04-20 | 625 HOWE STREET, Vancouver, BC V6C 2T6 | Electrical Permit | Commercial | Tenant Improvement | Completed | Installation / Repair - Commercial - Re and Re of parkade lighting to programmable dimming LED | Mott Electric General Partnership
EP-2022-03967 | 2022-05-13 | 625 HOWE STREET, Vancouver, BC V6C 2T6 | Electrical Permit | Commercial | Tenant Improvement | Completed | Installation / Repair - Commercial - UNIT #1250 - 12TH FLOOR - Tenant improvement: install plugs, data, switches, exit sign, relocate 10 existing lights. #1250 - 12th floor Interior alterations only to provide improvements for a new General Office tenant on the 12th floor (unit #1250) of this existing commercial building. Scope of work: construct new partition walls, doors, finishes, lighting, electrical, plumbing and sprinkler work. | Blueline Electrical Services Ltd
SP-2022-00903 | 2022-06-07 | 625 HOWE STREET, Vancouver, BC V6C 2T6 | Sprinkler Permit | Commercial | Tenant Improvement | Completed | Commercial - Adding and relocating sprinkler head to suit new office layout. #1250 - 12th floor Interior alterations only to provide improvements for a new General Office tenant on the 12th floor (unit #1250) of this existing commercial building. Scope of work: construct new partition walls, doors, finishes, lighting, electrical, plumbing and sprinkler work. TENANT: Canagold Resources Ltd. *****This application does not include any of the following: 1. Not more than 20 sprinklers (add, relocate, or remove), 2. hydraulic calculations, 3. change in occupancy and /or hazard classification, 4. warehouse storage arrangements, 5. mobile compact storage arrangements, 6. alternative solutions, 7. changes to the sprinkler system supply piping (e.g. valves, mains, cross-mains, branch-lines, etc.), or 8. flexible sprinkler pipe. | Phaser Fire Protection Ltd
EP-2023-11271 | 2023-12-20 | 625 HOWE STREET, Vancouver, BC V6C 2T6 | Electrical Permit | Commercial | NULL | Issued | Annual / Operating - Annual permit for maintenance purposes. -renewal of EP-2022-10674 -valid: Dec. 25th, 2023 - Dec. 24th, 2024 | Blueline Electrical Services Ltd
EP-2024-00069 | NULL | 625 HOWE STREET, Vancouver, BC V6C 2T6 | Electrical Permit | Commercial | Renovation | Application Incomplete | Installation / Repair - Commercial - Disconnect and reconnect furniture, Wiremold and add new power and receptacles throughout. | Sasco Contractors Ltd
EP-2023-05563 | 2023-06-26 | 625 HOWE STREET, Vancouver, BC V6C 2T6 | Electrical Permit | Commercial | Renovation | Completed | Installation / Repair - Commercial - L2, L3, L15 625 Howe St Vancouver. Washroom lighting re&re. L2 Corridor add 16 new potlight. New steel stud been installed to support pot light housing. | Eudemon Electrical Ltd
NULL | NULL | 625 HOWE STREET, Vancouver, BC V6C 2T6 | Electrical Permit | Commercial | Renovation | Withdrawn | Installation / Repair - Commercial - L2, L3, L15 Washroom lighting re&re. & L2 Corridor add 16 new potlight | Eudemon Electrical Ltd
SP-2023-00284 | 2023-02-21 | 625 HOWE STREET, Vancouver, BC V6C 2T6 | Sprinkler Permit | Commercial | Tenant Improvement | Completed | Commercial - Relocate sprinkler heads for lobbies renovation. >BP: 2nd, 3rd and 14th floors - Common Corridors/Washrooms *SEE REVISION #1. Interior alterations only to provide improvements to the 2nd floor, 3rd and 14th floor common corridors and washrooms in this existing commercial building. Scope of work: remove existing T-Bar ceiling, ceiling millwork and lighting fixtures, remove and replace existing wall/floor finishes, toilet partitions, vanities, plumbing fixtures and millwork, new lighting fixtures and electrical work. * REVISION #1 - Feb 2/2023 mk - DELETE 14th floor from scope of work. - ADD 9th floor common corridors to scope of work. - ADD 15th floor common washrooms to scope of work. - New Letters of Assurance submitted (Schedule A, Architectural Schedule B, Electrical Schedule B). - increase project value from $650,000.00 to $845,000.00. *****This application does not include any of the following: 1. Not more than 20 sprinklers (add, relocate, or remove), 2. hydraulic calculations, 3. change in occupancy and /or hazard classification, 4. warehouse storage arrangements, 5. mobile compact storage arrangements, 6. alternative solutions, 7. changes to the sprinkler system supply piping (e.g. valves, mains, cross-mains, branch-lines, etc.), or 8. flexible sprinkler pipe | Priority Fire Systems Ltd
PP-2023-00630 | 2023-02-22 | 625 HOWE STREET, Vancouver, BC V6C 2T6 | Plumbing Permit | Commercial | Tenant Improvement | Completed | Commercial - remove 2 sinks and 1 hot water tank >BP: #1050 - 10th floor (full floor tenant) Interior alterations to combine #1030 and #1050 into one unit (retaining #1050) to become a full floor office tenant in this existing commercial building on this site. Scope of work: remove demising wall, remove/construct partition walls, doors, finishes, electrical, plumbing and sprinkler work. TENANT: Ero Copper Corp OK for Office TI | Aquarius Mechanical Services Inc
EP-2023-01503 | 2023-02-22 | 625 HOWE STREET, Vancouver, BC V6C 2T6 | Electrical Permit | Commercial | Tenant Improvement | Completed | Installation / Repair - Commercial - Install new pot lights, lighting controls, receptacles, low voltage >BP: #1050 - 10th floor (full floor tenant) Interior alterations to combine #1030 and #1050 into one unit (retaining #1050) to become a full floor office tenant in this existing commercial building on this site. Scope of work: remove demising wall, remove/construct partition walls, doors, finishes, electrical, plumbing and sprinkler work. TENANT: Ero Copper Corp | Blueline Electrical Services Ltd
EP-2023-02038 | 2023-03-09 | 625 HOWE STREET, Vancouver, BC V6C 2T6 | Electrical Permit | Commercial | Renovation | Completed | Installation / Repair - Commercial - add receptacles for equipment >BP: Interior Alternation: #125 Interior Alternation and a change of major occupancy from office (group D) to Restaurant-Ice cream parlor (group A2) in this existing mixed use building on this site. CRP: Jeff Shen, Architect, Tel 604-210-9698. Email: jeff.s@jsarchitect.ca Building Review Branch Notes: 1) Total proposed Occupant load is 41 seats + 4 staffs = 45 Persons. 2) A permanent sign indicating the above proposed occupant load shall be posted in a conspicuous location near the suite's principal entrance. 3) Separate permit will be required for any changes to the interior seating. 4) Separate permit is required for outdoor patio seating. Additional washroom may be required. Note: Sprinkler commitment letter provided by CRP. Note: "This permit has been reviewed under the 2019 Vancouver Building By-law (#12511)." | MILKYWAY INDUSTRY LTD
SP-2023-00395 | 2023-03-08 | 625 HOWE STREET, Vancouver, BC V6C 2T6 | Sprinkler Permit | Commercial | Tenant Improvement | Completed | Commercial - Add and relocate sprinkler heads for tenant improvement. >BP: #1050 - 10th floor (full floor tenant) Interior alterations to combine #1030 and #1050 into one unit (retaining #1050) to become a full floor office tenant in this existing commercial building on this site. Scope of work: remove demising wall, remove/construct partition walls, doors, finishes, electrical, plumbing and sprinkler work. *****This application does not include any of the following: 1. Not more than 20 sprinklers (add, relocate, or remove), 2. hydraulic calculations, 3. change in occupancy and /or hazard classification, 4. warehouse storage arrangements, 5. mobile compact storage arrangements, 6. alternative solutions, 7. changes to the sprinkler system supply piping (e.g. valves, mains, cross-mains, branch-lines, etc.), or 8. flexible sprinkler pipe | Priority Fire Systems Ltd
NULL | NULL | 625 HOWE STREET, Vancouver, BC V6C 2T6 | Sprinkler Permit | Commercial | Renovation - Dwelling Unit(s) only | Draft | Commercial - We are opening a new gelato shop at 625 Howe St which originally was a tour agent office. As the change of function, we have been requested to submit a sprinkler permit in order to complete our building permit. We are not doing any work on the ceiling, the sprinkler system or the walls. Also there will be no kitchin in the shop. | NULL
PP-2023-01193 | 2023-04-11 | 625 HOWE STREET, Vancouver, BC V6C 2T6 | Plumbing Permit | Commercial | Addition | Completed | Commercial - rough In: two compartment sink DW hub drain mop sink ice maker sanitary drainage espresso machine sink 2 grease interceptors water lines >BP: Interior Alternation: #125 Interior Alternation and a change of major occupancy from office (group D) to Restaurant-Ice cream parlor (group A2) in this existing mixed use building on this site. | Goldstein Plumbing & Gas
EP-2022-08089 | 2022-09-26 | 625 HOWE STREET, Vancouver, BC V6C 2T6 | Electrical Permit | Commercial | Tenant Improvement | Completed | Installation / Repair - Commercial - SUITE 860 Install power and data for (7) furniture locations. install power for TV | Sasco Contractors Ltd
EP-2023-00483 | 2023-02-21 | 625 HOWE STREET, Vancouver, BC V6C 2T6 | Electrical Permit | Commercial | Addition | Completed | Installation / Repair - Commercial - Installation of 5 EV Stations (208V, 80AMP ,1PH), 5 disconnecting means for EVSE installation, 5x 100A EV branch circuits, a 600A EV panel (600A 208V 3P4W), and a 150 KVA 600v-120/208V 3ph 4 wire transformer. | H.A.O Electric Ltd
EP-2022-10674 | 2022-12-22 | 625 HOWE STREET, Vancouver, BC V6C 2T6 | Electrical Permit | Commercial | NULL | Expired | Annual / Operating - Annual permit for maintenance purposes. Expired Permit EP-2021-09545 Valid Dec 24th, 2022 until Dec 23rd, 2023 | Blueline Electrical Services Ltd
SP-2022-01813 | 2022-11-02 | 625 HOWE STREET, Vancouver, BC V6C 2T6 | Sprinkler Permit | Commercial | Tenant Improvement | Completed | Commercial - Relocate sprinkler heads for tenant improvement. #500 - 5th Floor (Full Floor) Interior alterations to provide tenant improvements to this new full-floor office tenant on the 5th floor (#500) of this existing Municipally designated Heritage C commercial/industrial building. Scope of work includes: Demolish partition walls, doors, floor finishes, plumbing fixtures, existing millwork and dropped ceiling. Construct new walls, new doors, existing raised floor structure to remain. Electrical, plumbing and sprinkler work to suit. TENANT: The Walt Disney Company - Occupying 2nd,3rd,4th,5th,6th floors (reception on 5th floor ) *****This application does not include any of the following: 1. Not more than 20 sprinklers (add, relocate, or remove), 2. hydraulic calculations, 3. change in occupancy and /or hazard classification, 4. warehouse storage arrangements, 5. mobile compact storage arrangements, 6. alternative solutions, 7. changes to the sprinkler system supply piping (e.g. valves, mains, cross-mains, branch-lines, etc.), or 8. flexible sprinkler pipe. | Priority Fire Systems Ltd
EP-2022-09282 | 2022-11-02 | 625 HOWE STREET, Vancouver, BC V6C 2T6 | Electrical Permit | Commercial | Tenant Improvement | Completed | Installation / Repair - Commercial - Install 32 plugs, 46 data, 3 occupancy sensors, relocate 7 lights >BP: Interior alterations to provide tenant improvements for a new tenant on the 6th floor (#650) in this existing commercial building on site. Scope of Work: Construct new office partitions, new boardroom glass entry door, glazing, new paint & flooring. Remove carpet/floor tiles, remove/relocate/re-used doors, electrical, sprinkler and plumbing work. TENANT: Andion Global Inc Building Sprinklered – Separate sprinkler permit required for proposed sprinkler work. E2 - Retrofit Path: BOMA BESt (Path 1) - No Additional Upgrades Req'd Energy checklist is currently no longer required with your Building Permit (BP) application. Some supporting documents are still required at BP stage, specifically Envelope and HVAC, if applicable. Service Water Heating and Lighting supporting documents, if applicable, must be submitted with your related trades permits (e.g. electrical and plumbing). All energy upgrades will be checked during inspections stage. It is the applicant’s responsibility to identify and note all required upgrades including energy upgrades on their BP drawings at BP stage. | Blueline Electrical Services Ltd
PP-2022-03885 | 2022-10-27 | 625 HOWE STREET, Vancouver, BC V6C 2T6 | Plumbing Permit | Commercial | Renovation | Completed | Commercial - • Demo existing kitchenette • Modify existing sheet metal & relocate diffusers to suit new layout • Supply & install new HWT & coffee sink as per drawings • Supply & install plumbing to suit new coffee sink location • Connect plumbing to dishwasher • Connect plumbing to coffee machine c/w backflow preventer • Scanning & coring for one drain location >Interior alterations to provide tenant improvements for a new tenant on the 6th floor (#650) in this existing commercial building on site. Scope of Work: Construct new office partitions, new boardroom glass entry door, glazing, new paint & flooring. Remove carpet/floor tiles, remove/relocate/re-used doors, electrical, sprinkler and plumbing work. TENANT: Andion Global Inc Building Sprinklered – Separate sprinkler permit required for proposed sprinkler work. E2 - Retrofit Path: BOMA BESt (Path 1) - No Additional Upgrades Req'd Energy checklist is currently no longer required with your Building Permit (BP) application. Some supporting documents are still required at BP stage, specifically Envelope and HVAC, if applicable. Service Water Heating and Lighting supporting documents, if applicable, must be submitted with your related trades permits (e.g. electrical and plumbing). All energy upgrades will be checked during inspections stage. It is the applicant’s responsibility to identify and note all required upgrades including energy upgrades on their BP drawings at BP stage. | SOMATIC HVAC SOLUTIONS LTD
EP-2022-09555 | 2022-11-10 | 645 HOWE STREET, Vancouver, BC V6C 2Y9 | Electrical Permit | Commercial | NULL | Expired | Annual / Operating - ANNUAL OPERATING PERMIT RENEWAL VALID: NOV 3/2022 TO NOV 2/2023 EXPIRED PERMIT: EP-2021-08170 Maintain Annual Operating Permit at 645 Howe Street | Sasco Contractors Ltd
NULL | NULL | 645 HOWE STREET, Vancouver, BC V6C 2Y9 | Sprinkler Permit | Commercial | Renovation | Draft | Commercial - sprinkler heads cap off by closet demolation and new heads install in washroom | Spectrum Fire Protection Ltd
EP-2023-11051 | 2023-12-13 | 645 HOWE STREET, Vancouver, BC V6C 2Y9 | Electrical Permit | Commercial | Renovation | Issued | Installation / Repair - Commercial - LEVELS 17-19 BP Minor Amendment (BPMA) >BP: Interior and exterior alterations and to construct an addition of 1572.0 sq.f (expansion of the floor area at Level 3) to this existing 20 storey hotel with 3 levels of underground parking. Proposed design upgrade levels: S2, A3, F3 , N3 , E4. 24-Feb-2020 - Stage 1 (renovation of guestrooms from Level 4 to Penthouse) issued. 1-Feb-2021 - Stage 1-BP Revision issued. Minor changes to the plans in response to financial and operational adjustments brought out by COVID19. 12-Jul-2023 - Rev#2 issued. Change of General Contractor. The new Contractor is Willowest Enterprise Co. Ltd. 17-Aug-2023 -Rev#3 issued. Design changes to Levels 17 – 19; original design to be retained with some minor changes in place of the prior design. Refer to the Architectural letter for summary of changes. Structural and Mechanical will be withdrawing their services related to Levels 17 – 19 minor amendment work; refer to Structural and Mechanical Letters. This project has been reviewed under the VBBL 2019. | ENT Electric Ltd.
SP-2023-01524 | 2023-09-18 | 645 HOWE STREET, Vancouver, BC V6C 2Y9 | Sprinkler Permit | Commercial | Renovation | Issued | Commercial - Stage 3: For sprinkler system alterations to replace existing standard response heads in guest suites, bathrooms, and corridors with quick response sprinklers on Levels 17-19 as per NFPA (2013). Engineer of Record: Tian Cai 604-475-7733 tcsprinkler@gmail.com | Spectrum Fire Protection Ltd
EP-2023-07563 | 2023-08-22 | 645 HOWE STREET, Vancouver, BC V6C 2Y9 | Electrical Permit | Commercial | Renovation | Stop Work | Installation / Repair - Commercial - Relocate and replace electrical devices, such as receptacles and switches according to Electrical drawing issued for BPMA on 7/2023. Replacement and relocation of guest rooms receptacles, switches and non-led lighting type. FA smoke detectors relocation, new FA speakers installation and FA speakers replacement. ADA requirements for hearing impaired guest room, ie. emergency power provided for door opener, two pushbuttons for inside/outside door for this door opener, FA s/h for guest bedroom and FA strobe for guest bathroom. Home run for normal and emergency power branch circuits installation for door opener to be fed from the emergency power. * Hazardous Materials Assessment report checked, Sept 11 RMN >BP: Interior and exterior alterations and to construct an addition of 1572.0 sq.f (expansion of the floor area at Level 3) to this existing 20 storey hotel with 3 levels of underground parking. Proposed design upgrade levels: S2, A3, F3 , N3 , E4. 24-Feb-2020 - Stage 1 (renovation of guestrooms from Level 4 to Penthouse) issued. 1-Feb-2021 - Stage 1-BP Revision issued. Minor changes to the plans in response to financial and operational adjustments brought out by COVID19. 12-Jul-2023 - Rev#2 issued. Change of General Contractor. The new Contractor is Willowest Enterprise Co. Ltd. 17-Aug-2023 -Rev#3 issued. Design changes to Levels 17 – 19; original design to be retained with some minor changes in place of the prior design. Refer to the Architectural letter for summary of changes. Structural and Mechanical will be withdrawing their services related to Levels 17 – 19 minor amendment work; refer to Structural and Mechanical Letters. This project has been reviewed under the VBBL 2019. | Sy Teh Engineering Ltd
EP-2023-10127 | 2023-11-09 | 645 HOWE STREET, Vancouver, BC V6C 2Y9 | Electrical Permit | Commercial | NULL | Issued | Annual / Operating - ANNUAL OPERATING PERMIT RENEWAL VALID: NOV 3/2023 TO NOV 2/2024 RENEWAL OF EP-2022-09555 Maintain Annual Operating Permit at 645 Howe Street | Sasco Contractors Ltd
NULL | NULL | 645 HOWE STREET, Vancouver, BC V6C 2Y9 | Plumbing Permit | Commercial | Renovation | Withdrawn | Commercial - Renovation of hotel suites | Canadian Plumbing Systems Ltd.
EP-2023-02403 | 2023-03-22 | 828 HOWE STREET, Vancouver, BC V6Z 2X2 | Electrical Permit | Commercial | Renovation | Completed | Installation / Repair - Commercial - Installation of new 75KVA transformer fed from main electrical room to mechanical storage room. We are installing a 90 amp breaker in an existing distribution, running a acwu cable to the mechanical room (2/0 acwu). Once it gets to the mechanical room we install a 600 volt disconnect complete with 90 amp fuses. From the disconnect to the transformer with (2/0 acwu) leave the transformer with (4 conductor 250 kcmil acwu) this goes to the new 200 amp panel complete with 80% rated 200 amp main breaker. No connected loads included in this project but an exhaust fan will be installed in the future next to the panel with a 5.5 kw load. | All In Electric Inc
EP-2023-03773 | 2023-05-02 | 840 HOWE STREET, Vancouver, BC V6Z 2L2 | Electrical Permit | Commercial | NULL | Issued | Annual / Operating - Misc electrical work throughout Renewal of EP-2022-03629 VALID: MAY 2, 2023 TO MAY 1, 2024 | Mott Electric General Partnership
EP-2023-01111 | 2023-02-09 | 840 HOWE STREET, Vancouver, BC V6Z 2L2 | Electrical Permit | Commercial | Tenant Improvement | Completed | Installation / Repair - Commercial - Add electrical subpanel, branch circuits, utilization devices, cable tray components | Leading Edge Electric Inc
SP-2023-01318 | 2023-07-20 | 840 HOWE STREET, Vancouver, BC V6Z 2L2 | Sprinkler Permit | Commercial | Tenant Improvement | Completed | Commercial - Add sprinkler heads for public washroom renovation. >BP: 8th floor ONLY- elevator lobby and common washrooms Interior alterations to provide improvements to the 8th floor elevator lobby in this existing commercial building on this site. Scope of work: remove and repair/replace finishes to the elevator lobby and washrooms. *****This application does not include any of the following: 1. Not more than 20 sprinklers (add, relocate, or remove), 2. hydraulic calculations, 3. change in occupancy and /or hazard classification, 4. warehouse storage arrangements, 5. mobile compact storage arrangements, 6. alternative solutions, 7. changes to the sprinkler system supply piping (e.g. valves, mains, cross-mains, branch-lines, etc.), or 8. flexible sprinkler pipe. | Priority Fire Systems Ltd
PP-2023-02192 | 2023-06-22 | 840 HOWE STREET, Vancouver, BC V6Z 2L2 | Plumbing Permit | Commercial | Renovation | Completed | Commercial - 8th Floor Washroom Redress *** Year Built - 1986 *** >BP: 8th floor ONLY- elevator lobby and common washrooms Interior alterations to provide improvements to the 8th floor elevator lobby in this existing commercial building on this site. Scope of work: remove and repair/replace finishes to the elevator lobby and washrooms. | LPI Mechanical (West) Inc
EP-2023-04309 | 2023-05-23 | 840 HOWE STREET, Vancouver, BC V6Z 2L2 | Electrical Permit | Commercial | Tenant Improvement | Completed | Installation / Repair - Commercial - 8th floor Mens and Womens washroom renovation. New LED lights, new Fire alarm speakers, new hand dryers, new receptacles. >Permit Amendment Oct 19, 2023 -"Check the box for fire alarm in the details section" *Document(s) uploaded to "Application Documents" tab for Electrical Inspector review. Documents are at pending status at time of permit amendment approval >BP: Interior alterations to provide improvements to the 8th floor elevator lobby in this existing commercial building on this site. Scope of work: remove and repair/replace finishes to the elevator lobby and washrooms. DBI notes: Update to lever at existing doors to the washrooms/any vertical plumbing or raceway new or existing will required a ULC listed fire stop assembly/Framing inspection will be required. Letters of Assurance submitted by: Schedule A and Architectural Schedule A, Danny Ka Wai Wong, Architect, ph: 604-773-2068 Mechanical and Plumbing Schedule B, Mr. Kai Chen, P.Eng., LEED AP, ph: 604-687-1800 Electrical Schedule B, M. Jose Luis Lopez, P.Eng., ph: 604-687-1800 Energy checklist is currently no longer required with your Building Permit (BP) application. Some supporting documents are still required at BP stage, specifically Envelope and HVAC, if applicable. Service Water Heating and Lighting supporting documents, if applicable, must be submitted with your related trades permits (e.g. electrical and plumbing). | Ino-Tek Electric Ltd.
PP-2022-04011 | 2022-11-07 | 840 HOWE STREET, Vancouver, BC V6Z 2L2 | Plumbing Permit | Commercial | Tenant Improvement | Completed | Commercial - remove and repair/replace finishes to the elevator lobby and washrooms. >9th floor ONLY- elevator lobby and common washrooms Interior alterations to provide improvements to the 9th floor elevator lobby in this existing commercial building on this site. Scope of work: remove and repair/replace finishes to the elevator lobby and washrooms. DBI notes: Update to lever at existing doors to the washrooms/any vertical plumbing or raceway new or existing will required a ULC listed fire stop assembly/Framing inspection will be required. Letters of Assurance submitted by: Schedule A and Architectural Schedule B, Danny Ka Wai Wong, Architect, ph: 604-773-2068 Mechanical and Plumbing Schedule B, Mr. Kai Chen, P.Eng., LEED AP, ph: 604-687-1800 Electrical Schedule B, Mr. Jose Luis Lopez, P.Eng., ph: 604-687-1800 E2 Upgrade -Lighting #8- Upgrade to Incorporate Automatic Full OFF (per.9.4.1.1 (h) of ASHRAE 90.1-2026) Energy checklist is currently no longer required with your Building Permit (BP) application. Some supporting documents are still required at BP stage, specifically Envelope and HVAC, if applicable. Service Water Heating and Lighting supporting documents, if applicable, must be submitted with your related trades permits (e.g. electrical and plumbing). All energy upgrades will be checked during inspections stage. It is the applicant's responsibility to identify and note all required upgrades including energy upgrades on their BP drawings at BP stage. | LPI Mechanical (West) Inc
SP-2022-01764 | 2022-10-25 | 840 HOWE STREET, Vancouver, BC V6Z 2L2 | Sprinkler Permit | Commercial | Tenant Improvement | Completed | Commercial - Relocate sprinkler heads for tenant improvement. >>BP: 9th floor ONLY- elevator lobby and common washrooms Interior alterations to provide improvements to the 9th floor elevator lobby in this existing commercial building on this site. Scope of work: remove and repair/replace finishes to the elevator lobby and washrooms. DBI notes: Update to lever at existing doors to the washrooms/any vertical plumbing or raceway new or existing will required a ULC listed fire stop assembly/Framing inspection will be required. Letters of Assurance submitted by: Schedule A and Architectural Schedule B, Danny Ka Wai Wong, Architect, ph: 604-773-2068 Mechanical and Plumbing Schedule B, Mr. Kai Chen, P.Eng., LEED AP, ph: 604-687-1800 Electrical Schedule B, Mr. Jose Luis Lopez, P.Eng., ph: 604-687-1800 E2 Upgrade -Lighting #8- Upgrade to Incorporate Automatic Full OFF (per.9.4.1.1 (h) of ASHRAE 90.1-2026) Energy checklist is currently no longer required with your Building Permit (BP) application. Some supporting documents are still required at BP stage, specifically Envelope and HVAC, if applicable. Service Water Heating and Lighting supporting documents, if applicable, must be submitted with your related trades permits (e.g. electrical and plumbing). All energy upgrades will be checked during inspections stage. It is the applicant's responsibility to identify and note all required upgrades including energy upgrades on their BP drawings at BP stage. | Priority Fire Systems Ltd
EP-2022-08602 | 2022-10-20 | 840 HOWE STREET, Vancouver, BC V6Z 2L2 | Electrical Permit | Commercial | Renovation | Completed | Installation / Repair - Commercial - Demo and replace lighting, lighting controls, receptacles, hand dryers, fire alarm speakers for 4 washrooms. >BP: Interior alterations to provide improvements to the 9th floor elevator lobby in this existing commercial building on this site. Scope of work: remove and repair/replace finishes to the elevator lobby and washrooms. DBI notes: Update to lever at existing doors to the washrooms/any vertical plumbing or raceway new or existing will required a ULC listed fire stop assembly/Framing inspection will be required. Letters of Assurance submitted by: Schedule A and Architectural Schedule B, Danny Ka Wai Wong, Architect, ph: 604-773-2068 Mechanical and Plumbing Schedule B, Mr. Kai Chen, P.Eng., LEED AP, ph: 604-687-1800 Electrical Schedule B, Mr. Jose Luis Lopez, P.Eng., ph: 604-687-1800 E2 Upgrade -Lighting #8- Upgrade to Incorporate Automatic Full OFF (per.9.4.1.1 (h) of ASHRAE 90.1-2026) Amend: May 17th, 2023 This permit is going to be for the 9th floor washrooms only. The building requires a separate final for this - linked BP | Ino-Tek Electric Ltd.
NULL | NULL | 840 HOWE STREET, Vancouver, BC V6Z 2L2 | Electrical Permit | Commercial | Addition | Draft | Installation / Repair - Commercial - Install 1 Access Control No Mag Locks Site Contact - Eric Vuong - 6049709982 | PALADIN TECHNOLOGIES INC
EP-2022-10045 | 2022-11-30 | 840 HOWE STREET, Vancouver, BC V6Z 2L2 | Electrical Permit | Commercial | Renovation | Completed | Installation / Repair - Commercial - Install heat trace to heating & condenser lines; electrical connections by others | Artech Electric Ltd
EP-2022-06844 | 2022-08-16 | 840 HOWE STREET, Vancouver, BC V6Z 2L2 | Electrical Permit | Commercial | Tenant Improvement | Completed | Installation / Repair - Commercial - Installation of new 200A 600v I-line breaker in existing FPE switchgear and new 200A 600v distribution panel. Connect new mechanical loads to new panel. | Corporate Electric Limited
EP-2023-09325 | 2023-10-16 | 840 HOWE STREET, Vancouver, BC V6Z 2L2 | Electrical Permit | Commercial | Tenant Improvement | Completed | Installation / Repair - Commercial - Installation of power only for automatic door operator for the 6th, 10th and 11th floors; controls are wireless. Just power to the header of the door. | Mott Electric General Partnership
NULL | NULL | 840 HOWE STREET, Vancouver, BC V6Z 2L2 | Electrical Permit | Commercial | New | Withdrawn | Annual / Operating - test | Mott Electric General Partnership
EP-2022-03629 | 2022-05-04 | 840 HOWE STREET, Vancouver, BC V6Z 2L2 | Electrical Permit | Commercial | NULL | Expired | Annual / Operating - Misc electrical work throughout RENEWAL OF EP-2021-03315 VALID: MAY 2, 2022 TO MAY 1, 2023 | Mott Electric General Partnership
EP-2022-01312 | 2022-02-22 | 840 HOWE STREET, Vancouver, BC V6Z 2L2 | Electrical Permit | Commercial | Tenant Improvement | Completed | Installation / Repair - Commercial - Remove and replace Sump Controller with new. Terminate new floats. Controls by others | Sasco Contractors Ltd
SP-2021-01260 | 2022-12-05 | 840 HOWE STREET, Vancouver, BC V6Z 2L2 | Sprinkler Permit | Commercial | Tenant Improvement | Issued | Commercial - Replace fire pump. Replacement is a maintenance repair and the fire pump will be changed like for like. 90psi @ 500gpm | Viking Fire Protection Inc
EP-2022-00030 | 2022-01-06 | 900 HOWE STREET, Vancouver, BC V6Z 2M4 | Electrical Permit | Commercial | NULL | Expired | Annual / Operating - Annual Electrical Work VALID FROM JAN 21, 2022 TO JAN 20, 2023 Expired permit: EP-2021-00567 | MDE Enterprises Ltd
EP-2024-00095 | 2024-01-09 | 900 HOWE STREET, Vancouver, BC V6Z 2M4 | Electrical Permit | Commercial | Tenant Improvement | Issued | Installation / Repair - Commercial - Installation of lighting per ASHRAE, elec scope of work includes lighting, addition of receptacles, cat 6, branch circuits for microwave and fridge receptacles. >BP: Interior alterations to provide tenant improvement to this existing general office on the 3rd floor (#310) of this existing commercial building on site. Scope of work: Demolish office partitions including the reception desk, flooring and millwork to create an open space. New partition for boardroom, new kitchen millwork, new tile/carpet flooring, electrical and plumbing work. | Fortress Electric Ltd
NULL | NULL | 900 HOWE STREET, Vancouver, BC V6Z 2M4 | Electrical Permit | Commercial | Tenant Improvement | Withdrawn | Installation / Repair - Commercial - Installation of lighting fixtures and devices per ashrae installation of receptacles and cat 6 | Fortress Electric Ltd
EP-2024-00539 | 2024-01-31 | 900 HOWE STREET, Vancouver, BC V6Z 2M4 | Electrical Permit | Commercial | NULL | Issued | Annual / Operating - Electrical annual permit Valid from January 21st, 2024 to January 20st, 2025 Renew from EP-2023-00528 Small electrical jobs like change ballasts, switches, receptacles, lamps, ect... | MDE Enterprises Ltd
SP-2024-00065 | 2024-01-17 | 900 HOWE STREET, Vancouver, BC V6Z 2M4 | Sprinkler Permit | Commercial | Renovation | Issued | Commercial - Replace all sprinkler heads 3rd floor >BP: #310 - 3rd Floor Interior alterations to provide tenant improvement to this existing general office on the 3rd floor (#310) of this existing commercial building on site. Scope of work: Demolish office partitions including the reception desk, flooring and millwork to create an open space. New partition for boardroom, new kitchen millwork, new tile/carpet flooring, electrical and plumbing work. *****This application does not include any of the following: 1. Not more than 20 sprinklers (add, relocate, or remove), 2. hydraulic calculations, 3. change in occupancy and /or hazard classification, 4. warehouse storage arrangements, 5. mobile compact storage arrangements, 6. alternative solutions, 7. changes to the sprinkler system supply piping (e.g. valves, mains, cross-mains, branch-lines, etc.), or 8. flexible sprinkler pipe. | 1ST SHOT FIRE PROTECTION LTD
EP-2023-00528 | 2023-01-24 | 900 HOWE STREET, Vancouver, BC V6Z 2M4 | Electrical Permit | Commercial | NULL | Expired | Annual / Operating - Electrical annual permit Valid from January 21st, 2023 to January 20st, 2024 Renew from EP-2022-00030 Small electrical jobs like change ballasts, switches, receptacles, lamps, ect... | MDE Enterprises Ltd
EP-2023-06531 | 2023-07-20 | 900 HOWE STREET, Vancouver, BC V6Z 2M4 | Electrical Permit | Commercial | Renovation | Completed | Installation / Repair - Commercial - Installation of new circuit for plugs in reception area, re/re existing light fixture so new celling tiles can go in. I'm relocating existing pot in new ceiling tiles. the location and existing fixture to remain. >BP: Interior alterations to provide improvements to the Reception Area for this existing General Office tenant on the 7th floor (#750) in this existing commercial building. Scope of work: remove closet walls, tile floor, door entry and reception desk, add new safety glass doors to match existing common hallway doors, new paint, tile flooring, new desk and electrical work. TENANT: NST Properties Ltd. OK for Field Review processing as per H. Chow, December 13, 2022. E2 - Lighting - Upgrade to incorporate Automatic Partial OFF (per 9.4.1.1.(g) of ASHRAE 90.1-2016) Energy checklist is currently no longer required with your Building Permit (BP) application. Some supporting documents are still required at BP stage, specifically Envelope and HVAC, if applicable. Service Water Heating and Lighting supporting documents, if applicable, must be submitted with your related trades permits (e.g. electrical and plumbing). All energy upgrades will be checked during inspections stage. It is the applicant's responsibility to identify and note all required upgrades including energy upgrades on their BP drawings at BP stage. | FOS Electric Systems Ltd
EP-2023-07382 | 2023-08-16 | 900 HOWE STREET, Vancouver, BC V6Z 2M4 | Electrical Permit | Commercial | Renovation | Issued | Installation / Repair - Commercial - Full renovation of 6th floor office. #600 - 6th floor Interior alterations to provide for partial suite interior fit-out for this existing full floor General Office tenant on the 6th floor (unit #600) of this existing commercial building. Scope of work: demo of interior walls , ceiling, bulkheads, fixtures, millwork & finishes. Add plumbing connections for an in-suite acessible washroom, new walls, ceiling, fixtures, willwork, and finishes. new lighting, rework electrical, mechanical, & sprinkler layouts. Tenant: Ministry of Citizens' Services | DLP Electrical Ltd
SP-2023-01388 | NULL | 900 HOWE STREET, Vancouver, BC V6Z 2M4 | Sprinkler Permit | Commercial | Tenant Improvement | Applicant Revisions | Commercial - SUITE #600 - 6TH FLOOR - Relocation of sprinkler heads as per attached drawing FP200 >BP: #600 - 6th floor Interior alterations to provide for partial suite interior fit-out for this existing full floor General Office tenant on the 6th floor (unit #600) of this existing commercial building. Scope of work: demo of interior walls , ceiling, bulkheads, fixtures, millwork & finishes. Add plumbing connections for an in-suite accessible washroom, new walls, ceiling, fixtures, millwork, and finishes. new lighting, rework electrical, mechanical, & sprinkler layouts. | Fire Pro Fire Protection Ltd.
PP-2023-02756 | 2023-08-03 | 900 HOWE STREET, Vancouver, BC V6Z 2M4 | Plumbing Permit | Commercial | Tenant Improvement | Issued | Commercial - Plumbing >BP: #600 - 6th floor Interior alterations to provide for partial suite interior fit-out for this existing full floor General Office tenant on the 6th floor (unit #600) of this existing commercial building. Scope of work: demo of interior walls , ceiling, bulkheads, fixtures, millwork & finishes. Add plumbing connections for an in-suite acessible washroom, new walls, ceiling, fixtures, willwork, and finishes. new lighting, rework electrical, mechanical, & sprinkler layouts. | Ange's Plumbing Ltd
EP-2023-04192 | 2023-05-12 | 938 HOWE STREET, Vancouver, BC V6Z 1N9 | Electrical Permit | Commercial | Tenant Improvement | Completed | Installation / Repair - Commercial - Install 5 plugs, 5 new pot lights, 3 OS switches, 5 data lines, and relocate 13 pot lights. >BP: Interior alterations to provide improvements to this Unit (#411) on the 4th floor of this existing office on site. Scope of work: remove interior walls and construct new walls and doors, electrical and sprinkler work. OK to process as DTI as per C. Yue March 28, 2023 | Blueline Electrical Services Ltd
EP-2022-01668 | 2022-03-02 | 980 HOWE STREET, Vancouver, BC V6Z 1N9 | Electrical Permit | Commercial | Tenant Improvement | Completed | Installation / Repair - Commercial - Install and provide (x10) 15amp receptacles and (x8) Cat5e drops for voice/data within the security office. | Sasco Contractors Ltd
SP-2022-00343 | 2022-03-11 | 980 HOWE STREET, Vancouver, BC V6Z 1N9 | Sprinkler Permit | Commercial | Tenant Improvement | Completed | Commercial - ADD AND RELOCATE 4 SPRINKLER HEADS To relocate a class A loading area to parking space #3 and convert the area to storage and parking attendant’s office on the P-1 level of this existing high-rise commercial/office building Building Review Branch Notes: 1. This permit has been issued under the requirements of the VBBL #12511 (2019) 2. Reviewed during the 2020 pandemic crisis. *****This application does not include any of the following: 1. Not more than 20 sprinklers (add, relocate, or remove), 2. hydraulic calculations, 3. change in occupancy and /or hazard classification, 4. warehouse storage arrangements, 5. mobile compact storage arrangements, 6. alternative solutions, 7. changes to the sprinkler system supply piping (e.g. valves, mains, cross-mains, branch-lines, etc.), or 8. flexible sprinkler pipe. | Priority Fire Systems Ltd
EP-2023-00911 | 2023-02-03 | 980 HOWE STREET, Vancouver, BC V6Z 1N9 | Electrical Permit | Commercial | Addition | Completed | Installation / Repair - Commercial - Install 1 Access Control No Mag Locks Site Contact - Eric Vuong - +1 (604) 970-9982 Amend: Aug 14, 2023 change the address to 980 Howe Street | PALADIN TECHNOLOGIES INC
EP-2022-07300 | 2022-08-30 | 980 HOWE STREET, Vancouver, BC V6Z 1N9 | Electrical Permit | Commercial | NULL | Expired | Annual / Operating - Misc electrical work throughout Renewal of EP-2021-06575 Valid Sept 30/2022 - Sept 29/2023 | Mott Electric General Partnership
EP-2022-06153 | 2022-07-22 | 980 HOWE STREET, Vancouver, BC V6Z 1N9 | Electrical Permit | Commercial | Renovation | Completed | Installation / Repair - Commercial - Install power for new restaurant equipment. Dishwasher: 1ph/208v/30a ( 22a spec ) Oven: 3ph/208v/40a ( 32a spec ) 2x blender plug: 1ph/120v/20a each(1800w spec) Menu sign, neon sign, tv plug | Sasco Contractors Ltd
EP-2023-07814 | 2023-08-29 | 980 HOWE STREET, Vancouver, BC V6Z 1N9 | Electrical Permit | Commercial | NULL | Issued | Annual / Operating - Misc work throughout Renewal of EP-2022-07300 Valid Sept 30/2023 - Sept 29/2024 | Mott Electric General Partnership
EP-2023-08714 | 2023-09-27 | 980 HOWE STREET, Vancouver, BC V6Z 1N9 | Electrical Permit | Commercial | Tenant Improvement | Cancelled | Installation / Repair - Commercial - Relocate existing communication cable and power for workstations (Low Voltage cabling and 120V power). | Sasco Contractors Ltd
EP-2022-10460 | 2022-12-12 | 1010 HOWE STREET, Vancouver, BC V6Z 1P5 | Electrical Permit | Commercial | Renovation | Issued | Installation / Repair - Commercial - New Boiler wiring to replace existing. Emergency shutdown punch button for gas appliances. Boiler controller. | Lonsdale Electric Ltd
EP-2023-04243 | NULL | 1045 HOWE STREET, Vancouver, BC V6Z 2A9 | Electrical Permit | Commercial | Renovation | Application Incomplete | Installation / Repair - Commercial - Installation of new LED lighting panels to replace existing Florescent light fixtures. | UES Electrical Services Incorporated
EP-2023-04122 | 2023-05-19 | 1045 HOWE STREET, Vancouver, BC V6Z 2A9 | Electrical Permit | Commercial | Renovation | Completed | Installation / Repair - Commercial - Replacement of camera cable destroyed by fire and additional cable for new cameras | Watchdog Loss Prevention Inc
NULL | NULL | 1045 HOWE STREET, Vancouver, BC V6Z 2A9 | Electrical Permit | Commercial | NULL | Draft | Annual / Operating - Electrical work that falls under operating permit Maintenance of existing operating electrical equipment | UES Electrical Services Incorporated
EP-2023-11048 | 2023-12-13 | 1045 HOWE STREET, Vancouver, BC V6Z 2A9 | Electrical Permit | Commercial | Addition | Completed | Installation / Repair - Commercial - Power Transformer Installation. The main power transformer, 1500 kVA failed and a temporary rental transformer was installed in late 2022. The existing 1500 kVA transformer has been repaired, so we will be removing the rental transformer and reinstalling the existing repaired transformer. | Resa Canada Inc.
NULL | NULL | 1080 HOWE STREET, Vancouver, BC V6Z 2T1 | Electrical Permit | Commercial | New | Withdrawn | Installation / Repair - Commercial - alarm system and cctv ulc coms. panel for a fire alarm system | Telus Custom Security Systems Inc
EP-2022-00823 | 2022-02-04 | 1080 HOWE STREET, Vancouver, BC V6Z 2T1 | Electrical Permit | Commercial | Tenant Improvement | Completed | Installation / Repair - Commercial - Install electrical connection for sign installed by others. See Galaxie Signs Permit SI-2021-00498. | Houle Electric Limited
EP-2022-10441 | 2022-12-12 | 1110 HOWE STREET, Vancouver, BC V6Z 1R2 | Electrical Permit | Commercial | Renovation | Completed | Installation / Repair - Commercial - Rewire bathroom mirrors, replace lights and replace receptacles and switches inside 104 suites. >BP: 1st - 8th floors (Tower 2) Interior alterations to provide improvements to all 104 sleeping units and washrooms in this existing 8 storey hotel building on this site. Scope of work: update finishes, flooring, plumbing fixtures, lighting, electrical and plumbing work. OK for Field Review per S. Dyste; Sept. 12, 2022 Upgrade to control Parking Garage Lighting (per 9.4.1.3 of ASHRAE 90.1-2016) | Fitterer Electric Ltd
NULL | NULL | 1110 HOWE STREET, Vancouver, BC V6Z 1R2 | Plumbing Permit | Commercial | Renovation | Draft | Commercial - replace shower bases and shower valves, piping to shower valves from riser. install new toilets and new sinks all in existing locations | NULL
PP-2023-00261 | 2023-01-26 | 1110 HOWE STREET, Vancouver, BC V6Z 1R2 | Plumbing Permit | Commercial | Renovation | Issued | Commercial - Install new shower bases, new shower valves, re and re sinks, re and re toilets >1st - 8th floors (Tower 2) Interior alterations to provide improvements to all 104 sleeping units and washrooms in this existing 8 storey hotel building on this site. Scope of work: update finishes, flooring, plumbing fixtures, lighting, electrical and plumbing work. OK for Field Review per S. Dyste; Sept. 12, 2022 Upgrade to control Parking Garage Lighting (per 9.4.1.3 of ASHRAE 90.1-2016) Energy checklist is currently no longer required with your Building Permit (BP) application. Some supporting documents are still required at BP stage, specifically Envelope and HVAC, if applicable. Service Water Heating and Lighting supporting documents, if applicable, must be submitted with your related trades permits (e.g. electrical and plumbing). All energy upgrades will be checked during inspections stage. It is the applicant’s responsibility to identify and note all required upgrades including energy upgrades on their BP drawings at BP stage. | Graystone Strata Care Ltd
EP-2024-00475 | 2024-02-06 | 1110 HOWE STREET, Vancouver, BC V6Z 1R2 | Electrical Permit | Commercial | Renovation | Issued | Installation / Repair - Commercial - Replace receptacles, switches and lights in hallways and suites. >BP: 1st - 8th floors (Tower 2) Interior alterations to provide improvements to all 104 sleeping units and washrooms in this existing 8 storey hotel building on this site. Scope of work: update finishes, flooring, plumbing fixtures, lighting, electrical and plumbing work. | Fitterer Electric Ltd
EP-2023-03657 | 2023-04-27 | 1125 HOWE STREET, Vancouver, BC V6Z 2K8 | Electrical Permit | Commercial | Tenant Improvement | Completed | Installation / Repair - Commercial - Tenant improvement: install plugs, lighting, lighting controls, exit sign, relocate 8 fire alarm speakers and 3 smoke detectors, relocate 1 panel and install 169 data lines. >BP: #410 and #430 - 4th floor Interior alterations to demise the existing full floor office unit #400 into two units to be #410 and #430 for a new office tenant occupying both units. Scope of work: remove interior partition walls, doors and construct new demising walls, new public corridor, door, finishes, millwork, lighting, electrical and sprinkler work. TENANT: Rancho Management Services Ltd. | Blueline Electrical Services Ltd
NULL | NULL | 1125 HOWE STREET, Vancouver, BC V6Z 2K8 | Electrical Permit | Commercial | Tenant Improvement | Withdrawn | Installation / Repair - Commercial - Rewire lobby speakers with correct FT6 plenum rated cable | LRM Marketing Ltd.
EP-2022-00216 | 2022-01-14 | 1205 HOWE STREET, Vancouver, BC V6Z 0B2 | Electrical Permit | Commercial | Addition | Completed | Installation / Repair - Commercial - Install a 208v 20a circuit for an EVSE is stall #64. | Cielo Electric Ltd
EP-2022-08909 | 2022-10-19 | 1205 HOWE STREET, Vancouver, BC V6Z 0B2 | Electrical Permit | Commercial | Addition | Completed | Installation / Repair - Commercial - Install a 208v 20a circuit for a wall mounted EVSE in parking stall 34, maximum output of EVSE is 16a. | Cielo Electric Ltd
EP-2024-00529 | 2024-01-29 | 3875 INVERNESS STREET, Vancouver, BC V5V 4W1 | Electrical Permit | Residential | Renovation | Issued | Installation / Repair - Residential - Full Basement Renovation, new lighting lay out and circuitry throughout. >BP: Exterior and interior alterations to change the use from single detached house with secondary suite to a single detached house and to validate a rear balcony REUP submitted by Matt Steer Structural Schedule B submitted by T. S. Wong, P. Eng., 604-306-0821 (glass guardrails) Structural Schedule B submitted by Zhiguo (Gary) Zhang - 604-319-9998 | CSK Electric Inc
EP-2024-00034 | 2024-01-04 | 8860 HUDSON STREET, Vancouver, BC V6P 4N2 | Electrical Permit | Commercial | NULL | Issued | Annual / Operating - Safetly Checks,EM light, Fire Alarm System,,electrical. Renewal of EP-2023-02901 Valid: Dec 6, 2023 to Dec 5, 2024 | Apna Fire & Electrical Service Ltd
EP-2023-02901 | 2023-04-06 | 8860 HUDSON STREET, Vancouver, BC V6P 4N2 | Electrical Permit | Commercial | NULL | Expired | Annual / Operating - Annual /Operating permit.Safety Checks (CF-2023-000035) Renewal of EP-2021-09011 Valid: Dec 6, 2022 to Dec 5, 2023 | Apna Fire & Electrical Service Ltd
EP-2022-05742 | 2022-07-25 | 1600 HOWE STREET, Vancouver, BC V6Z 2L9 | Electrical Permit | Commercial | Renovation | Completed | Installation / Repair - Commercial - Replace existing 3pole 70A breakers and feeder conductors to suites. Install 3pole 100A breakers and #3 copper feeders to suites. No changes to suite loads, meter stack breakers and feeders only. -We are just upgrading the feeder size and main breakers. 120/208 3phase 100A service in each suite, 600A 120/208 3 phase main service to meter stack | Houle Electric Limited
PP-2022-02294 | 2022-06-29 | 4539 HOY STREET, Vancouver, BC V5R 4N5 | Plumbing Permit | Residential | New | Completed | Residential - New house >BP: To construct a two-storey two-family dwelling with two secondary suites ($751,000) located in the basement, with a detached accessory building (garage) and an open parking pad at the rear providing 3 parking spaces, having vehicular access from the lane. Note: This Building Permit will remain in a suspended status until the associated (green) Demolition Permit BP-2021-05304 is completed. Note: This is a 2 storey building pursuant to the Zoning and Development By-Law. 1. Covenant registered at the Land Title Office under CA9709190 2. No strata titling of the secondary suites permitted 3. A/C units proposed in the rear yard 4. No bar sinks proposed 5. Schedule B: ANTONY WANG 604-618-6236 Structural & Geotechnical 6. BC Housing Residential Builder - Royal Casa Construction Ltd. Address number assigned as per approved plans for Fire and Emergency response. The address number is to be posted and to the building and to be visible from the street in accordance with the Building By-law prior to final inspection. ******THIS PERMIT HAS BEEN ISSUED UNDER THE REQUIREMENTS OF VBBL #12511 (2019)****** | J S Hayer Plumbing & Heating Ltd
GP-2022-02904 | 2022-09-28 | 4539 HOY STREET, Vancouver, BC V5R 4N5 | Gas Permit | Residential | New | Completed | Residential - Install 2 gas fireplaces for: >BP: To construct a two-storey two-family dwelling with two secondary suites ($751,000) located in the basement, with a detached accessory building (garage) and an open parking pad at the rear providing 3 parking spaces, having vehicular access from the lane. | JOT MECHANICAL LTD
SP-2022-01623 | 2022-10-04 | 4539 HOY STREET, Vancouver, BC V5R 4N5 | Sprinkler Permit | Residential | New | Completed | Residential - new sprinkler installation >BP: To construct a two-storey two-family dwelling with two secondary suites ($751,000) located in the basement, with a detached accessory building (garage) and an open parking pad at the rear providing 3 parking spaces, having vehicular access from the lane. Note: This Building Permit will remain in a suspended status until the associated (green) Demolition Permit BP-2021-05304 is completed. Note: This is a 2 storey building pursuant to the Zoning and Development By-Law. 1. Covenant registered at the Land Title Office under CA9709190 2. No strata titling of the secondary suites permitted 3. A/C units proposed in the rear yard 4. No bar sinks proposed 5. Schedule B: ANTONY WANG 604-618-6236 Structural & Geotechnical 6. BC Housing Residential Builder - Royal Casa Construction Ltd. Address number assigned as per approved plans for Fire and Emergency response. The address number is to be posted and to the building and to be visible from the street in accordance with the Building By-law prior to final inspection. ******THIS PERMIT HAS BEEN ISSUED UNDER THE REQUIREMENTS OF VBBL #12511 (2019)****** | Real Tech Fire Protection Ltd
EP-2022-07533 | 2022-09-29 | 4539 HOY STREET, Vancouver, BC V5R 4N5 | Electrical Permit | Residential | New | Completed | Installation / Repair - Residential - duplex house with detached garage new construction >BP: To construct a two-storey two-family dwelling with two secondary suites ($751,000) located in the basement, with a detached accessory building (garage) and an open parking pad at the rear providing 3 parking spaces, having vehicular access from the lane. Note: This Building Permit will remain in a suspended status until the associated (green) Demolition Permit BP-2021-05304 is completed. Note: This is a 2 storey building pursuant to the Zoning and Development By-Law. 1. Covenant registered at the Land Title Office under CA9709190 2. No strata titling of the secondary suites permitted 3. A/C units proposed in the rear yard 4. No bar sinks proposed 5. Schedule B: ANTONY WANG 604-618-6236 Structural & Geotechnical 6. BC Housing Residential Builder - Royal Casa Construction Ltd. | ABC1 ELECTRICAL SERVICES LTD.
MP-2022-00145 | 2022-08-26 | 4539 HOY STREET, Vancouver, BC V5R 4N5 | Mechanical Permit | NULL | NULL | Completed | NULL | J S Hayer Plumbing & Heating Ltd
GP-2022-03040 | 2022-10-07 | 4539 HOY STREET, Vancouver, BC V5R 4N5 | Gas Permit | Residential | New | Completed | Residential - Two complete boilers and piping only for two fireplaces and four stoves. >BP: To construct a two-storey two-family dwelling with two secondary suites ($751,000) located in the basement, with a detached accessory building (garage) and an open parking pad at the rear providing 3 parking spaces, having vehicular access from the lane. Note: This Building Permit will remain in a suspended status until the associated (green) Demolition Permit BP-2021-05304 is completed. Note: This is a 2 storey building pursuant to the Zoning and Development By-Law. 1. Covenant registered at the Land Title Office under CA9709190 2. No strata titling of the secondary suites permitted 3. A/C units proposed in the rear yard 4. No bar sinks proposed 5. Schedule B: ANTONY WANG 604-618-6236 Structural & Geotechnical 6. BC Housing Residential Builder - Royal Casa Construction Ltd. Address number assigned as per approved plans for Fire and Emergency response. The address number is to be posted and to the building and to be visible from the street in accordance with the Building By-law prior to final inspection. ******THIS PERMIT HAS BEEN ISSUED UNDER THE REQUIREMENTS OF VBBL #12511 (2019)****** Amend: Apr 14th, 2023 Amend permit - make two stoves complete instead of piping only. Stove Btu 55000 each. | Ultra Mechanical Ltd
EP-2022-08449 | 2022-10-06 | 4539 HOY STREET, Vancouver, BC V5R 4N5 | Electrical Permit | Residential | New | Completed | Installation / Repair - Residential - Data cables and security cameras telephone doorbells security alarm systems vacuum systems >BP: To construct a two-storey two-family dwelling with two secondary suites ($751,000) located in the basement, with a detached accessory building (garage) and an open parking pad at the rear providing 3 parking spaces, having vehicular access from the lane. Note: This Building Permit will remain in a suspended status until the associated (green) Demolition Permit BP-2021-05304 is completed. Note: This is a 2 storey building pursuant to the Zoning and Development By-Law. 1. Covenant registered at the Land Title Office under CA9709190 2. No strata titling of the secondary suites permitted 3. A/C units proposed in the rear yard 4. No bar sinks proposed 5. Schedule B: ANTONY WANG 604-618-6236 Structural & Geotechnical 6. BC Housing Residential Builder - Royal Casa Construction Ltd. Address number assigned as per approved plans for Fire and Emergency response. The address number is to be posted and to the building and to be visible from the street in accordance with the Building By-law prior to final inspection. ******THIS PERMIT HAS BEEN ISSUED UNDER THE REQUIREMENTS OF VBBL #12511 (2019)****** | Innova Security Systems Inc
EP-2022-00525 | 2022-01-25 | 4539 HOY STREET, Vancouver, BC V5R 4N5 | Electrical Permit | Residential | New | Expired | Temporary Power - Residential - To provide temporary power. NOTE: Work authorized by this permit is for placement of a temporary power pole only and does not authorize any site construction and/or excavation. A separate Building Permit will be required prior to commencement of any other work on this site. | ABC1 ELECTRICAL SERVICES LTD.
PP-2022-01861 | 2022-06-01 | 4539 HOY STREET, Vancouver, BC V5R 4N5 | Plumbing Permit | Residential | New | Completed | Residential - sump >BP: To construct a two-storey two-family dwelling with two secondary suites ($751,000) located in the basement, with a detached accessory building (garage) and an open parking pad at the rear providing 3 parking spaces, having vehicular access from the lane. Note: This Building Permit will remain in a suspended status until the associated (green) Demolition Permit BP-2021-05304 is completed. Note: This is a 2 storey building pursuant to the Zoning and Development By-Law. 1. Covenant registered at the Land Title Office under CA9709190 2. No strata titling of the secondary suites permitted 3. A/C units proposed in the rear yard 4. No bar sinks proposed 5. Schedule B: ANTONY WANG 604-618-6236 Structural & Geotechnical 6. BC Housing Residential Builder - Royal Casa Construction Ltd. Address number assigned as per approved plans for Fire and Emergency response. The address number is to be posted and to the building and to be visible from the street in accordance with the Building By-law prior to final inspection. ******THIS PERMIT HAS BEEN ISSUED UNDER THE REQUIREMENTS OF VBBL #12511 (2019)****** | BigCity Excavation Ltd
GP-2022-01199 | 2022-04-18 | 4586 HOY STREET, Vancouver, BC V5R 4N4 | Gas Permit | Residential | Renovation | Completed | Residential - Replacement furnace | BC Wide Home Services Ltd
EP-2023-01118 | 2023-02-09 | 4591 HOY STREET, Vancouver, BC V5R 4N5 | Electrical Permit | Residential | Renovation | Completed | Installation / Repair - Residential - upgrade service from 100A 120/240V to 200A 120/240V . | Gewang Electric Ltd
GP-2022-00033 | 2022-01-07 | 5327 JOYCE STREET, Vancouver, BC V5R 4H3 | Gas Permit | Residential | Tenant Improvement | Completed | Residential - Furnace replacement | All West Heating Ltd
EP-2022-07686 | 2022-09-14 | 5342 JOYCE STREET, Vancouver, BC V5R 4H2 | Electrical Permit | Residential | Renovation | Completed | Installation / Repair - Residential - Check for back feed, reground service, correct any wiring hazard, safety check | Frank A MacLeod
PP-2022-00340 | 2022-02-02 | 4580 JOYCE STREET, Vancouver, BC V5R 4E6 | Plumbing Permit | Residential | New | Completed | Residential - LWH - #3 - installation of sump in backyard To construct a 2 storey laneway house building with 1 on grade parking space, having vehicular access from the lane. The entire building, INCLUDING THE ATTACHED GARAGE (if applicable), to be sprinklered to NFPA 13D 1. No A/C unit proposed | J B Siteworks Inc
EP-2022-02632 | 2022-04-01 | 4580 JOYCE STREET, Vancouver, BC V5R 4E6 | Electrical Permit | Residential | Renovation | Completed | Installation / Repair - Residential - laneway house is added to this existing home has seperate permit. new underground cable is provided to this home from 200amp duplex meter service. | BRITECH ELECTRIC LTD
PP-2023-00346 | 2023-02-01 | 4648 JOYCE STREET, Vancouver, BC V5R 4E8 | Plumbing Permit | Residential | Addition | Completed | Residential - Relocation of bathroom & addition of bar sink >BP: Exterior and interior alterations, crawlspace dig out of approximately 445 sq ft addition and a change of use from a one family dwelling to a one family dwelling with a secondary suite providing two off street parking spaces in a garage accessed from the lane. Exterior work to add windows on the north, south and east elevations. | Metro Plumbing Ltd
EP-2023-06062 | 2023-07-20 | 4648 JOYCE STREET, Vancouver, BC V5R 4E8 | Electrical Permit | Residential | Tenant Improvement | Completed | Installation / Repair - Residential - Existing basement suite converted to legal 2 bedroom suite >BP: Exterior and interior alterations, crawlspace dig out of approximately 445 sq ft addition and a change of use from a one family dwelling to a one family dwelling with a secondary suite providing two off street parking spaces in a garage accessed from the lane. Exterior work to add windows on the north, south and east elevations. Ok for Field Review per W. Wong Schedule B Structural & Geotechnical (permanent & temp) submitted as per Jason Hui, P.Eng, 778-319-3403, info@vancouvereng.ca Note: - No strata-titling will be permitted. - An annual Vancouver Business License must be obtained prior to the rental of this approved one-family dwelling and/or secondary suite on this site. - Provide interconnected, hard-wired smoke alarms with carbon monoxide detection, battery back-up and silencing feature in every bedroom and one on every floor which must be located in the hallway when the bedrooms are served by a hallway. (VBBL Articles - Install Carbon Monoxide Alarm as per Building By-Law 9.32.4.2 - Ceiling height to be a min. 6ft 5" over 80% of the suite area and all exit routes - Dedicated 3'-0" wide firefighting access path with overhead clearance of 2m to be maintained at all times | Highlight Electrical Ltd
SP-2023-01231 | 2023-07-13 | 4648 JOYCE STREET, Vancouver, BC V5R 4E8 | Sprinkler Permit | Residential | Addition | Completed | Residential - Sprinkler installation in the new basement >DB: Exterior and interior alterations, crawlspace dig out of approximately 445 sq ft addition and a change of use from a one family dwelling to a one family dwelling with a secondary suite providing two off street parking spaces in a garage accessed from the lane. Exterior work to add windows on the north, south and east elevations. | Ecofire Sprinklers Ltd
EP-2022-07702 | 2022-09-16 | 1110 HAMILTON STREET, Vancouver, BC V6B 2S2 | Electrical Permit | Commercial | Tenant Improvement | Completed | Installation / Repair - Commercial - To rewire Lighting Controls to ensure the lighting complies with the Ashrae requirements. Wire & Install motion sensors to switch off lighting in Vacant Areas for energy savings. Replace the fixtures in the Kitchen, Shower room & Server to LED fixtures. #301- 3rd floor Interior alterations to provide improvements for a new office tenant on the 3rd floor (#301) in this existing commercial building. Scope of work: demo and construction of partition walls, doors, millwork & finishes for new layout. Plumbing for new sink, electrical, sprinklers to suit. TENANT: Emtelligent Software Ltd. | Roussos Electric Ltd
NULL | NULL | 1110 HAMILTON STREET, Vancouver, BC V6B 2S2 | Electrical Permit | Commercial | Tenant Improvement | Draft | Installation / Repair - Commercial - For work at 301-1110 Hamilton Street, Vancouver to rewire Lighting Controls to ensure the lighting complies with Ashrae requirements. Wire & Install Motion Sensors to switch off Vacant Areas Lighting for Energy Saving. Replace the Fixtures in the Kitchen, Server Room & Shower Room to LED Fixtures. | Roussos Electric Ltd
EP-2022-00382 | 2022-01-19 | 1120 HAMILTON STREET, Vancouver, BC | Electrical Permit | Commercial | New | Completed | Installation / Repair - Commercial - UNIT#209 installation of wireless alarm system | Telus Custom Security Systems Inc
EP-2022-08076 | 2022-09-26 | 1132 HAMILTON STREET, Vancouver, BC V6B 2S2 | Electrical Permit | Commercial | Renovation | Completed | Installation / Repair - Commercial - Installation of AV cabling in 2nd floor multipurpose room, meeting room. Some equipment centralized in 2nd floor IDF room. Data and Fiber installed by others. #200 - 2nd floor (full floor tenant) Interior alterations to provide improvements to this new full floor office tenant on the 2nd floor in this existing Municipally designated Heritage C commercial building. Scope of work: remove existing raised floor structure and all associated hardware, floor finish and kitchen millwork. Select removal and construction of partition walls, new kitchen millwork, floor finishes and lighting lighting. Remove and install mechanical ductwork & diffusers, electrical, plumbing, mechanical and electrical work. TENANT: The Walt Disney Company - occupying the 2nd, 3rd, 4th, 5th & 6th floors (reception on 5th floor) | MVCC VIDEO COMMUNICATIONS
EP-2022-08077 | 2022-09-26 | 1132 HAMILTON STREET, Vancouver, BC V6B 2S2 | Electrical Permit | Commercial | Tenant Improvement | Completed | Installation / Repair - Commercial - Installation of AV cabling in 5th floor theatre to send signals to a projector and theatre speakers, staff lounge speakers and AV cabling in interview room to allow sharing of computer screen to the room. Data and Fiber installed by others. #500 - 5th Floor (Full Floor) Interior alterations to provide tenant improvements to this new full-floor office tenant on the 5th floor (#500) of this existing Municipally designated Heritage C commercial/industrial building. Scope of work includes: Demolish partition walls, doors, floor finishes, plumbing fixtures, existing millwork and dropped ceiling. Construct new walls, new doors, existing raised floor structure to remain. Electrical, plumbing and sprinkler work to suit. TENANT: The Walt Disney Company - Occupying 2nd,3rd,4th,5th,6th floors (reception on 5th floor ) | MVCC VIDEO COMMUNICATIONS
EP-2022-08078 | 2022-09-26 | 1132 HAMILTON STREET, Vancouver, BC V6B 2S2 | Electrical Permit | Commercial | Tenant Improvement | Completed | Installation / Repair - Commercial - Installation of AV cabling in 6th floor screening room and meeting room for in room presentations and post production viewing. Some equipment centralized in 6th floor IDF room. Data and Fiber installed by others. #600 - 6th Floor Interior alterations to provide improvements to this new full-floor office tenant on the 6th floor (#600) at this existing Municipally designated Heritage C commercial building. Scope: Demo and new partition walls, new washroom sink, new floor finishes, millwork, lighting, HVAC, electrical, sprinkler, plumbing and mechanical work to suit. TENANT: The Walt Disney Company - occupying 2nd, 3rd, 4th, 5th, & 6th floor (reception on 5th floor ) | MVCC VIDEO COMMUNICATIONS
EP-2022-05669 | 2022-07-11 | 1132 HAMILTON STREET, Vancouver, BC V6B 2S2 | Electrical Permit | Commercial | Renovation | Completed | Installation / Repair - Commercial - Install new lighting, controls and communication system ** Amend 11/30/2022** add data to the installation scope | Action Electric Ltd
SP-2022-01212 | 2022-07-29 | 1132 HAMILTON STREET, Vancouver, BC V6B 2S2 | Sprinkler Permit | Commercial | Tenant Improvement | Completed | Commercial - UNIT #500 - 5TH FLOOR - ADD AND RELOCATE 9 SPRINKLER HEADS #500 - 5th Floor (Full Floor) Interior alterations to provide tenant improvements to this new full-floor office tenant on the 5th floor (#500) of this existing Municipally designated Heritage C commercial/industrial building. Scope of work includes: Demolish partition walls, doors, floor finishes, plumbing fixtures, existing millwork and dropped ceiling. Construct new walls, new doors, existing raised floor structure to remain. Electrical, plumbing and sprinkler work to suit. TENANT: The Walt Disney Company - Occupying 2nd,3rd,4th,5th,6th floors (reception on 5th floor ) *****This application does not include any of the following: 1. Not more than 20 sprinklers (add, relocate, or remove), 2. hydraulic calculations, 3. change in occupancy and /or hazard classification, 4. warehouse storage arrangements, 5. mobile compact storage arrangements, 6. alternative solutions, 7. changes to the sprinkler system supply piping (e.g. valves, mains, cross-mains, branch-lines, etc.), or 8. flexible sprinkler pipe. | Priority Fire Systems Ltd
SP-2022-01213 | 2022-07-29 | 1132 HAMILTON STREET, Vancouver, BC V6B 2S2 | Sprinkler Permit | Commercial | Tenant Improvement | Completed | Commercial - UNIT #600 - 6TH FLOOR - ADD AND RELOCATE 2 SPRINKLER HEADS #600 - 6th Floor Interior alterations to provide improvements to this new full-floor office tenant on the 6th floor (#600) at this existing Municipally designated Heritage C commercial building. Scope: Demo and new partition walls, new washroom sink, new floor finishes, millwork, lighting, HVAC, electrical, sprinkler, plumbing and mechanical work to suit. TENANT: The Walt Disney Company - occupying 2nd, 3rd, 4th, 5th, & 6th floor (reception on 5th floor ) *****This application does not include any of the following: 1. Not more than 20 sprinklers (add, relocate, or remove), 2. hydraulic calculations, 3. change in occupancy and /or hazard classification, 4. warehouse storage arrangements, 5. mobile compact storage arrangements, 6. alternative solutions, 7. changes to the sprinkler system supply piping (e.g. valves, mains, cross-mains, branch-lines, etc.), or 8. flexible sprinkler pipe. | Priority Fire Systems Ltd
SP-2022-01210 | 2022-07-29 | 1132 HAMILTON STREET, Vancouver, BC V6B 2S2 | Sprinkler Permit | Commercial | Tenant Improvement | Completed | Commercial - ADD AND RELOCATE 8 SPRINKLER HEADS >BP: Interior alterations to provide improvements to this new full-floor office tenant on the 3rd floor at this existing Municipally designated municipally designated Heritage C commercial building. Scope of work: remove existing raised floor structure and all associated hardware, & floor finish. Select demo and new partition walls. New floor finish, & lighting. Remove and install mechanical ductwork & diffusers. Electrical, Plumbing, Sprinklers to suit. Tenant- : The Walt Disney Co. - occupying 2nd, 3rd, 4th, 5th & 6th floors (Reception on 5th floor) See: BP-2022-02647 for 2nd floor BP-2022-02615 - 4th floor BP-2022-02620 - 5th floor BP-2022-02641 - 6th floor OK for Field Review for Office TI E2 - Lighting - Upgrade to incorporate Scheduled Shutoff (per 9.4.1.1.(i) of ASHRAE 90.1-2016) Energy checklist is currently no longer required with your Building Permit (BP) application. Some supporting documents are still required at BP stage, specifically Envelope and HVAC, if applicable. Service Water Heating and Lighting supporting documents, if applicable, must be submitted with your related trades permits (e.g. electrical and plumbing). All energy upgrades will be checked during inspections stage. It is the applicant's responsibility to identify and note all required upgrades including energy upgrades on their BP drawings at BP stage. *****This application does not include any of the following: 1. Not more than 20 sprinklers (add, relocate, or remove), 2. hydraulic calculations, 3. change in occupancy and /or hazard classification, 4. warehouse storage arrangements, 5. mobile compact storage arrangements, 6. alternative solutions, 7. changes to the sprinkler system supply piping (e.g. valves, mains, cross-mains, branch-lines, etc.), or 8. flexible sprinkler pipe. | Priority Fire Systems Ltd
SP-2022-01211 | 2022-07-29 | 1132 HAMILTON STREET, Vancouver, BC V6B 2S2 | Sprinkler Permit | Commercial | Tenant Improvement | Completed | Commercial - UNIT #400 - 4TH FLOOR - ADD AND RELOCATE 4 SPRINKLER HEADS #400 - 4th Floor (full floor) Interior alterations to provide tenant improvements to this existing full-floor office space for a new office tenant (Walt Disney Company) on the 4th floor (#400) of this existing Municipally Designated Vancouver Heritage "C" commercial/industrial building on this site. Scope of work: Demolish/construct partition walls, remove raised floor structures, card reader, install new floor throughout, new doors, new cabinet doors, undermount sink, HVAC, electrical, plumbing and sprinkler work to suit. TENANT: Walt Disney Company - Occupying 2nd, 3rd, 4th, 5th,& 6th floors (Reception on 5th floor) *****This application does not include any of the following: 1. Not more than 20 sprinklers (add, relocate, or remove), 2. hydraulic calculations, 3. change in occupancy and /or hazard classification, 4. warehouse storage arrangements, 5. mobile compact storage arrangements, 6. alternative solutions, 7. changes to the sprinkler system supply piping (e.g. valves, mains, cross-mains, branch-lines, etc.), or 8. flexible sprinkler pipe. | Priority Fire Systems Ltd
SP-2022-01209 | 2022-07-29 | 1132 HAMILTON STREET, Vancouver, BC V6B 2S2 | Sprinkler Permit | Commercial | Tenant Improvement | Completed | Commercial - ADD 2 NEW SPRINKLER HEADS >BP: Interior alterations to provide improvements to this new full floor office tenant on the 2nd floor in this existing Municipally designated Heritage C commercial building. Scope of work: remove existing raised floor structure and all associated hardware, floor finish and kitchen millwork. Select removal and construction of partition walls, new kitchen millwork, floor finishes and lighting lighting. Remove and install mechanical ductwork & diffusers, electrical, plumbing, mechanical and electrical work. TENANT: The Walt Disney Company - occupying the 2nd, 3rd, 4th, 5th & 6th floors (reception on 5th floor) See BP-2022-634 for 3rd floor BP-2022-02615 - 4th floor BP-2022-02620 - 5th floor BP-2022-02641 - 6th floor E2 - Lighting - Upgrade to incorporate Scheduled Shutoff (per 9.4.1.1.(i) of ASHRAE 90.1-2016) Energy checklist is currently no longer required with your Bu Permit (BP) application. Some supporting documents are still required at BP stage, specifically Envelope and HVAC, if applicable. Service Water Heating and Lighting supporting documents, if applicable, must be submitted with your related trades permits (e.g. electrical and plumbing). All energy upgrades will be checked during inspections stage. It is the applicant's responsibility to identify and note all required upgrades including energy upgrades on their BP drawings at BP stage. *****This application does not include any of the following: 1. Not more than 20 sprinklers (add, relocate, or remove), 2. hydraulic calculations, 3. change in occupancy and /or hazard classification, 4. warehouse storage arrangements, 5. mobile compact storage arrangements, 6. alternative solutions, 7. changes to the sprinkler system supply piping (e.g. valves, mains, cross-mains, branch-lines, etc.), or 8. flexible sprinkler pipe. | Priority Fire Systems Ltd
EP-2022-08629 | 2022-10-17 | 1132 HAMILTON STREET, Vancouver, BC V6B 2S2 | Electrical Permit | Commercial | Renovation | Completed | Installation / Repair - Commercial - Access Control & CCTV system install >BP: Interior alterations to provide improvements to this new full floor office tenant on the 2nd floor in this existing Municipally designated Heritage C commercial building. Scope of work: remove existing raised floor structure and all associated hardware, floor finish and kitchen millwork. Select removal and construction of partition walls, new kitchen millwork, floor finishes and lighting lighting. Remove and install mechanical ductwork & diffusers, electrical, plumbing, mechanical and electrical work. TENANT: The Walt Disney Company - occupying the 2nd, 3rd, 4th, 5th & 6th floors (reception on 5th floor) See BP-2022-634 for 3rd floor BP-2022-02615 - 4th floor BP-2022-02620 - 5th floor BP-2022-02641 - 6th floor E2 - Lighting - Upgrade to incorporate Scheduled Shutoff (per 9.4.1.1.(i) of ASHRAE 90.1-2016) Energy checklist is currently no longer required with your Bu Permit (BP) application. Some supporting documents are still required at BP stage, specifically Envelope and HVAC, if applicable. Service Water Heating and Lighting supporting documents, if applicable, must be submitted with your related trades permits (e.g. electrical and plumbing). All energy upgrades will be checked during inspections stage. It is the applicant's responsibility to identify and note all required upgrades including energy upgrades on their BP drawings at BP stage. | PALADIN TECHNOLOGIES INC
EP-2022-08860 | 2022-10-18 | 1132 HAMILTON STREET, Vancouver, BC V6B 2S2 | Electrical Permit | Commercial | Renovation | Completed | Installation / Repair - Commercial - Access Control & CCTV system install NO MAGLOCKS >BP: Interior alterations to provide improvements to this new full-floor office tenant on the 6th floor (#600) at this existing Municipally designated Heritage C commercial building. Scope: Demo and new partition walls, new washroom sink, new floor finishes, millwork, lighting, HVAC, electrical, sprinkler, plumbing and mechanical work to suit. REVISION #1- add a private office (#623) with swing door and sidelight. Increase project value from $120,000.00 to $155,000.00 TENANT: The Walt Disney Company - occupying 2nd, 3rd, 4th, 5th, & 6th floor (reception on 5th floor ) See BP-2022-02647 for 2nd floor BP-2022-02634 - 3rd floor BP-2022-02615 - 4th floor BP-2022-02620 - 5th floor Letters of Assurance submitted: Schedule A and Architectural Schedule B Renante Solivar, Architect, AIBC. 604.687.2990 Electrical Schedule B by Roger Dupuis, P.Eng., 604.569.6500 Plumbing/Mechanical Schedule B by Eric Cresswell, P.Eng., 604.684.5995 Building Sprinklered – Separate sprinkler permit required for proposed sprinkler work. E2 - Lighting - Upgrade to incorporate Scheduled Shutoff (per 9.4.1.1.(i) of ASHRAE 90.1-2016) | PALADIN TECHNOLOGIES INC
EP-2022-08859 | 2022-10-18 | 1132 HAMILTON STREET, Vancouver, BC V6B 2S2 | Electrical Permit | Commercial | Renovation | Completed | Installation / Repair - Commercial - Access Control & CCTV system install NO MAG LOCKS >BP: Interior alterations to provide tenant improvements to this new full-floor office tenant on the 5th floor (#500) of this existing Municipally designated Heritage C commercial/industrial building. Scope of work includes: Demolish partition walls, doors, floor finishes, plumbing fixtures, existing millwork and dropped ceiling. Construct new walls, new doors, existing raised floor structure to remain. Electrical, plumbing and sprinkler work to suit. TENANT: The Walt Disney Company - Occupying 2nd,3rd,4th,5th,6th floors (reception on 5th floor ) See BP-2022-02647 for 2nd floor BP-2022-02634 - 3rd floor BP-2022-02615 - 4th floor BP-2022-02641 - 6th floor OK For Field Review per Andrew W - May 19/22 Letters of Assurance submitted: Schedule A and Architectural Schedule B by Renante Solivar, Architect, AIBC. 604.687.2990 Electrical Schedule B by Roger Dupuis, P.Eng., 604.569.6500 Mechanical Schedule B by Eric Cresswell, P.Eng., 604.684.5995 Building Sprinklered – Separate sprinkler permit required for proposed sprinkler work. E2 - Lighting - Upgrade to incorporate Scheduled Shutoff (per 9.4.1.1.(i) of ASHRAE 90.1-2016) | PALADIN TECHNOLOGIES INC
EP-2022-08858 | 2022-10-18 | 1132 HAMILTON STREET, Vancouver, BC V6B 2S2 | Electrical Permit | Commercial | Tenant Improvement | Completed | Installation / Repair - Commercial - Access Control & CCTV system install NO MAG LOCKS >BP: Interior alterations to provide improvements to this new full-floor office tenant on the 3rd floor at this existing Municipally designated municipally designated Heritage C commercial building. Scope of work: remove existing raised floor structure and all associated hardware, & floor finish. Select demo and new partition walls. New floor finish, & lighting. Remove and install mechanical ductwork & diffusers. Electrical, Plumbing, Sprinklers to suit. Tenant- : The Walt Disney Co. - occupying 2nd, 3rd, 4th, 5th & 6th floors (Reception on 5th floor) See: BP-2022-02647 for 2nd floor BP-2022-02615 - 4th floor BP-2022-02620 - 5th floor BP-2022-02641 - 6th floor OK for Field Review for Office TI E2 - Lighting - Upgrade to incorporate Scheduled Shutoff (per 9.4.1.1.(i) of ASHRAE 90.1-2016) Energy checklist is currently no longer required with your Building Permit (BP) application. Some supporting documents are still required at BP stage, specifically Envelope and HVAC, if applicable. Service Water Heating and Lighting supporting documents, if applicable, must be submitted with your related trades permits (e.g. electrical and plumbing). All energy upgrades will be checked during inspections stage. It is the applicant's responsibility to identify and note all required upgrades including energy upgrades on their BP drawings at BP stage. | PALADIN TECHNOLOGIES INC
EP-2022-08861 | 2022-10-18 | 1132 HAMILTON STREET, Vancouver, BC V6B 2S2 | Electrical Permit | Commercial | Renovation | Completed | Installation / Repair - Commercial - Access Control & CCTV system install NO MAGLOCKS >BP: Interior alterations to provide tenant improvements to this existing full-floor office space for a new office tenant (Walt Disney Company) on the 4th floor (#400) of this existing Municipally Designated Vancouver Heritage "C" commercial/industrial building on this site. Scope of work: Demolish/construct partition walls, remove raised floor structures, card reader, install new floor throughout, new doors, new cabinet doors, undermount sink, HVAC, electrical, plumbing and sprinkler work to suit. REVISION #1 - New sound isolated ceiling and change of wall construction for acoustical purpose to viewing room #409 & #409A. TENANT: Walt Disney Company - Occupying 2nd, 3rd, 4th, 5th,& 6th floors (Reception on 5th floor) See BP-2026487 for 2nd floor BP-2022-02634 - 3rd floor BP-2022-02620 - 5th floor BP-2022-02641 - 6th floor OK for Field Review per Andrew W- June 1/22 Letters of Assurance submitted: Schedule A and Architectural Schedule B by Renante Solivar, Architect, AIBC. 604.687.2990 Electrical Schedule B by Roger Dupuis, P.Eng., 604.569.6500 Mechanical Schedule B by Eric Cresswell, P.Eng., 604.684.5995 Building Sprinklered – Separate sprinkler permit required for proposed sprinkler work. E2 - Lighting - Upgrade to incorporate Scheduled Shutoff (per 9.4.1.1.(i) of ASHRAE 90.1-2016) | PALADIN TECHNOLOGIES INC
PP-2022-03951 | 2022-11-02 | 1132 HAMILTON STREET, Vancouver, BC V6B 2S2 | Plumbing Permit | Commercial | Renovation | Completed | Commercial - Interior alterations, fixtures replacement #500 - 5th Floor (Full Floor) Interior alterations to provide tenant improvements to this new full-floor office tenant on the 5th floor (#500) of this existing Municipally designated Heritage C commercial/industrial building. Scope of work includes: Demolish partition walls, doors, floor finishes, plumbing fixtures, existing millwork and dropped ceiling. Construct new walls, new doors, existing raised floor structure to remain. Electrical, plumbing and sprinkler work to suit. TENANT: The Walt Disney Company - Occupying 2nd,3rd,4th,5th,6th floors (reception on 5th floor ) | KERN BSG MANAGEMENT LTD
NULL | NULL | 1178 HAMILTON STREET, Vancouver, BC V6B 2S2 | Plumbing Permit | Commercial | Renovation | Withdrawn | Commercial - Replacement of 4" Backflow Device - Parakade 1 (Water Entry Room) | Ainsworth Inc
GP-2023-02373 | 2023-08-14 | 3527 HAIDA DRIVE, Vancouver, BC V5M 3Y9 | Gas Permit | Residential | Renovation | Completed | Residential - replace gas water heater | Joyce Heating Services Ltd
EP-2022-04066 | 2022-06-02 | 3530 HAIDA DRIVE, Vancouver, BC V5M 3Z4 | Electrical Permit | Residential | Addition | Completed | Installation / Repair - Residential - Run a dedicated circuit for a heat pump. | JZ Electric Ltd
PP-2023-03746 | 2023-10-24 | 3538 HAIDA DRIVE, Vancouver, BC V5M 3Z4 | Plumbing Permit | Residential | New | Issued | Residential - Sump Installation for Main House and Detached Garage | G & H Demolition & Excavation Ltd.
EP-2023-11280 | 2024-01-08 | 3538 HAIDA DRIVE, Vancouver, BC V5M 3Z4 | Electrical Permit | Residential | New | Issued | Installation / Repair - Residential - ¦ 1FD + 1SS- 200A ¦ New electrical work *An approved mechanical permit is required for the installation of air conditioning or heat pump unit before a final electrical inspection will be performed >BP: To construct a 2 storey + basement one-family dwelling with a secondary suite ($788,900) located in the basement. 1- Covenant registered at the Land Title Office under CB228257 2- No strata titling permitted 3- Bar sink proposed in basement 4- No external mechanical unit proposed 5- Schedule B: Govinder S Dhesi P.Eng (604.580.3275) Structural & Geotechnical 6- HPO: Residential Builder - EHY Properties Inc ***This permit is issued under the VBBL 2019, with updated energy requirements as per bylaw # 12997 effective Jan 01, 2022.*** | Best Choice Electrical Ltd
PP-2023-04350 | 2023-12-18 | 3538 HAIDA DRIVE, Vancouver, BC V5M 3Z4 | Plumbing Permit | Residential | New | Issued | Residential - This is a new house with 28 fixtures >BP: To construct a 2 storey + basement one-family dwelling with a secondary suite located in the basement. Note: Parking for the site has been provided under DB-2022-02342 (Laneway House) 1- Covenant registered at the Land Title Office under CB228257 2- No strata titling permitted 3- Bar sink proposed in basement 4- No external mechanical unit proposed 5- Schedule B: Govinder S Dhesi P.Eng (604.580.3275) Structural & Geotechnical 6- HPO: Residential Builder - EHY Properties Inc | AKAL Plumbing & Heating Ltd
EP-2023-04870 | 2023-06-01 | 3538 HAIDA DRIVE, Vancouver, BC V5M 3Z4 | Electrical Permit | Residential | New | Issued | Temporary Power - Residential - To provide temporary power. | Best Choice Electrical Ltd
PP-2024-00113 | 2024-01-16 | 3559 HAIDA DRIVE, Vancouver, BC V5M 3Y9 | Plumbing Permit | Residential | New | Issued | Residential - 2FD - #1 & #2 - Plumbing DWV Rough in , Water pipe, Finishing >DB: To construct a 2.5 storey duplex with a detached accessory building (garage) at the rear providing 2 parking spaces, having vehicular access from the lane. Note: This is a 2.5 storey building pursuant to the Zoning and Development By-Law 1. External mechanical unit proposed ******THIS PERMIT HAS BEEN ISSUED UNDER THE REQUIREMENTS OF VBBL #12511 (2019)****** ***This permit is issued under the VBBL 2019, with updated energy requirements as per bylaw # 12997 effective Jan 01, 2022.*** | Sun Star Plumbing & Heating Ltd
PP-2023-04074 | 2023-11-20 | 3559 HAIDA DRIVE, Vancouver, BC V5M 3Y9 | Plumbing Permit | Residential | New | Issued | Residential - 2FD - One outside sump | East West Excavating 2022 ltd
EP-2023-07788 | 2023-08-28 | 3559 HAIDA DRIVE, Vancouver, BC V5M 3Y9 | Electrical Permit | Residential | New | Issued | Temporary Power - Residential - To provide temporary power. NOTE: Work authorized by this permit is for placement of a temporary power pole only and does not authorize any site construction and/or excavation. A separate Building Permit will be required prior to commencement of any other work on this site. | Mr Power Electrical & Construction Ltd.
GP-2023-02328 | 2023-08-08 | 3562 HAIDA DRIVE, Vancouver, BC V5M 3Z4 | Gas Permit | Residential | Tenant Improvement | Completed | Residential - Re and Re the Boiler | Moore & Russell Heating Ltd
GP-2022-00555 | 2022-02-21 | 3581 HAIDA DRIVE, Vancouver, BC V5M 3Y9 | Gas Permit | Residential | Renovation | Completed | Residential - HWT RE AND RE | Sunrise Heating and Cooling Ltd
MP-2023-02040 | 2023-11-16 | 3608 HAIDA DRIVE, Vancouver, BC V5M 3Z4 | Mechanical Permit | NULL | NULL | Issued | NULL | Newtop Mechanical Ltd
PP-2023-03682 | 2023-10-19 | 3608 HAIDA DRIVE, Vancouver, BC V5M 3Z4 | Plumbing Permit | Residential | New | Issued | Residential - This is a new house with 32 fixtures >BP: To construct a 2 storey one-family dwelling with a secondary suite located in the Basement/Cellar with an open parking pad, providing 1 parking space, having vehicular access from the 20' Lane. 1. Covenant registered at the Land Title Office under CB224517 2. No Strata Titling permitted 3. Entire building to be sprinklered 13D 4. As shown by an asterisk (*) on the building permit floor plans and/or elevations, exit protection is required to be provided in accordance with Articles 9.9.4.4., 9.9.4.6., and/or 9.37.2.8. of the 2019 VBBL. 5. External mechanical unit – Exterior component located in rear yard. Interior component located in basement 6. Bar sink located in basement 7. Schedule B: (Shaozhe Guo) P.Eng (778.926.0525) Structural 8. Schedule B: (Shaozhe Guo) P.Eng (778.926.0525) Geotechnical 9. HPO: Residential Builder- (Haiyan Wang) 10. HRV required for laneway house as of year 2022 | AKAL Plumbing & Heating Ltd
EP-2024-00251 | 2024-01-10 | 3608 HAIDA DRIVE, Vancouver, BC V5M 3Z4 | Electrical Permit | Residential | New | Issued | Installation / Repair - Residential - tv, data, tel, security alarm, camera, intercom: rough in only >BP: To construct a 2 storey one-family dwelling with a secondary suite located in the Basement/Cellar ($969,775.00) with an open parking pad, providing 1 parking space, having vehicular access from the 20' Lane. | Jingwei Security Systems Ltd
SP-2023-02265 | 2023-12-18 | 3608 HAIDA DRIVE, Vancouver, BC V5M 3Z4 | Sprinkler Permit | Residential | New | Issued | Residential - Install sprinklers in sfd >BP: To construct a 2 storey one-family dwelling with a secondary suite located in the Basement/Cellar with an open parking pad, providing 1 parking space, having vehicular access from the 20' Lane. 1. Covenant registered at the Land Title Office under CB224517 2. No Strata Titling permitted 3. Entire building to be sprinklered 13D 4. As shown by an asterisk (*) on the building permit floor plans and/or elevations, exit protection is required to be provided in accordance with Articles 9.9.4.4., 9.9.4.6., and/or 9.37.2.8. of the 2019 VBBL. 5. External mechanical unit – Exterior component located in rear yard. Interior component located in basement 6. Bar sink located in basement 7. Schedule B: (Shaozhe Guo) P.Eng (778.926.0525) Structural 8. Schedule B: (Shaozhe Guo) P.Eng (778.926.0525) Geotechnical 9. HPO: Residential Builder- (Haiyan Wang) 10. HRV required for laneway house as of year 2022 | Gold Key Fire Protection Ltd
EP-2023-04227 | 2023-05-15 | 3608 HAIDA DRIVE, Vancouver, BC V5M 3Z4 | Electrical Permit | Residential | New | Issued | Temporary Power - Residential - To provide temporary power. | Big Forest Electric Ltd
PP-2023-02351 | 2023-07-17 | 3608 HAIDA DRIVE, Vancouver, BC V5M 3Z4 | Plumbing Permit | Residential | New | Issued | Residential - Install Sumps for main house and for Laneway home | CANLAND EXCAVATING LTD.
EP-2023-06630 | 2023-08-09 | 3608 HAIDA DRIVE, Vancouver, BC V5M 3Z4 | Electrical Permit | Residential | New | Issued | Installation / Repair - Residential - New single family construction - AC wiring with 30 amps 240v max breaker #10 AWG wiring with outside unit and 15 amps 240v inside unit -40 amps ev charging outlet with #8 AWG wiring >BP: To construct a 2 storey one-family dwelling with a secondary suite located in the Basement/Cellar ($969,775.00) with an open parking pad, providing 1 parking space, having vehicular access from the 20' Lane. 1. Covenant registered at the Land Title Office under CB224517 2. No Strata Titling permitted 3. Entire building to be sprinklered 13D 4. As shown by an asterisk (*) on the building permit floor plans and/or elevations, exit protection is required to be provided in accordance with Articles 9.9.4.4., 9.9.4.6., and/or 9.37.2.8. of the 2019 VBBL. 5. External mechanical unit – Exterior component located in rear yard. Interior component located in basement 6. Bar sink located in basement 7. Schedule B: (Shaozhe Guo) P.Eng (778.926.0525) Structural 8. Schedule B: (Shaozhe Guo) P.Eng (778.926.0525) Geotechnical 9. HPO: Residential Builder- (Haiyan Wang) 10. HRV required for laneway house as of year 2022 Note: This is a 2 storey building pursuant to the Zoning and Development By-Law ***This permit is issued under the VBBL 2019, with updated energy requirements as per bylaw # 12997 effective Jan 01, 2022.*** Note: Parking for the site has been provided under DB-2022-00996 (Laneway House) | Big Forest Electric Ltd
EP-2022-09682 | 2022-11-30 | 3611 HAIDA DRIVE, Vancouver, BC V5M 3Y9 | Electrical Permit | Residential | New | Issued | Installation / Repair - Residential - Electrical work for a new house. The main electrical service is 400A 120/240 V 1 phase 3 wires. Sub service for main house 200A 120/240 V 1 phase 3 wires; Sub service for lwh is 200A 120/240 V 1 phase 3 wires. >BP: 1FD + SS To construct a 2 storey one-family dwelling with a secondary suite located in the Basement with an open parking pad, at the rear providing 1 parking spaces, having vehicular access from the lane. This Building Permit will remain in a suspended status until the associated (green) Demolition Permit BP-2022-00627 is completed. The entire building, INCLUDING THE ATTACHED GARAGE (if applicable), to be sprinklered to NFPA 13D. Note: This is a 2 storey building pursuant to the Zoning and Development By-Law 1- Covenant registered at the Land Title Office under CA9753642 2- No strata titling permitted 3- A/C unit proposed in rear yard and upper floor 4- 8’ bar sink proposed in cellar 5- Structural & Geotechnical schedule B: ANTONY WANG P.Eng. - (604)-618-6236 6- HPO: L S Developments Ltd. | SNG Electric Ltd
MP-2022-00345 | 2022-10-04 | 3611 HAIDA DRIVE, Vancouver, BC V5M 3Y9 | Mechanical Permit | NULL | NULL | Issued | NULL | Lally Plumbing & Heating Ltd
SP-2023-00117 | 2023-01-24 | 3611 HAIDA DRIVE, Vancouver, BC V5M 3Y9 | Sprinkler Permit | Residential | New | Issued | Residential - Install sprinkler heads >To construct a 2 storey one-family dwelling with a secondary suite located in the Basement with an open parking pad, at the rear providing 1 parking spaces, having vehicular access from the lane. This Building Permit will remain in a suspended status until the associated (green) Demolition Permit BP-2022-00627 is completed. The entire building, INCLUDING THE ATTACHED GARAGE (if applicable), to be sprinklered to NFPA 13D. Note: This is a 2 storey building pursuant to the Zoning and Development By-Law 1- Covenant registered at the Land Title Office under CA9753642 2- No strata titling permitted 3- A/C unit proposed in rear yard and upper floor 4- 8’ bar sink proposed in cellar 5- Structural & Geotechnical schedule B: ANTONY WANG P.Eng. - (604)-618-6236 6- HPO: L S Developments Ltd. "Combustible projections or roof soffits on an exposing building face shall not project to less than .45m from the property line and shall be in compliance with VBBL 2014 9.10.15.5.(9) Any alterations or conversions to the attached garage (if applicable) to habitable living space shall not be permitted without first obtaining the approval of the Director of Planning and the Chief Building Official. Thermal protection measures and Laneway house design guidelines shall be required to be met prior to the approval of the conversion. ******THIS PERMIT HAS BEEN ISSUED UNDER THE REQUIREMENTS OF VBBL 2019 AND THE GREEN HOMES PROGRAM****** | RAHELU PLUMBING & HEATING LTD.
GP-2023-00219 | 2023-01-18 | 3611 HAIDA DRIVE, Vancouver, BC V5M 3Y9 | Gas Permit | Residential | New | Issued | Residential - -Installation of new gas appliances -Gas BBQ is piping only >BP: 1FD + SS To construct a 2 storey one-family dwelling with a secondary suite located in the Basement with an open parking pad, at the rear providing 1 parking spaces, having vehicular access from the lane. The entire building, INCLUDING THE ATTACHED GARAGE (if applicable), to be sprinklered to NFPA 13D. | Lally Plumbing & Heating Ltd
EP-2023-00014 | 2023-01-12 | 3611 HAIDA DRIVE, Vancouver, BC V5M 3Y9 | Electrical Permit | Residential | New | Issued | Installation / Repair - Residential - Low voltage wiring and equipment installation of a house -complete security system installation >BP: 1FD + SS To construct a 2 storey one-family dwelling with a secondary suite located in the Basement with an open parking pad, at the rear providing 1 parking spaces, having vehicular access from the lane. The entire building, INCLUDING THE ATTACHED GARAGE (if applicable), to be sprinklered to NFPA 13D. | Opticnet Communications Inc
PP-2022-03362 | 2022-09-26 | 3611 HAIDA DRIVE, Vancouver, BC V5M 3Y9 | Plumbing Permit | Residential | New | Issued | Residential - Plumbing for: >BP: 1FD + SS To construct a 2 storey one-family dwelling with a secondary suite located in the Basement with an open parking pad, at the rear providing 1 parking spaces, having vehicular access from the lane. | Lally Plumbing & Heating Ltd
PP-2023-03032 | 2023-08-25 | 3611 HAIDA DRIVE, Vancouver, BC V5M 3Y9 | Plumbing Permit | Residential | New | Completed | Residential - backflow preventor for lawn irrigation | Oriental Landscaping & Home Improvement ltd
EP-2022-04885 | 2022-06-10 | 3611 HAIDA DRIVE, Vancouver, BC V5M 3Y9 | Electrical Permit | Residential | New | Expired | Temporary Power - Residential - To provide temporary power. Start Date June 10/2022 until June 09/2023 | SNG Electric Ltd
EP-2023-05607 | 2023-06-22 | 369 HAWKS AVENUE, Vancouver, BC V6A 4J2 | Electrical Permit | Commercial | New | Issued | Temporary Power - Commercial - To provide temporary power. | Mark Rothberger
GP-2022-03429 | 2022-11-03 | 7507 HEATHER STREET, Vancouver, BC V6P 3P8 | Gas Permit | Residential | Renovation | Completed | Residential - Samsung 27" Front Load Gas Dryer | Han Appliances & Refrigeration Ltd
GP-2022-02738 | 2022-09-12 | 2778 HORLEY STREET, Vancouver, BC V5R 4R8 | Gas Permit | Residential | Addition | Completed | Residential - re and re hwt | Christopher Sterling
EP-2023-05877 | 2023-07-24 | 2794 HORLEY STREET, Vancouver, BC V5R 4R8 | Electrical Permit | Residential | New | Issued | Installation / Repair - Residential - ¦ 2FD/ 200A ¦ electrical wiring for new duplex houses *MP-2023-00987: Issued (Heating and Cooling) >BP: To construct a two-storey two-family dwelling ($589,000) with a detached accessory building (garage) at the rear providing 2 parking spaces, having vehicular access from the lane. Note: This Building Permit will remain in a suspended status until the associated (green) Demolition Permit BP-2022-04004 is completed. The entire building, INCLUDING THE ATTACHED GARAGE (if applicable), to be sprinklered to 2 x NFPA 13D. 1. Heat pump proposed in rear yard. A/C proposed on second storey. 2. No bar sinks proposed 3. Schedule B: Alan Prahalad, P.Eng (604.831.1431) Structural & Geotechnical 4. HPO: Residential Builder - Asanti Development Ltd. | T.G. Electrical Ltd
EP-2023-05937 | 2023-07-05 | 2794 HORLEY STREET, Vancouver, BC V5R 4R8 | Electrical Permit | Residential | New | Issued | Installation / Repair - Residential - Extra Low Voltage Pre wire and Finishing for TV, Tel, Data, Cctv and Security Alarm System. >BP: To construct a two-storey two-family dwelling ($589,000) with a detached accessory building (garage) at the rear providing 2 parking spaces, having vehicular access from the lane. The entire building, INCLUDING THE ATTACHED GARAGE (if applicable), to be sprinklered to 2 x NFPA 13D. 1. Heat pump proposed in rear yard. A/C proposed on second storey. 2. No bar sinks proposed 3. Schedule B: Alan Prahalad, P.Eng (604.831.1431) Structural & Geotechnical 4. HPO: Residential Builder - Asanti Development Ltd. ***This permit is issued under the VBBL 2019, with updated energy requirements as per bylaw # 12997 effective Jan 01, 2022.*** | Secure Worx AV & Automation Inc
MP-2023-00987 | 2023-06-02 | 2794 HORLEY STREET, Vancouver, BC V5R 4R8 | Mechanical Permit | NULL | NULL | Completed | NULL | Ultra Mechanical Ltd
SP-2023-01047 | 2023-06-13 | 2794 HORLEY STREET, Vancouver, BC V5R 4R8 | Sprinkler Permit | Residential | New | Issued | Residential - 2FD - FRONT - 2794 HORLEY AV - #1 BACK - 2794 HORLEY AV #2 New sprinkler system >DB: To construct a two-storey two-family dwelling with a detached accessory building (garage) at the rear providing 2 parking spaces, having vehicular access from the lane. The entire building, INCLUDING THE ATTACHED GARAGE (if applicable), to be sprinklered to 2 x NFPA 13D. 1. Heat pump proposed in rear yard. A/C proposed on second storey. 2. No bar sinks proposed | Haven Fire Protection Ltd
EP-2023-01809 | 2023-03-06 | 2794 HORLEY STREET, Vancouver, BC V5R 4R8 | Electrical Permit | Residential | New | Issued | Temporary Power - Residential - To provide temporary power. | T.G. Electrical Ltd
PP-2023-00840 | 2023-03-13 | 2794 HORLEY STREET, Vancouver, BC V5R 4R8 | Plumbing Permit | Residential | New | Issued | Residential - sump installation | Kingsman Excavating Ltd.
PP-2023-01520 | 2023-05-01 | 2794 HORLEY STREET, Vancouver, BC V5R 4R8 | Plumbing Permit | Residential | New | Completed | Residential - 2FD - New dplx >DB: To construct a two-storey two-family dwelling with a detached accessory building (garage) at the rear providing 2 parking spaces, having vehicular access from the lane. The entire building, INCLUDING THE ATTACHED GARAGE (if applicable), to be sprinklered to 2 x NFPA 13D. 1. Heat pump proposed in rear yard. A/C proposed on second storey. 2. No bar sinks proposed | One Stop Mechanical Ltd
GP-2023-01394 | 2023-05-01 | 2794 HORLEY STREET, Vancouver, BC V5R 4R8 | Gas Permit | Residential | New | Completed | Residential - 2FD - FRONT - 2794 HORLEY SY - #1 BACK - 2794 HORLEY ST - #2 New dplx >DB: To construct a two-storey two-family dwelling with a detached accessory building (garage) at the rear providing 2 parking spaces, having vehicular access from the lane. The entire building, INCLUDING THE ATTACHED GARAGE (if applicable), to be sprinklered to 2 x NFPA 13D. 1. Heat pump proposed in rear yard. A/C proposed on second storey. 2. No bar sinks proposed | One Stop Mechanical Ltd
PP-2023-04222 | 2023-12-04 | 3231 HEATHER STREET, Vancouver, BC V5Z 3K4 | Plumbing Permit | Commercial | Addition | Completed | Commercial - install a backflow preventer | MLM NATIONAL PLUMBING.COM INC
EP-2022-03718 | 2022-05-09 | 3305 HEATHER STREET, Vancouver, BC V5Z 3K6 | Electrical Permit | Residential | Renovation | Completed | Installation / Repair - Residential - Replacement of fire alarm panel required due to deficiencies found during annual inspection. Note: This permit has been issued based on Bulletin 2018-004-BU/EL. | 0777792 BC Ltd
EP-2022-00606 | 2022-01-31 | 2965 HORLEY STREET, Vancouver, BC V5R 6B9 | Electrical Permit | Residential | Renovation | Completed | Installation / Repair - Residential - Replacement of an existing fire alarm panel - fire alarm panel replacement for the whole building. Note: This permit has been issued based on Bulletin 2018-004-BU/EL. | Prowatt Electric Inc
GP-2023-00818 | 2023-03-07 | 3017 HORLEY STREET, Vancouver, BC V5R 4S3 | Gas Permit | Residential | Renovation | Completed | Residential - Re&Re Hot water gas tank | Milani Plumbing Heating & Air Conditioning Ltd
GP-2023-03568 | 2023-11-16 | 3031 HORLEY STREET, Vancouver, BC V5R 4S5 | Gas Permit | Residential | Renovation | Issued | Residential - Decommission and remove old gas furnace and install new furnace. | Ashton Service Group/Ashton Mechanical Ltd.
GP-2023-03296 | 2023-10-30 | 3031 HORLEY STREET, Vancouver, BC V5R 4S5 | Gas Permit | Residential | Renovation | Issued | Residential - re&re FURNACE | Milani Plumbing Heating & Air Conditioning Ltd
EP-2022-07727 | 2022-09-15 | 3039 HORLEY STREET, Vancouver, BC V5R 4S5 | Electrical Permit | Residential | New | Completed | Installation / Repair - Residential - Rough wiring , service and finishing Please add Transfer switch for generator. And provision only and will be located at rear of building To construct a 2 storey + basement one-family dwelling with an attached garage providing 1 parking space, having vehicular access from Horley Street. 1- Bar/Sink proposed in basement 2- A/C unit proposed in rear yard 3- Schedule B: Alan Prahalad P.Eng (604.831.1431) Structural & Geotechnical 4- HPO: Residential Builder - Billkang Investment Ltd | Flash Electric Ltd.
PP-2022-03135 | 2022-09-09 | 3039 HORLEY STREET, Vancouver, BC V5R 4S5 | Plumbing Permit | Residential | New | Completed | Residential - All new plumbing for: >BP: To construct a 2 storey + basement one-family dwelling ($496,360) with an attached garage providing 1 parking space, having vehicular access from Horley Street. | AM PM Plumbing Ltd
MP-2022-00292 | 2022-10-03 | 3039 HORLEY STREET, Vancouver, BC V5R 4S5 | Mechanical Permit | NULL | NULL | Completed | NULL | AM PM Plumbing Ltd
PP-2022-02749 | 2022-08-09 | 3039 HORLEY STREET, Vancouver, BC V5R 4S5 | Plumbing Permit | Residential | New | Completed | Residential - Sumps | Hans Demolition and Excavating Ltd.
SP-2022-01824 | 2022-11-03 | 3039 HORLEY STREET, Vancouver, BC V5R 4S5 | Sprinkler Permit | Residential | New | Completed | Residential - Install sprinklers in sfd >BP: To construct a 2 storey + basement one-family dwelling ($496,360) with an attached garage providing 1 parking space, having vehicular access from Horley Street. 1- Bar/Sink proposed in basement 2- A/C unit proposed in rear yard 3- Schedule B: Alan Prahalad P.Eng (604.831.1431) Structural & Geotechnical 4- HPO: Residential Builder - Billkang Investment Ltd ******THIS PERMIT HAS BEEN ISSUED UNDER THE REQUIREMENTS OF VBBL #12511 (2019)****** | Gold Key Fire Protection Ltd
EP-2022-08826 | 2022-10-20 | 3039 HORLEY STREET, Vancouver, BC V5R 4S5 | Electrical Permit | Residential | New | Completed | Installation / Repair - Residential - Extra low voltage only security cameras, security alarm wiring only, speakers, TV, Data and telephone jacks etc. >BP: To construct a 2 storey + basement one-family dwelling ($496,360) with an attached garage providing 1 parking space, having vehicular access from Horley Street. 1- Bar/Sink proposed in basement 2- A/C unit proposed in rear yard 3- Schedule B: Alan Prahalad P.Eng (604.831.1431) Structural & Geotechnical 4- HPO: Residential Builder - Billkang Investment Ltd | A V I Intermedia Ltd
GP-2022-04042 | 2022-12-19 | 3039 HORLEY STREET, Vancouver, BC V5R 4S5 | Gas Permit | Residential | New | Completed | Residential - Boiler+ (range + bbq +1 fire place piping only) To construct a 2 storey + basement one-family dwelling with an attached garage providing 1 parking space, having vehicular access from Horley Street. 1- Bar/Sink proposed in basement 2- A/C unit proposed in rear yard 3- Schedule B: Alan Prahalad P.Eng (604.831.1431) Structural & Geotechnical 4- HPO: Residential Builder - Billkang Investment Ltd | MSN Gas & Heating Ltd
GP-2023-00031 | NULL | 3039 HORLEY STREET, Vancouver, BC V5R 4S5 | Gas Permit | Residential | New | Withdrawn | Residential - Venting, installation and final hook up of gas fireplace | Galaxy Fireplaces Ltd
GP-2022-04016 | 2022-12-16 | 3039 HORLEY STREET, Vancouver, BC V5R 4S5 | Gas Permit | Residential | New | Completed | Residential - Venting, installation and final hook up of a gas fireplace >BP: To construct a 2 storey + basement one-family dwelling ($496,360) with an attached garage providing 1 parking space, having vehicular access from Horley Street. 1- Bar/Sink proposed in basement 2- A/C unit proposed in rear yard 3- Schedule B: Alan Prahalad P.Eng (604.831.1431) Structural & Geotechnical 4- HPO: Residential Builder - Billkang Investment Ltd | Galaxy Fireplaces Ltd
EP-2022-02719 | 2022-04-04 | 3039 HORLEY STREET, Vancouver, BC V5R 4S5 | Electrical Permit | Residential | New | Expired | Temporary Power - Residential - To provide temporary power. | Flash Electric Ltd.
EP-2023-04835 | 2023-05-31 | 6450 INVERNESS STREET, Vancouver, BC V5W 3R3 | Electrical Permit | Commercial | New | Issued | Temporary Power - Commercial - To provide temporary power. | Houle Electric Limited
EP-2023-04833 | 2023-05-31 | 6450 INVERNESS STREET, Vancouver, BC V5W 3R3 | Electrical Permit | Commercial | New | Issued | Temporary Power - Commercial - To provide temporary power. | Houle Electric Limited
PP-2023-04233 | 2023-12-22 | 6450 INVERNESS STREET, Vancouver, BC V5W 3R3 | Plumbing Permit | Commercial | New | Issued | Commercial - New BC Hydro Substation adding of plumbing services for some drains and a washroom. | Dual Mechanical Ltd.
EP-2023-11031 | 2024-01-09 | 6537 INVERNESS STREET, Vancouver, BC V5X 4G1 | Electrical Permit | Residential | Renovation | Issued | Installation / Repair - Residential - Electrical wiring in secondary suite and installation of port lights; change of switch plugs in the main dwelling RE: CF-2023-008729 Exterior and interior alterations to change the use from Single Detached House to Single Detached House with Secondary suite with 2 off-street parking space provided in the carport, having vehicular access off the rear lane. | Levelup Electrical Ltd
PP-2023-04174 | 2023-11-28 | 6537 INVERNESS STREET, Vancouver, BC V5X 4G1 | Plumbing Permit | Residential | Renovation | Issued | Residential - Plumbing inspection for floor drain + 6 toilets + 5 showers + 6 bath sinks + one laundry + 2 kitchen sinks + hot water tank + one dishwasher + one ice maker >DB: Exterior and interior alterations to change the use from Single Detached House to Single Detached House with Secondary suite with 2 off-street parking space provided in the carport, having vehicular access off the rear lane. | Right Touch Mechanical Ltd
GP-2023-04077 | 2023-12-19 | 6537 INVERNESS STREET, Vancouver, BC V5X 4G1 | Gas Permit | Residential | Renovation | Issued | Residential - Install 1x Boiler >BP: Exterior and interior alterations to change the use from Single Detached House to Single Detached House with Secondary suite with 2 off-street parking space provided in the carport, having vehicular access off the rear lane. | RAHELU PLUMBING & HEATING LTD.
EP-2023-05963 | 2023-07-04 | 6537 INVERNESS STREET, Vancouver, BC V5X 4G1 | Electrical Permit | Residential | Renovation | Completed | Installation / Repair - Residential - upgrading 100amp to 200amp and removing meter from inside of the garage to the outside of the garage. | LINK ELECTRICAL LTD
GP-2023-02362 | 2023-08-11 | 6570 INVERNESS STREET, Vancouver, BC V5X 4E9 | Gas Permit | Residential | Renovation | Completed | Residential - To Replace 1 Furnace Re/Re | ALL TIME HEATING PLUMBING & AIR CONDITIONING
GP-2022-02203 | 2022-07-27 | 6571 INVERNESS STREET, Vancouver, BC V5X 4G1 | Gas Permit | Residential | Renovation | Completed | Residential - an old med-efficiency boiler and a regular hot water tank replaced by a high efficiency combi boiler | Airlink Heating and Plumbing Ltd
EP-2023-01183 | 2023-02-13 | 6638 INVERNESS STREET, Vancouver, BC V5X 4E9 | Electrical Permit | Residential | Renovation | Completed | Installation / Repair - Residential - Removal of stove and hood fan I requested by the property use inspector -remove illegal stove wiring and hood fan (CF-2022-008315) | PANG'S ELECTRIC LTD
EP-2022-01063 | 2022-02-22 | 6645 INVERNESS STREET, Vancouver, BC V5X 4G1 | Electrical Permit | Residential | Addition | Completed | Installation / Repair - Residential - upgrading service from 125amp to 200amp. Air conditioning wiring and car charger wiring. -we did only rough in. no air conditioning. no installation. | LINK ELECTRICAL LTD
EP-2023-07314 | 2023-08-10 | 6720 INVERNESS STREET, Vancouver, BC V5X 4G2 | Electrical Permit | Residential | New | Issued | Temporary Power - Residential - To provide temporary power. | Mid-Knight Electrical Ltd
PP-2023-03923 | 2023-11-16 | 6720 INVERNESS STREET, Vancouver, BC V5X 4G2 | Plumbing Permit | Residential | New | Issued | Residential - sumps | AKAL DEMOLITION & EXCAVATING LTD
PP-2023-04071 | 2023-11-21 | 6720 INVERNESS STREET, Vancouver, BC V5X 4G2 | Plumbing Permit | Residential | New | Issued | Residential - 1FD+SS - #1 & #2 - plumbing >DB: To construct a 2 storey one-family dwelling with a secondary suite located in the Basement with an open parking pad, providing 1 parking space, having vehicular access from the 20' Lane. 1. Covenant registered at the Land Title Office under CA9724661 2. No Strata Titling permitted 3. A/C proposed – Exterior component located in East, Interior component located in second floor **THIS PERMIT HAS BEEN ISSUED UNDER THE REQUIREMENTS OF VBBL #12511 (2019) ** | Killarney Mechanical Ltd
EP-2023-11208 | 2023-12-15 | 6720 INVERNESS STREET, Vancouver, BC V5X 4G2 | Electrical Permit | Residential | New | Issued | Installation / Repair - Residential - Extra Low Voltage Prewire and Finishing for TV, Tel, Data , CCTV, and Centralized Vacuum System To construct a 2 storey one-family dwelling with a secondary suite located in the Basement with an open parking pad, providing 1 parking space, having vehicular access from the 20' Lane. 1. Covenant registered at the Land Title Office under CA9724661 2. No Strata Titling permitted 3. A/C proposed – Exterior component located in East, Interior component located in second floor 4. Schedule B: (Xue Li Chen) P.Eng (778-235-5447) Architectural, Structural & Geotechnical 5. HPO: Residential Builder- Gill’s Construction | Secure Worx AV & Automation Inc
NULL | NULL | 6720 INVERNESS STREET, Vancouver, BC V5X 4G2 | Electrical Permit | Residential | New | Draft | Installation / Repair - Residential - New house wiring | Mid-Knight Electrical Ltd
EP-2023-11216 | 2024-01-04 | 6720 INVERNESS STREET, Vancouver, BC V5X 4G2 | Electrical Permit | Residential | New | Issued | Installation / Repair - Residential - ¦ 1FD + 1SS: 200A ¦ New house wiring To construct a 2 storey one-family dwelling with a secondary suite located in the Basement with an open parking pad, providing 1 parking space, having vehicular access from the 20' Lane. 1. Covenant registered at the Land Title Office under CA9724661 2. No Strata Titling permitted 3. A/C proposed – Exterior component located in East, Interior component located in second floor 4. Schedule B: (Xue Li Chen) P.Eng (778-235-5447) Architectural, Structural & Geotechnical 5. HPO: Residential Builder- Gill’s Construction | Mid-Knight Electrical Ltd
SP-2023-02168 | 2023-11-30 | 6720 INVERNESS STREET, Vancouver, BC V5X 4G2 | Sprinkler Permit | Residential | New | Issued | Residential - 1FD+SS - #1 & #2 - Fire sprinkler system >DB: To construct a 2 storey one-family dwelling with a secondary suite located in the Basement with an open parking pad, providing 1 parking space, having vehicular access from the 20' Lane. 1. Covenant registered at the Land Title Office under CA9724661 2. No Strata Titling permitted 3. A/C proposed – Exterior component located in East, Interior component located in second floor **THIS PERMIT HAS BEEN ISSUED UNDER THE REQUIREMENTS OF VBBL #12511 (2019) ** | Killarney Mechanical Ltd
GP-2023-03642 | 2023-11-23 | 6720 INVERNESS STREET, Vancouver, BC V5X 4G2 | Gas Permit | Residential | New | Issued | Residential - 1 Range, 1 Boiler & 1 BBQ >BP: To construct a 2 storey one-family dwelling with a secondary suite located in the Basement ($727,745.00) with an open parking pad, providing 1 parking space, having vehicular access from the 20' Lane | Killarney Mechanical Ltd
MP-2023-02140 | 2023-12-03 | 6720 INVERNESS STREET, Vancouver, BC V5X 4G2 | Mechanical Permit | NULL | NULL | Issued | NULL | Killarney Mechanical Ltd
PP-2023-00180 | 2023-01-18 | 6780 INVERNESS STREET, Vancouver, BC V5X 4G2 | Plumbing Permit | Residential | Renovation | Completed | Residential - Sanitary sewer line replacement in front yard, storm sump installation and backflow valve inside sump. | PRISTINE PLUMBING & DRAINAGE LTD.
GP-2022-03939 | 2022-12-09 | 4520 JAMES STREET, Vancouver, BC V5V 3J3 | Gas Permit | Residential | Renovation | Completed | Residential - Furnace re&re | Ferenc Nagy
EP-2023-03801 | 2023-05-05 | 4540 JAMES STREET, Vancouver, BC V5V 3J3 | Electrical Permit | Residential | Addition | Completed | Installation / Repair - Residential - installation of load sharing and monitoring devices -installation of Electric patio heater. -monitoring is for owner's information and load sharing is between patio heater and dryer Qty 1 - DCC-12 Qty 2 - Sinope Load Controller (RM3250ZB) | It's On Electric Company Inc
EP-2023-11309 | 2024-01-08 | 4540 JAMES STREET, Vancouver, BC V5V 3J3 | Electrical Permit | Residential | Renovation | Completed | Installation / Repair - Residential - ***HOMEOWNER PERMIT*** Install a 40 amp service to run an electric cooktop. Modify an existing 30 amp service for an electric cooktop to be used for an electric hot water tank -not installing an EV charging system. It was installed and inspected 5 years ago by Ryan McLeod. | NULL
GP-2022-00881 | 2022-03-21 | 4560 JAMES STREET, Vancouver, BC V5V 3J3 | Gas Permit | Residential | Renovation | Completed | Residential - Re&Re Furnace BTU: 70,000 | Milani Plumbing Heating & Air Conditioning Ltd
GP-2023-03450 | 2023-11-08 | 4570 JAMES STREET, Vancouver, BC V5V 3J3 | Gas Permit | Residential | Renovation | Issued | Residential - re re furnace and HWT | Thomson Industries Ltd
EP-2023-01790 | 2023-03-03 | 4588 JAMES STREET, Vancouver, BC V5V 3J3 | Electrical Permit | Residential | Renovation | Cancelled | Installation / Repair - Residential - New Lighting layout on main level. Wall was removed, relocation of electrical and kitchen layout on main level >BP: Exterior and interior alterations to provide improvements to this one family dwelling building on this site. Scope of work includes removing a window on the east elevation and adding French doors, removing walls on the Main Floor to create an open floor plan, alterations to the existing kitchen, altering the master walk-in closet and bathroom on the Upper Floor and new lighting throughout. Pot lighting that penetrates the exterior will be required to have and air and vapor barrier detail. REVISION #1: Change of Applicant from Kiran Kaur, Design Professional to Jennica Day. August 17, 2022 (EV) REVISION #2: - To remove the contractor previously noted. - Remove the Upper Floor from the scope of work entirely, which previously included alterations to the master walk-in closet and bathroom. | Parenteau Electric Inc
PP-2023-00621 | 2023-02-22 | 4588 JAMES STREET, Vancouver, BC V5V 3J3 | Plumbing Permit | Residential | Renovation | Completed | Residential - Moving of drainage and water lines for wall removal. Upgrade base board heaters. New kitchen sink. New powder room sink and toilet. >BP: Exterior and interior alterations to provide improvements to this one family dwelling building on this site. Scope of work includes removing a window on the east elevation and adding French doors, removing walls on the Main Floor to create an open floor plan, alterations to the existing kitchen, altering the master walk-in closet and bathroom on the Upper Floor and new lighting throughout. | Shoreline Plumbing Inc
EP-2023-02637 | 2023-03-28 | 4588 JAMES STREET, Vancouver, BC V5V 3J3 | Electrical Permit | Residential | Renovation | Completed | Installation / Repair - Residential - Main floor renovation. Entrance, powder room, kitchen, dining, and living room lighting upgrade. Adding 3 cct's to a new kitchen island. >BP: Exterior and interior alterations to provide improvements to this one family dwelling building on this site. Scope of work includes removing a window on the east elevation and adding French doors, removing walls on the Main Floor to create an open floor plan, alterations to the existing kitchen, altering the master walk-in closet and bathroom on the Upper Floor and new lighting throughout. Pot lighting that penetrates the exterior will be required to have and air and vapor barrier detail. REVISION #1: Change of Applicant from Kiran Kaur, Design Professional to Jennica Day. August 17, 2022 (EV) REVISION #2: - To remove the contractor previously noted. - Remove the Upper Floor from the scope of work entirely, which previously included alterations to the master walk-in closet and bathroom. - Project value changed from $120,000 to $70,000. OK for Field Review per K. Kang, November 15, 2021 Notes: - Schedule B (Structural), Joe Klarich, P.Eng, 778-928-9721 - Install interconnected, hardwired, 120 volt smoke alarms with battery back-up and silencing feature, in each sleeping unit and within 5m outside each sleeping areas on each storey as per Building Bylaw 9.10.19. - Install Carbon Monoxide Alarm as per Building By-Law 9.32.4.2. | Livewire Energy Services Ltd.
GP-2023-00363 | 2023-01-31 | 4599 JAMES STREET, Vancouver, BC V5V 3J2 | Gas Permit | Residential | Renovation | Completed | Residential - BOILER RE/RE | Reliance Comfort Limited Partnership
EP-2022-10762 | 2022-12-23 | 1133 HARWOOD STREET, Vancouver, BC V6E 1R9 | Electrical Permit | Residential | Renovation | Completed | Installation / Repair - Residential - To connect tamper switches to the base of the fire alarm system. | Norben Electric (2016) Ltd
PP-2022-00676 | 2022-02-28 | 1170 HARWOOD STREET, Vancouver, BC V6E 1R8 | Plumbing Permit | Commercial | Renovation | Completed | Commercial - Replace Broken RPBA Backflow Preventer for Heating boiler | Lambert Plumbing & Heating Ltd
PP-2023-02309 | 2023-06-29 | 1219 HARWOOD STREET, Vancouver, BC V6E 1S5 | Plumbing Permit | Commercial | Tenant Improvement | Completed | Commercial - shower installation **No Building alterations or Building work otherwise a BP will be required | Urban Plumbing & Heating Ltd
EP-2023-10935 | 2023-12-12 | 1219 HARWOOD STREET, Vancouver, BC V6E 1S5 | Electrical Permit | Commercial | Renovation - Dwelling Unit(s) only | Completed | Installation / Repair - Commercial - Replace service panel, relocate some receptacles add two counter receptacles >BP: Interior alterations to provide improvements to dwelling unit #1103 on the 11th floor of this multiple dwelling building on this site. OK for DTI per W.Wong OK for Field Review per W.Wong | GMOORE ELECTRIC LTD
PP-2023-03592 | NULL | 1219 HARWOOD STREET, Vancouver, BC V6E 1S5 | Plumbing Permit | Residential | Renovation | Withdrawn | Residential - remove old tub, install new tub and tub and shower valve | Urban Plumbing & Heating Ltd
PP-2023-03576 | 2023-10-11 | 1222 HARWOOD STREET, Vancouver, BC V6E 1S2 | Plumbing Permit | Commercial | New | Completed | Commercial - Supply and install a new DCVA backflow preventer as per City of Vancouver correspondence CROSS CONNECTION LTR UPLOADED | Xpert Mechanical
EP-2023-02174 | 2023-03-15 | 1222 HARWOOD STREET, Vancouver, BC V6E 1S2 | Electrical Permit | Residential | Renovation | Completed | Installation / Repair - Residential - Install new Electrical Panel to replace fused one. | Action Electric Ltd
EP-2022-00509 | 2022-01-24 | 1222 HARWOOD STREET, Vancouver, BC V6E 1S2 | Electrical Permit | Commercial | Tenant Improvement | Completed | Installation / Repair - Commercial - Suite 103 Supply and installation of new retro-fit Schneider panel kit to replace existing fuse panel ** Amend 03/24/2022** Same scope of work same building but adding more units: 01A-04A 103 109 203 New Value to permit is $3128.21 | Action Electric Ltd
EP-2022-02353 | NULL | 1222 HARWOOD STREET, Vancouver, BC V6E 1S2 | Electrical Permit | Commercial | Tenant Improvement | Withdrawn | Installation / Repair - Commercial - Supply and installation of new retro-fit Schneider panel kit to replace existing fuse panel | Action Electric Ltd
PP-2022-01699 | 2022-05-19 | 1260 HARWOOD STREET, Vancouver, BC V6E 1S4 | Plumbing Permit | Commercial | Addition | Completed | Commercial - install of double check valve as per COV request | Inline Sales & Service Ltd
EP-2022-00009 | 2022-01-04 | 1260 HARWOOD STREET, Vancouver, BC V6E 1S4 | Electrical Permit | Residential | Renovation | Completed | Installation / Repair - Residential - Unit #314 Installed new 20A circuits for countertop and peninsula receptacles. Installed circuits for dishwasher and microwave. Re-wired the bathroom and installed new GFCI receptacle. Installed low voltage transformer and wired new thermostat. Replaced all switches, light fixtures and receptacles. Note: there will be no alterations to the walls >BP: Interior alterations only to provide for the expansion of the existing manager's office located on the ground floor at this existing Barafield Apartment Multiple Dwelling building. CRP Schedule A and Structural Schedule B submitted by Michael Burton-Brown, 604-669-4041. OK for field review as per Howie Chow, March 3, 2020. Notes: 1. Energy Upgrade; L2 - Lighting - Upgrade to Restricted to Manual ON (per 9.4.1.1.(b) of ASHRAE 90.1-2016) 2. DBI to determine on site if a separate sprinkler permit is required. | ACTIVE ELECTRIC LTD.
SP-2022-01180 | 2022-12-07 | 1260 HARWOOD STREET, Vancouver, BC V6E 1S4 | Sprinkler Permit | Commercial | Renovation | Completed | Commercial - Adding a backflow and replacing 4 sprinkler heads. | Titan Fire Protection Ltd
SP-2022-00671 | NULL | 1330 HARWOOD STREET, Vancouver, BC V6E 1S8 | Sprinkler Permit | Commercial | Tenant Improvement | Application Incomplete | Commercial - Add Backflow Preventer to Sprinkler System as per City of Vancouver Exterior alterations to repair membrane for the planter at the southwest corner of this existing multiple dwelling building on this site. | Elite Sprinkler Systems Ltd
EP-2023-07560 | 2023-08-18 | 1330 HARWOOD STREET, Vancouver, BC V6E 1S8 | Electrical Permit | Commercial | Renovation | Issued | Installation / Repair - Commercial - #1605 - Relocate receptacles in the bedroom. >Permit Amendment Aug 22, 2023 -"To install additional countertop receptacle in the kitchen" | Big Power Electric Ltd
EP-2022-05546 | 2022-06-30 | 1355 HARWOOD STREET, Vancouver, BC V6E 3W3 | Electrical Permit | Residential | Renovation | Completed | Installation / Repair - Residential - Supply and install all labour and materials as per per described below Replace elevator disconnect with new fused disconnect c/w feeder to elevator controller and auxiliary contact. Replace cab light disconnect, reconnect to controllers. Replace fixtures in machine room and pit with new 4' LED fixtures c/w cages. Replace receptacles in machine room and pit with new GFCI receptacles. Install ground wire from building ground to elevator machine room c/w ground bus. Install new telephone line from telephone room to machine room. Existing power feeder from electrical room to elevator machine room will be reused. Install new 2-hour rated door and frame c/w automatic closer. -We are not performing any structural work, only replacing existing devices | Sasco Contractors Ltd
EP-2022-07052 | 2022-08-22 | 1355 HARWOOD STREET, Vancouver, BC V6E 3W3 | Electrical Permit | Commercial | Addition | Completed | Installation / Repair - Commercial - Add a single 125v 20a receptacle in parking stall #31. | Tower Electric Ltd
EP-2022-02177 | 2022-03-17 | 1355 HARWOOD STREET, Vancouver, BC V6E 3W3 | Electrical Permit | Commercial | Addition | Completed | Installation / Repair - Commercial - Add one dedicated 20-amp, 120v receptacle in parkade stall #15 | Tower Electric Ltd
EP-2022-00640 | 2022-02-01 | 1371 HARWOOD STREET, Vancouver, BC V6E 1S6 | Electrical Permit | Commercial | Renovation - Dwelling Unit(s) only | Completed | Installation / Repair - Commercial - upgrading kitchen, bathroom and lights -Upgrading lights, Replacing panel, New wiring of kitchen outlets such as Fridge, Dishwasher, Counter plugs, Microwave and relocating washroom light/Fand switches >BP: Interior alterations to the existing dwelling unit, #406 on the 4th floor in this existing Multiple Dwelling building. E2 - Appliances - Upgrade to an Energuide/Energy Star appliance (fridge; dishwasher) Architectural/ Plumbing/ Electrical Schedule B provide by John J McCuaig | Shawn Electric Ltd
EP-2022-00641 | 2022-02-01 | 1371 HARWOOD STREET, Vancouver, BC V6E 1S6 | Electrical Permit | Commercial | Renovation - Dwelling Unit(s) only | Completed | Installation / Repair - Commercial - upgrading kitchen, bathroom and lights -Upgrading lights, Replacing panel, New wiring of kitchen outlets such as Fridge, Dishwasher, Counter plugs, Microwave and relocating washroom light/Fand switches >BP: Interior alterations to provide improvements to dwelling unit #404 on the 4th floor of this multiple dwelling building on this site. Scope of work: - Install interior walls, finishes, millwork, appliances, plumbing fixtures, flooring, and electrical OK for Field Review per W.Wong, December 9, 2021 Schedule B Architectural, Plumbing & Electrical submitted per John McCuaig, 604-255-0992 Energy Upgrade: E2-Appliances - Upgrade to an Energuide/Energy Star appliance (fridge; dishwasher | Shawn Electric Ltd
PP-2022-00377 | 2022-02-04 | 1371 HARWOOD STREET, Vancouver, BC V6E 1S6 | Plumbing Permit | Residential | Renovation | Completed | Residential - Re install one shower,lavatory ,toilet, sink and dishwasher #406 - 4th floor Interior alterations to the existing dwelling unit, #406 on the 4th floor in this existing Multiple Dwelling building. | Pars Mechanical Corp
PP-2022-00356 | 2022-02-04 | 1371 HARWOOD STREET, Vancouver, BC V6E 1S6 | Plumbing Permit | Residential | Renovation | Completed | Residential - Re and re one shower, toilet, lavatory, sink and dishwasher #404 Interior alterations to provide improvements to dwelling unit #404 on the 4th floor of this multiple dwelling building on this site. Scope of work: - Install interior walls, finishes, millwork, appliances, plumbing fixtures, flooring, and electrical | Pars Mechanical Corp
EP-2022-04495 | 2022-05-31 | 1371 HARWOOD STREET, Vancouver, BC V6E 1S6 | Electrical Permit | Residential | Renovation - Dwelling Unit(s) only | Completed | Installation / Repair - Residential - Relocate range plug to new location in kitchen Relocate over the range hood fan Replace electrical panel >BP: Floor 3 - Unit 301 Interior alterations to provide tenant improvements to this existing multi dwelling building on this site. Scope of Work: Interior renovations and cosmetic work. Okay for DTI processing as per J. Bal May 11 2022. E2 Upgrade -Appliances - Upgrade to an Energuide/Energy Star appliance (fridge; dishwasher) Amend: June 29, 2022 Rewire fridge, microwave, dishwasher and counter plug circuits Add 4 new pot lights | Terradyne Electrical Services Inc
PP-2022-02356 | 2022-07-06 | 1371 HARWOOD STREET, Vancouver, BC V6E 1S6 | Plumbing Permit | Commercial | Renovation | Completed | Commercial - Interior plumbing alteration >Interior alterations to provide improvements to dwelling unit #205 on the 2nd floor of this multiple dwelling building on this site. Scope of work: - Install interior walls, finishes, millwork, appliances, plumbing fixtures, flooring, and electrical Schedule B Architectural, Plumbing & Electrical submitted per John McCuaig, 604-255-0992 Energy Upgrade: E2-Appliances - Upgrade to an Energuide/Energy Star appliance (fridge; dishwasher) | JJM Mechanical Group Ltd
PP-2022-02234 | 2022-06-23 | 1371 HARWOOD STREET, Vancouver, BC V6E 1S6 | Plumbing Permit | Commercial | Renovation | Completed | Commercial - Replacement of plumbing fixture >BP: Floor 3 - Unit 301 Interior alterations to provide tenant improvements to this existing multi dwelling building on this site. Scope of Work: Interior renovations and cosmetic work. | JJM Mechanical Group Ltd
EP-2022-05300 | 2022-07-04 | 1371 HARWOOD STREET, Vancouver, BC V6E 1S6 | Electrical Permit | Residential | Addition | Completed | Installation / Repair - Residential - Wiring new circuits and install new light fixtures. | Myarc Electrical Inc
EP-2022-06208 | 2022-07-25 | 1371 HARWOOD STREET, Vancouver, BC V6E 1S6 | Electrical Permit | Residential | Renovation | Completed | Installation / Repair - Residential - Re/re apartment devices, electrical panel, add 4 pot lights, install new wiring for kitchen circuits | Terradyne Electrical Services Inc
EP-2023-08972 | 2023-10-05 | 1406 HARWOOD STREET, Vancouver, BC V6G 1X5 | Electrical Permit | Commercial | Renovation | Issued | Installation / Repair - Commercial - Maintenance replacement of fire alarm panel - The control unit and annunciator. Note: The issuance of this permit is based on Bulletin 2018-004-BU/EL. | Fina Electrical Systems Ltd
SP-2021-01811 | 2022-03-23 | 1433 HARWOOD STREET, Vancouver, BC V6G 1X7 | Sprinkler Permit | Residential | Renovation | Completed | Residential - For sprinkler system alterations to the 2019 VBBL and NFPA 13, 2013 for the installation of a 2 1/2" WATTS 757 back flow preventer for the existing hose valves. This application does not include any of the following: • Warehouse storage arrangements, or mobile compact storage arrangements. • Changes to the sprinkler system supply piping (e.g. valves, mains, cross-mains, etc.) except as noted on the drawings. • Flexible sprinkler pipe. • Information Technology Equipment Rooms (e.g. IT Rooms, LAN Rooms, etc.). • New alternative solutions and/or modifications to existing alternative solutions. • Change in occupancy and/or hazard classification. Notes: 1. Fire Suppression system engineer of record Mr. Dan Wong, P.Eng. of DENV Engineering. T: 7788470572. E: denveng7@gmail.com 2. Separate permit and documents required for modification to the fire alarm system. | Five Star Fire Protection Ltd
SP-2021-01825 | 2022-09-26 | 1436 HARWOOD STREET, Vancouver, BC V6G 1X5 | Sprinkler Permit | Commercial | New | Completed | Commercial - For sprinkler system alterations to the 2019 VBBL and NFPA 13, 2013 for the retroactive installation of a new 4" Watts 757 DCVA. This application does not include any of the following: • Warehouse storage arrangements, or mobile compact storage arrangements. • Changes to the sprinkler system supply piping (e.g. valves, mains, cross-mains, etc.) except as noted on the drawings. • Flexible sprinkler pipe. • Information Technology Equipment Rooms (e.g. IT Rooms, LAN Rooms, etc.). • New alternative solutions and/or modifications to existing alternative solutions. • Change in occupancy and/or hazard classification. Notes: 1. Fire protection Engineer of record Brian Sikorski, P.Eng. of E-Factor Engineering Incorporated T: (604) 708 4140 E: brian@eforenergy.com 2. One set of approved drawings and permit to be available for viewing at the jobsite. *** 3. Electrical permit required for modifications to fire alarm system. *** *** 4. If the building is monitored by a fire alarm system the new DCVA must also be monitored by the fire alarm system.*** | Fire-Pro Fire Protection Ltd
PP-2022-00039 | 2022-01-21 | 1436 HARWOOD STREET, Vancouver, BC V6G 1X5 | Plumbing Permit | Commercial | New | Completed | Commercial - Install new premise backflow assembly | Artisan Plumbing & Heating Ltd
EP-2023-02694 | 2023-04-21 | 1436 HARWOOD STREET, Vancouver, BC V6G 1X5 | Electrical Permit | Commercial | Renovation | Completed | Installation / Repair - Commercial - All electrical and fire alarm work as per drawings submitted under BP >BP: Elevator upgrade to this existing multiple dwelling building on this site. Building review branch notes: - Existing two-stage fire alarm system - Programming and verification of fire alarm system per CAN/ULC-S537, including elevator recall sequence. | Fina Electrical Systems Ltd
PP-2023-04258 | 2023-12-07 | 1461 HARWOOD STREET, Vancouver, BC V6G 1X7 | Plumbing Permit | Commercial | Renovation | Completed | Commercial - Install backflow preventer for irrigation connection. | Vancouver Backflow Testing Ltd
GP-2022-00122 | 2022-01-17 | 501 HAWKS AVENUE, Vancouver, BC V6A 3H8 | Gas Permit | Residential | Addition | Completed | Residential - New furnace installation@ 60, 000 BTU | Reid Brothers Plumbing & Heating Ltd
MP-2023-00525 | 2023-03-29 | 2680 HORLEY STREET, Vancouver, BC V5R 4R8 | Mechanical Permit | NULL | NULL | Issued | NULL | Finest Plumbing & Heating Ltd
PP-2023-00916 | 2023-03-20 | 2680 HORLEY STREET, Vancouver, BC V5R 4R8 | Plumbing Permit | Residential | New | Issued | Residential - New plumbing on both side It’s duplex >BP: To construct a two and a half storey two-family dwelling with a detached accessory building (garage) at the rear providing 2 parking spaces, along with 1 surface parking spot, having vehicular access from the lane. Note: This is a 2 storey building pursuant to the Zoning and Development By-Law Note: Entire building sprinklered to 2x NFPA-13D requirements. 1. A/C units proposed in the rear and half storey 2. Bar sinks NOT proposed 3. Schedule B: Md. Shahidul Alam (604)-6537475 Structural & Geotechnical 4. HPO: Residential Builder - Isher Development Ltd. | Finest Plumbing & Heating Ltd
PP-2023-00917 | NULL | 2680 HORLEY STREET, Vancouver, BC V5R 4R8 | Plumbing Permit | Residential | New | Withdrawn | Residential - New plumbing on front unit | Finest Plumbing & Heating Ltd
PP-2023-00297 | 2023-01-27 | 2680 HORLEY STREET, Vancouver, BC V5R 4R8 | Plumbing Permit | Residential | New | Issued | Residential - 1 outside Sump without pump | ON TIME EXCAVATING & DEMOLITION LTD
EP-2023-04221 | 2023-05-31 | 2680 HORLEY STREET, Vancouver, BC V5R 4R8 | Electrical Permit | Residential | New | Issued | Installation / Repair - Residential - new duplex house >BP: To construct a two and a half storey two-family dwelling (782,750.00) with a detached accessory building (garage) at the rear providing 2 parking spaces, along with 1 surface parking spot, having vehicular access from the lane. Note: This is a 2 storey building pursuant to the Zoning and Development By-Law Note: Entire building sprinklered to 2x NFPA-13D requirements. 1. A/C units proposed in the rear and half storey 2. Bar sinks NOT proposed 3. Schedule B: Md. Shahidul Alam (604)-6537475 Structural & Geotechnical 4. HPO: Residential Builder - Isher Development Ltd. ******THIS PERMIT HAS BEEN ISSUED UNDER THE REQUIREMENTS OF VBBL #12511 (2019)****** | A1 Cheema Electrical Ltd
SP-2023-00818 | 2023-05-11 | 2680 HORLEY STREET, Vancouver, BC V5R 4R8 | Sprinkler Permit | Residential | New | Issued | Residential - Fire Sprinkler Installation >BP: To construct a two and a half storey two-family dwelling (782,750.00) with a detached accessory building (garage) at the rear providing 2 parking spaces, along with 1 surface parking spot, having vehicular access from the lane. Note: This is a 2 storey building pursuant to the Zoning and Development By-Law Note: Entire building sprinklered to 2x NFPA-13D requirements. 1. A/C units proposed in the rear and half storey 2. Bar sinks NOT proposed 3. Schedule B: Md. Shahidul Alam (604)-6537475 Structural & Geotechnical 4. HPO: Residential Builder - Isher Development Ltd. | NewTech Fire Protection Ltd
EP-2023-04763 | 2023-05-30 | 2680 HORLEY STREET, Vancouver, BC V5R 4R8 | Electrical Permit | Residential | New | Issued | Installation / Repair - Residential - Extra low voltage roughing and finishing for tv, data, security Alarm Installation. >BP: To construct a two and a half storey two-family dwelling (782,750.00) with a detached accessory building (garage) at the rear providing 2 parking spaces, along with 1 surface parking spot, having vehicular access from the lane. Note: This is a 2 storey building pursuant to the Zoning and Development By-Law Note: Entire building sprinklered to 2x NFPA-13D requirements. 1. A/C units proposed in the rear and half storey 2. Bar sinks NOT proposed 3. Schedule B: Md. Shahidul Alam (604)-6537475 Structural & Geotechnical 4. HPO: Residential Builder - Isher Development Ltd. ******THIS PERMIT HAS BEEN ISSUED UNDER THE REQUIREMENTS OF VBBL #12511 (2019)****** | Smarthomes Security Ltd.
GP-2023-01691 | 2023-05-31 | 2680 HORLEY STREET, Vancouver, BC V5R 4R8 | Gas Permit | Residential | New | Issued | Residential - 2 Range, 2 Boiler & 2 BBQ >BP: To construct a two and a half storey two-family dwelling | Century Twenty One Gas & Heating Co. Ltd
EP-2022-06463 | 2022-08-24 | 2680 HORLEY STREET, Vancouver, BC V5R 4R8 | Electrical Permit | Residential | New | Expired | Temporary Power - Residential - To provide temporary power. NOTE: Work authorized by this permit is for placement of a temporary power pole only and does not authorize any site construction and/or excavation. A separate Building Permit will be required prior to commencement of any other work on this site. | A1 Cheema Electrical Ltd
GP-2023-02083 | 2023-07-12 | 2749 HORLEY STREET, Vancouver, BC V5R 4R7 | Gas Permit | Residential | Renovation | Completed | Residential - HWT re&re | Ferenc Nagy
EP-2022-08419 | 2022-10-07 | 5810 HIGHBURY STREET, Vancouver, BC V6N 1Z1 | Electrical Permit | Residential | Renovation | Completed | Installation / Repair - Residential - Electrical supply for heat pump >MP-2022-00348: Issued (Heating and Cooling) | Milani Electric Limited
MP-2022-00348 | 2022-10-04 | 5810 HIGHBURY STREET, Vancouver, BC V6N 1Z1 | Mechanical Permit | NULL | NULL | Completed | NULL | Milani Electric Limited
GP-2022-01360 | 2022-05-03 | 5876 HIGHBURY STREET, Vancouver, BC V6N 1Z1 | Gas Permit | Residential | Addition | Completed | Residential - INSTALL A GAS LINE FOR A NEW FIREPLACE AND A RANGE | Hillcrest Plumbing & Heating (1967) Ltd
GP-2022-03020 | 2022-10-05 | 5911 HIGHBURY STREET, Vancouver, BC V6N 1Y9 | Gas Permit | Residential | Renovation | Completed | Residential - Re&Re Furnace | Milani Plumbing Heating & Air Conditioning Ltd
EP-2022-02334 | 2022-03-24 | 6925 INVERNESS STREET, Vancouver, BC V5X 4G4 | Electrical Permit | Residential | Renovation | Completed | Installation / Repair - Residential - Installing 200 amp panel on garage, also 2, 100 amp sub panels in garage. Also pipe for future car charger -service will be new and moved. Current panel is in the food prep area. We are putting a 200 amp meter base and panel in garage. (Bc hydro approved) We will run 2 100 amp feeds into the house and relocate the branch circuits using junction boxes at current panel location . Car charger is just for future | Shield Electric Ltd
EP-2023-05667 | 2023-07-10 | 6985 INVERNESS STREET, Vancouver, BC V5X 4G4 | Electrical Permit | Residential | New | Issued | Installation / Repair - Residential - NEW DUPLEX WIIRING FOR THREE FLOOR >BP: To construct a 2-storey duplex with a detached accessory building (garage) at the rear providing 2 parking spaces, having vehicular access from the lane. The entire building to be sprinklered to 2x NFPA 13D. Note: This is a 2 storey building pursuant to the Zoning and Development By-Law ******THIS PERMIT HAS BEEN ISSUED UNDER THE REQUIREMENTS OF VBBL 2019****** ***This permit is issued under the VBBL 2019, with updated energy requirements as per bylaw # 12997 effective Jan 01, 2022.*** 1. External mechanical unit proposed 2. Schedule B Geoff Wensel P.Eng (778-855-2549) Structural and Geotechnical 3. BC Housing Mahnger Homes Ltd NOTE: To achieve the required FSR a floor space exclusion of 2% has been applied to this application as per section 10.15.1 of the district schedule, to accommodate improved building performance. All rooms adjacent to North and South exposing building face shall be sprinklered. Combustible projections or roof soffits on an exposing building face shall not project to less than .45m from the property line and shall be in compliance with VBBL 2019 9.10.15.5.(9) | Simon Electric Ltd
PP-2023-01992 | 2023-06-05 | 6985 INVERNESS STREET, Vancouver, BC V5X 4G4 | Plumbing Permit | Residential | New | Issued | Residential - 2FD - storm and sewer | Mash Construction Ltd.
PP-2023-02313 | 2023-06-29 | 6985 INVERNESS STREET, Vancouver, BC V5X 4G4 | Plumbing Permit | Residential | New | Issued | Residential - Rough-in and finish installation >BP: To construct a 2-storey duplex with a detached accessory building (garage) at the rear providing 2 parking spaces, having vehicular access from the lane. The entire building to be sprinklered to 2x NFPA 13D. Note: This is a 2 storey building pursuant to the Zoning and Development By-Law ******THIS PERMIT HAS BEEN ISSUED UNDER THE REQUIREMENTS OF VBBL 2019****** ***This permit is issued under the VBBL 2019, with updated energy requirements as per bylaw # 12997 effective Jan 01, 2022.*** 1. External mechanical unit proposed 2. Schedule B Geoff Wensel P.Eng (778-855-2549) Structural and Geotechnical 3. BC Housing Mahnger Homes Ltd | Green Earth Plumbing and Heating Ltd
EP-2023-02251 | 2023-03-16 | 6985 INVERNESS STREET, Vancouver, BC V5X 4G4 | Electrical Permit | Residential | New | Issued | Temporary Power - Residential - To provide temporary power. | Simon Electric Ltd
SP-2023-02267 | 2023-12-18 | 6985 INVERNESS STREET, Vancouver, BC V5X 4G4 | Sprinkler Permit | Residential | New | Issued | Residential - new duplex >BP: To construct a 2-storey duplex with a detached accessory building (garage) at the rear providing 2 parking spaces, having vehicular access from the lane. The entire building to be sprinklered to 2x NFPA 13D. Note: This is a 2 storey building pursuant to the Zoning and Development By-Law ******THIS PERMIT HAS BEEN ISSUED UNDER THE REQUIREMENTS OF VBBL 2019****** ***This permit is issued under the VBBL 2019, with updated energy requirements as per bylaw # 12997 effective Jan 01, 2022.*** 1. External mechanical unit proposed 2. Schedule B Geoff Wensel P.Eng (778-855-2549) Structural and Geotechnical 3. BC Housing Mahnger Homes Ltd | Yu Fire Protection Inc.
EP-2024-00369 | 2024-01-18 | 6985 INVERNESS STREET, Vancouver, BC V5X 4G4 | Electrical Permit | Residential | New | Issued | Installation / Repair - Residential - SECURITY - complete installation. CCTV. DATA. >BP: To construct a 2-storey duplex with a detached accessory building (garage) at the rear providing 2 parking spaces, having vehicular access from the lane. | Jasneet S Dhuper
GP-2022-01276 | 2022-04-23 | 7216 INVERNESS STREET, Vancouver, BC V5X 4G8 | Gas Permit | Residential | Renovation | Completed | Residential - RE AND RE FURNACE | Samra Heating & Cooling Ltd
GP-2023-03473 | 2023-11-09 | 3455 KASLO STREET, Vancouver, BC | Gas Permit | Commercial | Renovation | Cancelled | Commercial - removal & replacement of x2 40 gallon hot water tanks | Pioneer Plumbing & Heating Inc
PP-2024-00134 | 2024-01-26 | 3645 KASLO STREET, Vancouver, BC | Plumbing Permit | Commercial | Renovation | Issued | Commercial - Outside work to replace/reroute underground water service to the Hartman building on the property ( building is existing) | Encon Performance Inc
PP-2022-01136 | 2022-04-11 | 180 KEEFER STREET, Vancouver, BC V6A 4E9 | Plumbing Permit | Commercial | New | Completed | Commercial - Install 2 backflows | Across Town Plumbing & Heating (2017) Ltd
NULL | NULL | 180 KEEFER STREET, Vancouver, BC V6A 4E9 | Plumbing Permit | Commercial | New | Draft | Commercial - Put a backflow on an ice machine and commercial dishwasher. | Across Town Plumbing & Heating (2017) Ltd
NULL | NULL | 180 KEEFER STREET, Vancouver, BC V6A 4E9 | Plumbing Permit | NULL | New | Draft | - Backflows for ice machine and commercial dishwasher. | Across Town Plumbing & Heating (2017) Ltd
EP-2023-10109 | NULL | 180 KEEFER STREET, Vancouver, BC V6A 4E9 | Electrical Permit | Commercial | Addition | Applicant Revisions | Installation / Repair - Commercial - Install one Level 2 EV charger at EasyPark Lot 7 - 180 Keefer Street 1. Run 1" EMT conduit for 150 ft and 8 AWG x 1 circuit 2. Install Square D 2P40A breaker 3. Install a FLO CoRe+ EV charger beside existing EV chargers on Ground Level Work description as follows: 1. From Panel P1G, pull a 40A circuit, run 1" EMT conduit for 150 ft and 8 AWG x 1 circuits(3 conductors) 2. Install Square D 2P40A breaker in Panel P1G 3. Install a FLO level 2 EV charger beside existing EV chargers on Ground Level | APC ALARM CORP
EP-2022-05471 | 2022-09-29 | 180 KEEFER STREET, Vancouver, BC V6A 4E9 | Electrical Permit | Commercial | Renovation | Completed | Installation / Repair - Commercial - To wire and install three (3) modules to monitor kitchen suppression, as per building permit applied for by others. >BP: Interior alterations to upgrade the fire alarm system (category 1) for the connection of the existing kitchen suppression systems in unit #108, #110 & #111 on the ground floor of this existing commercial building. | Fina Electrical Systems Ltd
EP-2022-05739 | 2022-07-11 | 180 KEEFER STREET, Vancouver, BC V6A 4E9 | Electrical Permit | Commercial | Tenant Improvement | Completed | Installation / Repair - Commercial - Demo of existing electrical lighting & power where required. Provide new 100 amp disconnect with auxiliary contacts. Provide new caged LED fixtures c/w wireguards. Provide power for new HVAC unit and oil tank heater (installation by others). Provide new GFCI receptacles. -Providing a new separate ground/bonding conductor in the 3 phase elevator power supply with feeder wire to the elevator controller to suit the new equipment. We are providing the power only for the AC - mechanical work / permit will be by others | Action Electric Ltd
PP-2022-02959 | 2022-09-14 | 3820 KASLO STREET, Vancouver, BC V5R 2B2 | Plumbing Permit | Residential | Renovation - Dwelling Unit(s) only | Issued | Residential - bathroom plumbing, kitchen plumbing, washer and dryer connection plumbing -CF-2022-002304 >BP: Exterior and interior alterations to add a new front covered porch, new bay window to basement, new second floor with roof deck on the south elevation and to convert the basement to a secondary suite for this existing two storey plus basement one family dwelling on this corner flanking no lane site. Scope of work to include enclosing the existing covered porch at rear. Letters of assurance submitted by D Sundvick at 604-888-0842 Proposed building depth to 44.96 and rear yard to 53.60 reviewed and noted per T. Potter (verbal), June 16, 2010 | Luigi Valentino Fontana
EP-2022-04197 | 2022-05-20 | 3924 KASLO STREET, Vancouver, BC V5R 2B3 | Electrical Permit | Residential | Renovation | Completed | Installation / Repair - Residential - Service Upgrade from 100AMp to 200AMp Overhead Amend: Nov 24, 2022 EC to amend permit: 1) this is not a new service. its a disconnect/ reconnect. 2) the amperage is to be 100A 3) change scope to "remove and replace 100A panel" | Grove Electric Ltd
EP-2022-07161 | 2022-08-25 | 3924 KASLO STREET, Vancouver, BC V5R 2B3 | Electrical Permit | Residential | Addition | Completed | Installation / Repair - Residential - Installation of 12 PV solar panels on a sloped roof >BP: To install solar panels on the roof of this existing one-family dwelling on this site | Penfolds Roofing Inc.
GP-2022-03344 | 2022-10-28 | 543 HAWKS AVENUE, Vancouver, BC | Gas Permit | Residential | Renovation | Completed | Residential - Hot Water Tank and Furnace Replacement | Hillcrest Plumbing & Heating (1991) Ltd
EP-2022-00068 | 2023-05-08 | 632 HAWKS AVENUE, Vancouver, BC | Electrical Permit | Residential | Renovation | Issued | Installation / Repair - Residential - First phase 632 Hawks Ave: (basement electrical and low voltage) Second phase 636 Hawks Ave: (top 2 floors electrical and low voltage) >BP: To provide interior and exterior alterations, re-designate the existing strata units (up and down duplex), restore exterior unenclosed balcony and provide a new exterior sunken entry and exterior stairs to the lower strata unit in the front yard of this existing Two-Family Dwelling listed on the Vancouver Heritage Registry as a building “B”. ******THIS PERMIT HAS BEEN REVIEWED & ISSUED UNDER THE REQUIREMENTS OF VBBL 2019 ND AMENDMENT EFFECTIVE JANUARY 1ST, 2022. ******** Building Review Branch Notes: 1. Struct. B is submitted. 2. All dwelling units have separate exterior entrances. 3. Entire building is upgraded per 'Renovation' VBBL Table 11.2.1.4.(1)A-C and energy upgrade per Table 11.2.1.4(2). 4. Existing building has been sprinklered to NFPA 13D requirements. | Newma Power Systems Inc
EP-2022-05028 | 2022-06-14 | 716 HAWKS AVENUE, Vancouver, BC V6A 3J3 | Electrical Permit | Residential | Renovation | Completed | Installation / Repair - Residential - New 200A service - wire basement and rewire to new panel >BP: Exterior and interior alterations to raise the existing house 8”, dig out the slightly overheight crawl space to create habitable space, remove a portion of the basement off the property line for this existing two storey plus basement one family dwelling on this site. REUP submitted by Peter Cho - City Green Solutions | MCKINLEY ELECTRIC LTD
PP-2022-04031 | 2022-11-08 | 716 HAWKS AVENUE, Vancouver, BC V6A 3J3 | Plumbing Permit | Residential | Renovation | Completed | Residential - New sump and sewer connection AMEND: NOV 21/2023 Amend the plumbing permit to Pumped Sump as opposed to standard gravity sump. ENGINEER LTR UPLOADED | Ground Busters Excavation & Demolition
GP-2022-03727 | 2022-11-25 | 716 HAWKS AVENUE, Vancouver, BC V6A 3J3 | Gas Permit | Residential | Renovation | Completed | Residential - Furnace and Tankless Replacement >BP: Exterior and interior alterations to raise the existing house 8”, dig out the slightly overheight crawl space to create habitable space, remove a portion of the basement off the property line for this existing two storey plus basement one family dwelling on this site. | Fraser Valley Heating Co Ltd
PP-2022-03357 | 2022-09-21 | 716 HAWKS AVENUE, Vancouver, BC V6A 3J3 | Plumbing Permit | Residential | Addition | Completed | Residential - House is being lifted. New fixtures will added in the basement and two stacks from above will be reconnected. New waterlines run from curb stop. >BP: Exterior and interior alterations to raise the existing house 8”, dig out the slightly overheight crawl space to create habitable space, remove a portion of the basement off the property line for this existing two storey plus basement one family dwelling on this site. | Smith, Heidi Rene DBA H S Plumbing
GP-2023-03279 | 2023-10-30 | 5762 HIGHBURY STREET, Vancouver, BC V6N 1Z1 | Gas Permit | Residential | Renovation | Completed | Residential - HWT RE&RE | Ferenc Nagy
PP-2023-03442 | 2023-09-28 | 5777 HIGHBURY STREET, Vancouver, BC V6N 1Y9 | Plumbing Permit | Residential | New | Issued | Residential - Install a backflow preventer for landscape irrigation system | MRD Landscaping Inc
EP-2022-06366 | 2022-08-12 | 5777 HIGHBURY STREET, Vancouver, BC V6N 1Y9 | Electrical Permit | Residential | New | Issued | Installation / Repair - Residential - TO CONTINUE WORK STARTED BY OTHERS (EP-2022-00660) new single family dwelling >BP: To construct a 2 storey + cellar one-family dwelling ($1,178,000.00) with a detached accessory building (garage), at the rear providing 2 parking spaces, having vehicular access from the lane. INDOOR SWIMMING POOL Note: This is a 2 storey building pursuant to the Zoning and Development By-Law 1- No A/C unit proposed 2- 8’ bar sink proposed in cellar, lobby 3- Schedule B: Shan Huang, P.Eng 604-401-6588 (Architectural (swimming pool -in door) 4- Schedule B: Xian Min Lily Qiu, P.Eng 778-321-5377 (Structural) 5- Schedule B: GongZuo Zhou, P.Eng 604-838-2586 (Geotechnical) 6- HPO: Residential Builder, M & W Enterprises Ltd. "Combustible projections or roof soffits on an exposing building face shall not project to less than .45m from the property line and shall be in compliance with VBBL 2014 9.10.15.5.(9)" The entire building, INCLUDING THE ATTACHED GARAGE (if applicable), to be sprinklered to NFPA 13D. ******THIS PERMIT HAS BEEN ISSUED UNDER THE REQUIREMENTS OF VBBL 2019 | Rui Power Electric Limited
SP-2022-02007 | 2022-12-01 | 5777 HIGHBURY STREET, Vancouver, BC V6N 1Y9 | Sprinkler Permit | Residential | New | Issued | Residential - new sprinkler installation by NFPA13D >BP: To construct a 2 storey + cellar one-family dwelling ($1,178,000.00) with a detached accessory building (garage), at the rear providing 2 parking spaces, having vehicular access from the lane. INDOOR SWIMMING POOL Note: This is a 2 storey building pursuant to the Zoning and Development By-Law 1- No A/C unit proposed 2- 8’ bar sink proposed in cellar, lobby 3- Schedule B: Shan Huang, P.Eng 604-401-6588 (Architectural (swimming pool -in door) 4- Schedule B: Xian Min Lily Qiu, P.Eng 778-321-5377 (Structural) 5- Schedule B: GongZuo Zhou, P.Eng 604-838-2586 (Geotechnical) 6- HPO: Residential Builder, M & W Enterprises Ltd. The entire building, INCLUDING THE ATTACHED GARAGE (if applicable), to be sprinklered to NFPA 13D. ******THIS PERMIT HAS BEEN ISSUED UNDER THE REQUIREMENTS OF VBBL 2019 | Spectrum Fire Protection Ltd
EP-2023-04639 | 2023-06-01 | 5777 HIGHBURY STREET, Vancouver, BC V6N 1Y9 | Electrical Permit | Residential | New | Issued | Installation / Repair - Residential - Rough in and completion: Security alarm/CCTV /intercom/ Data TV/ lighting/ back ground music >BP: To construct a 2 storey + cellar one-family dwelling ($1,178,000.00) with a detached accessory building (garage), at the rear providing 2 parking spaces, having vehicular access from the lane. INDOOR SWIMMING POOL Note: This is a 2 storey building pursuant to the Zoning and Development By-Law 1- No A/C unit proposed 2- 8’ bar sink proposed in cellar, lobby 3- Schedule B: Shan Huang, P.Eng 604-401-6588 (Architectural (swimming pool -in door) 4- Schedule B: Xian Min Lily Qiu, P.Eng 778-321-5377 (Structural) 5- Schedule B: GongZuo Zhou, P.Eng 604-838-2586 (Geotechnical) 6- HPO: Residential Builder, M & W Enterprises Ltd. "Combustible projections or roof soffits on an exposing building face shall not project to less than .45m from the property line and shall be in compliance with VBBL 2014 9.10.15.5.(9)" The entire building, INCLUDING THE ATTACHED GARAGE (if applicable), to be sprinklered to NFPA 13D. ******THIS PERMIT HAS BEEN ISSUED UNDER THE REQUIREMENTS OF VBBL 2019 | Guardian Security Systems ltd
EP-2023-05671 | 2023-06-26 | 5777 HIGHBURY STREET, Vancouver, BC V6N 1Y9 | Electrical Permit | Residential | New | Issued | Temporary Power - Residential - To provide temporary power. | Rui Power Electric Limited
EP-2022-04941 | 2022-06-10 | 5777 HIGHBURY STREET, Vancouver, BC V6N 1Y9 | Electrical Permit | Residential | New | Expired | Temporary Power - Residential - To provide temporary power. | Vanflow Electrical Ltd
GP-2022-01673 | 2022-06-01 | 5777 HIGHBURY STREET, Vancouver, BC V6N 1Y9 | Gas Permit | Residential | New | Issued | Residential - GAS PIPING ROUGH-IN AND APPLIANCE INSTALLATION FOR A NEW SINGLE FAMILY DWELLING To construct a 2 storey + cellar one-family dwelling with a detached accessory building (garage), at the rear providing 2 parking spaces, having vehicular access from the lane. INDOOR SWIMMING POOL Note: This is a 2 storey building pursuant to the Zoning and Development By-Law 1- No A/C unit proposed 2- 8’ bar sink proposed in cellar, lobby 3- Schedule B: Shan Huang, P.Eng 604-401-6588 (Architectural (swimming pool -in door) 4- Schedule B: Xian Min Lily Qiu, P.Eng 778-321-5377 (Structural) 5- Schedule B: GongZuo Zhou, P.Eng 604-838-2586 (Geotechnical) 6- HPO: Residential Builder, M & W Enterprises Ltd. | Western Links Enterprises Ltd
PP-2022-01860 | 2022-06-02 | 5777 HIGHBURY STREET, Vancouver, BC V6N 1Y9 | Plumbing Permit | Residential | New | Issued | Residential - PLUMBING for: >BP: To construct a 2 storey + cellar one-family dwelling with a detached accessory building (garage), at the rear providing 2 parking spaces, having vehicular access from the lane. INDOOR SWIMMING POOL Note: This is a 2 storey building pursuant to the Zoning and Development By-Law 1- No A/C unit proposed 2- 8’ bar sink proposed in cellar, lobby 3- Schedule B: Shan Huang, P.Eng 604-401-6588 (Architectural (swimming pool -in door) 4- Schedule B: Xian Min Lily Qiu, P.Eng 778-321-5377 (Structural) 5- Schedule B: GongZuo Zhou, P.Eng 604-838-2586 (Geotechnical) 6- HPO: Residential Builder, M & W Enterprises Ltd. "Combustible projections or roof soffits on an exposing building face shall not project to less than .45m from the property line and shall be in compliance with VBBL 2014 9.10.15.5.(9)" The entire building, INCLUDING THE ATTACHED GARAGE (if applicable), to be sprinklered to NFPA 13D. ******THIS PERMIT HAS BEEN ISSUED UNDER THE REQUIREMENTS OF VBBL 2019 | Western Links Enterprises Ltd
EP-2022-00660 | 2022-01-28 | 5777 HIGHBURY STREET, Vancouver, BC V6N 1Y9 | Electrical Permit | Residential | New | Issued | Installation / Repair - Residential - all the electrical wirings through the new house (not including extra low voltage) >BP: To construct a 2 storey + cellar one-family dwelling ($1,178,000.00) with a detached accessory building (garage), at the rear providing 2 parking spaces, having vehicular access from the lane. INDOOR SWIMMING POOL Note: This is a 2 storey building pursuant to the Zoning and Development By-Law 1- No A/C unit proposed 2- 8’ bar sink proposed in cellar, lobby 3- Schedule B: Shan Huang, P.Eng 604-401-6588 (Architectural (swimming pool -in door) 4- Schedule B: Xian Min Lily Qiu, P.Eng 778-321-5377 (Structural) 5- Schedule B: GongZuo Zhou, P.Eng 604-838-2586 (Geotechnical) 6- HPO: Residential Builder, M & W Enterprises Ltd. "Combustible projections or roof soffits on an exposing building face shall not project to less than .45m from the property line and shall be in compliance with VBBL 2014 9.10.15.5.(9)" The entire building, INCLUDING THE ATTACHED GARAGE (if applicable), to be sprinklered to NFPA 13D. ******THIS PERMIT HAS BEEN ISSUED UNDER THE REQUIREMENTS OF VBBL 2019 | Vanflow Electrical Ltd
PP-2022-00428 | 2022-02-10 | 5777 HIGHBURY STREET, Vancouver, BC V6N 1Y9 | Plumbing Permit | Residential | New | Issued | Residential - 1FD - storm water system To construct a 2 storey + cellar one-family dwelling with a detached accessory building (garage), at the rear providing 2 parking spaces, having vehicular access from the lane. INDOOR SWIMMING POOL Note: This is a 2 storey building pursuant to the Zoning and Development By-Law 1- No A/C unit proposed 2- 8’ bar sink proposed in cellar, lobby | J & R Excavation & Demolition Ltd.
GP-2023-01873 | 2023-06-20 | 5807 HIGHBURY STREET, Vancouver, BC V6N 1Y9 | Gas Permit | Residential | Renovation | Completed | Residential - Boiler replacement | Maple Furnace Heating & Air Conditioning
GP-2023-00721 | 2023-03-01 | 8222 HUDSON STREET, Vancouver, BC V6P 4M1 | Gas Permit | Residential | Renovation - Dwelling Unit(s) only | Completed | Residential - boiler replacement | Central Commercial & Residential Services
GP-2023-02554 | 2023-09-01 | 8222 HUDSON STREET, Vancouver, BC V6P 4M1 | Gas Permit | Residential | Renovation - Dwelling Unit(s) only | Completed | Residential - hot water tank replacement | Central Commercial & Residential Services
EP-2023-08698 | 2023-09-26 | 1447 HORNBY STREET, Vancouver, BC V6Z 1W8 | Electrical Permit | Commercial | Renovation | Issued | Annual / Operating - Annual / Operating - Annual / Operating - To provide general repairs and maintenance when needed. Renewal of EP-2023-00945 Valid: Sep 14, 2023 to Sep 13, 2024 | Norben Electric (2016) Ltd
EP-2023-00945 | 2023-02-03 | 1447 HORNBY STREET, Vancouver, BC V6Z 1W8 | Electrical Permit | Commercial | Renovation | Expired | Annual / Operating - Annual / Operating - Annual / Operating - To provide general repairs and maintenance when needed. Renewal of EP-2021-06123 Valid: Sep 14, 2022 to Sep 13, 2023 | Norben Electric (2016) Ltd
EP-2023-09448 | 2023-11-01 | 1600 HORNBY STREET, Vancouver, BC V6Z 2S4 | Electrical Permit | Commercial | Renovation | Issued | Installation / Repair - Commercial - Installation of temporary 1250 kVA transformer for repairs to existing transformer. Temp transformer to be position in place of existing transformer in existing unit sub enclosure. | Power Pros Electrical Ltd
EP-2023-09437 | 2023-10-19 | 1600 HORNBY STREET, Vancouver, BC V6Z 2S4 | Electrical Permit | Residential | Addition | Issued | Temporary Power - Residential - To provide temporary power. this is a temporary generator install to power the building as the transformer for the building has failed. EP-2023-09448 is for the work to replace the transformer once one can be sourced. | Power Pros Electrical Ltd
NULL | NULL | 1625 HORNBY STREET, Vancouver, BC V6Z 2M2 | Electrical Permit | Commercial | NULL | Draft | Annual / Operating - Maintenance on the building | Ryan J P Lundquist
EP-2023-03104 | 2023-04-11 | 1625 HORNBY STREET, Vancouver, BC V6Z 2M2 | Electrical Permit | Commercial | Tenant Improvement | Cancelled | Installation / Repair - Commercial - Install power to lobby door overhead operator. | Pacific Western Power & Control Ltd
EP-2022-10193 | 2022-12-02 | 1625 HORNBY STREET, Vancouver, BC V6Z 2M2 | Electrical Permit | Commercial | NULL | Expired | Annual / Operating - annual operating permit and log book Renewal of EP-2021-04569 Valid from Jul 12, 2022 to Jul 11, 2023 | Power Pros Electrical Ltd
EP-2022-07264 | 2022-09-12 | 1675 HORNBY STREET, Vancouver, BC V6Z 2M3 | Electrical Permit | Commercial | Renovation | Completed | Installation / Repair - Commercial - EV ready infrastructure for 34 charger outlets, 200 amp 3 phase panel | Balsam Electric Ltd
EP-2023-05628 | 2023-06-26 | 1860 HOSMER AVENUE, Vancouver, BC V6J 2S5 | Electrical Permit | Residential | Renovation | Completed | Installation / Repair - Residential - 200A overhead service upgrade and panel replacement. | Terradyne Electrical Services Inc
PP-2023-01538 | 2023-05-02 | 1998 HOSMER AVENUE, Vancouver, BC V6J 2S8 | Plumbing Permit | Residential | Renovation | Completed | Residential - Replace 30meters of water service line >BP: Interior alterations to the kitchen and bathroom of this existing Single Detached House on this site. Scope of work includes: 1) Remove and install new millwork in the kitchen. 2) Replace light fixtures in the kitchen. 3) Replace water closet fixtures. | FS Plumbing & Heating
PP-2023-01799 | 2023-05-24 | 1998 HOSMER AVENUE, Vancouver, BC V6J 2S8 | Plumbing Permit | Residential | Renovation | Completed | Residential - irrigation system | Henry Michael Porteous
NULL | NULL | 1998 HOSMER AVENUE, Vancouver, BC V6J 2S8 | Plumbing Permit | Residential | Renovation | Withdrawn | Residential - Replace 30 Meters of 1-1/4" water service line | NULL
EP-2023-09283 | 2023-10-16 | 1998 HOSMER AVENUE, Vancouver, BC V6J 2S8 | Electrical Permit | Residential | Addition | Issued | Installation / Repair - Residential - Installation of security alarm system thhroughout premises. >BP: Interior alterations to the kitchen and bathroom of this existing Single Detached House on this site. Scope of work includes: 1) Remove and install new millwork in the kitchen. 2) Replace light fixtures in the kitchen. 3) Replace water closet fixtures. Ok for field review as per Manuel Meier. Notes: - DBI to determine on site if Schedule B, Structural, is required. | Provident Security Corp
EP-2023-08014 | 2023-09-12 | 1998 HOSMER AVENUE, Vancouver, BC V6J 2S8 | Electrical Permit | Residential | Renovation | Issued | Installation / Repair - Residential - ¦ 1FD- RENO/ KNOB + TUBE ¦ Rewire of house throughout as needed to remove knob and tube wiring; smoke detectors throughout as per building code; sub panel; kitchen renovation; branch circuits and lighting throughout, class 2 low voltage; audio/visual/telephone; grounding/bonding. >BP: Interior alterations to the kitchen and bathroom of this existing Single Detached House on this site. Scope of work includes: 1) Remove and install new millwork in the kitchen. 2) Replace light fixtures in the kitchen. 3) Replace water closet fixtures. Ok for field review as per Manuel Meier. Notes: - DBI to determine on site if Schedule B, Structural, is required. | ANS Electrical Installations Ltd
NULL | NULL | 250 HOWE STREET, Vancouver, BC V6C 3R8 | Electrical Permit | Commercial | Addition | Draft | Installation / Repair - Commercial - Installation of 8x8x4 junction boxes in existing 1 1/4" EMT conduit used for a fiber optic run. | Bros Electric Ltd
SP-2023-01527 | 2023-08-22 | 250 HOWE STREET, Vancouver, BC V6C 3R8 | Sprinkler Permit | Commercial | Tenant Improvement | Completed | Commercial - Replace (9); Add (10) >BP: #400 - 4th floor (full floor tenant) Interior alterations to provide tenant improvements for a new full floor office tenant on the 4th floor (#400) in this existing commercial building on this site. Scope of work: remove/construct select partition walls, doors, finishes, lighting, power and communications, electrical, plumbing and sprinkler work. *****This application does not include any of the following: 1. Not more than 20 sprinklers (add, relocate, or remove), 2. hydraulic calculations, 3. change in occupancy and /or hazard classification, 4. warehouse storage arrangements, 5. mobile compact storage arrangements, 6. alternative solutions, 7. changes to the sprinkler system supply piping (e.g. valves, mains, cross-mains, branch-lines, etc.), or 8. flexible sprinkler pipe. | Community Fire Prevention Ltd
EP-2023-07459 | 2023-08-16 | 250 HOWE STREET, Vancouver, BC V6C 3R8 | Electrical Permit | Commercial | Tenant Improvement | Completed | Installation / Repair - Commercial - Demo existing electrical devices to be removed, relocate existing devices, Install owner supplied lighting fixtures, and lighting controls, install Exit signage, Receptacles, install poke-thru floor box in conference room, install New Electrical Panel “O”, Leviton Cat 6 and Cat 6A data cabling, install 5KVA UPS system and 5-External Battery packs, 1-4 Post data rack, patch panels, cable management, move existing 2 post data rack and relocate existing data runs onto new 4 post rack. Install 2” Fiber and Tel conduits to server room. Install Fire alarm devices, Security boxes, conduits and pull-strings. Install A/V boxes, conduits and pull-strings, power and data whips for office furniture. Supply power and disconnects for Mechanical devices. Provide Fire alarm verification and reports. Provide Seismic Inspection and reports. BP: #400 - 4th floor (full floor tenant) Interior alterations to provide tenant improvements for a new full floor office tenant on the 4th floor (#400) in this existing commercial building on this site. Scope of work: remove/construct select partition walls, doors, finishes, lighting, power and communications, electrical, plumbing and sprinkler work. TENANT: Robert Allan Ltd. Schedule A and Architectural Schedule B submitted by Andrew Igel, Architect ph: 778-839-4260 Energy checklist is currently no longer required with your Building Permit (BP) application. Some supporting documents are still required at BP stage, specifically Envelope and HVAC, if applicable. Service Water Heating and Lighting supporting documents, if applicable, must be submitted with your related trades permits (e.g. electrical and plumbing). | Ino-Tek Electric Ltd.
EP-2023-07362 | 2023-08-14 | 250 HOWE STREET, Vancouver, BC V6C 3R8 | Electrical Permit | Commercial | NULL | Issued | Annual / Operating - ANNUAL OPERATING/MAINTENANCE EXPIRED PERMIT EP-2022-02499 VALID AUG 12, 2023 UNTIL AUG 11, 2024 | Sasco Contractors Ltd
EP-2023-08655 | 2023-09-27 | 250 HOWE STREET, Vancouver, BC V6C 3R8 | Electrical Permit | Commercial | Renovation | Completed | Installation / Repair - Commercial - Security Installation of Cameras and Access Control System. >BP: Interior alterations to provide tenant improvements for a new full floor office tenant on the 4th floor (#400) in this existing commercial building on this site. Scope of work: remove/construct select partition walls, doors, finishes, lighting, power and communications, electrical, plumbing and sprinkler work. TENANT: Robert Allan Ltd. Schedule A and Architectural Schedule B submitted by Andrew Igel, Architect ph: 778-839-4260 Energy checklist is currently no longer required with your Building Permit (BP) application. Some supporting documents are still required at BP stage, specifically Envelope and HVAC, if applicable. Service Water Heating and Lighting supporting documents, if applicable, must be submitted with your related trades permits (e.g. electrical and plumbing). | OMICRON SECURITY INC
NULL | NULL | 250 HOWE STREET, Vancouver, BC V6C 3R8 | Electrical Permit | Commercial | Tenant Improvement | Draft | Installation / Repair - Commercial - Fob Access Control and Cameras no Maglocks | NULL
PP-2023-02749 | 2023-08-08 | 250 HOWE STREET, Vancouver, BC V6C 3R8 | Plumbing Permit | Commercial | Tenant Improvement | Completed | Commercial - SUITE #400 - 4TH FLOOR - Demo existing plumbing, installation of new water pipe and drainage, new water heater and fixtures, backflow preventers if required >BP: #400 - 4th floor (full floor tenant) Interior alterations to provide tenant improvements for a new full floor office tenant on the 4th floor (#400) in this existing commercial building on this site. Scope of work: remove/construct select partition walls, doors, finishes, lighting, power and communications, electrical, plumbing and sprinkler work. AMEND: AUG 8/2023 Change address to #400-250 Howe street, Vancouver FROM 609 GRANVILLE ST #400 | Broyce Mechanical Ltd
EP-2022-08498 | 2022-10-07 | 250 HOWE STREET, Vancouver, BC V6C 3R8 | Electrical Permit | Commercial | Renovation | Completed | Installation / Repair - Commercial - Install 35 CAT6 cables for work stations, office, meeting rooms and printers; install 15 CAT6A cables for WAPs >BP: Interior alterations to provide tenant improvements for a new full floor office tenant on the 6th floor (#600) in this existing commercial building on the site. Scope of work: remove/construct partition walls, doors, ceiling work, millwork, finishes, HVAC, electrical, plumbing, mechanical and sprinkler work. TENANT: Pricewaterhouse Coopers LLP Letters of Assurance submitted by: Schedule A and Architectural Schedule B, Andrew Igel, Architect, ph: 778-839-4260 Mechanical and Plumbing Schedule B, Eric Cresswell, P.Eng., ph: 604-684-5995 Electrical Schedule B, Jad McDonald, P.L.Eng., ph: 250-381-6121 OK for Field Review per S. Dugaro; May 11, 2022 Note: Energy trigger not required; BOMA BESt building. | CaTech Systems Ltd
EP-2022-07627 | 2022-09-13 | 250 HOWE STREET, Vancouver, BC V6C 3R8 | Electrical Permit | Commercial | Tenant Improvement | Completed | Installation / Repair - Commercial - new and relocated electrical and communications cabling to accommodate renovations to meeting room. Existing Lighting to remain as is. >BP: Mezzanine Level - Amenity Meeting Room Interior alterations to provide tenant improvements to this amenity meeting room (for use by the tenants) on the mezzanine level in this existing mixed-use building on this site. Scope of work: remove and update flooring, millwork, ceiling work, finishes and electrical work. OK for Field Review; June 12, 2022 E2 - Retrofit Path: BOMA BESt (Path 1) - No Additional Upgrades Req'd | Corporate Electric Limited
EP-2022-07765 | 2022-09-26 | 250 HOWE STREET, Vancouver, BC V6C 3R8 | Electrical Permit | Commercial | Tenant Improvement | Completed | Installation / Repair - Commercial - UNIT #600 - New and relocated lighting, power and fire alarm devices for tenant improvement project. All voice/data/security by others. >BP: #600 - 6th floor (full floor tenant) Interior alterations to provide tenant improvements for a new full floor office tenant on the 6th floor (#600) in this existing commercial building on the site. Scope of work: remove/construct partition walls, doors, ceiling work, millwork, finishes, HVAC, electrical, plumbing, mechanical and sprinkler work. TENANT: Pricewaterhouse Coopers LLP | Corporate Electric Limited
SP-2022-01171 | 2022-09-09 | 250 HOWE STREET, Vancouver, BC V6C 3R8 | Sprinkler Permit | Commercial | Tenant Improvement | Completed | Commercial - UNIT #600 - 6TH FLOOR - ADD AND RELOCATE 82 SPRINKLER HEADS #600 - 6th floor (full floor tenant) Interior alterations to provide tenant improvements for a new full floor office tenant on the 6th floor (#600) in this existing commercial building on the site. Scope of work: remove/construct partition walls, doors, ceiling work, millwork, finishes, HVAC, electrical, plumbing, mechanical and sprinkler work. TENANT: Pricewaterhouse Coopers LLP | Priority Fire Systems Ltd
EP-2022-09884 | 2022-11-22 | 250 HOWE STREET, Vancouver, BC V6C 3R8 | Electrical Permit | Commercial | Renovation | Completed | Installation / Repair - Commercial - UNIT #600 - 6TH FLOOR - Controls relocation and thermostat relocation >BP: #600 - 6th floor (full floor tenant) Interior alterations to provide tenant improvements for a new full floor office tenant on the 6th floor (#600) in this existing commercial building on the site. Scope of work: remove/construct partition walls, doors, ceiling work, millwork, finishes, HVAC, electrical, plumbing, mechanical and sprinkler work. | ESC Automation Inc
EP-2023-00491 | 2023-01-24 | 250 HOWE STREET, Vancouver, BC V6C 3R8 | Electrical Permit | Commercial | Tenant Improvement | Completed | Installation / Repair - Commercial - Audio Visual install >BP: Interior alterations to provide tenant improvements for a new full floor office tenant on the 6th floor (#600) in this existing commercial building on the site. Scope of work: remove/construct partition walls, doors, ceiling work, millwork, finishes, HVAC, electrical, plumbing, mechanical and sprinkler work. REVISION #1: interior layout and material changes. Nov. 8, 2022 mlh TENANT: Pricewaterhouse Coopers LLP Letters of Assurance submitted by: Schedule A and Architectural Schedule B, Andrew Igel, Architect, ph: 778-839-4260 Mechanical and Plumbing Schedule B, Eric Cresswell, P.Eng., ph: 604-684-5995 Electrical Schedule B, Jad McDonald, P.L.Eng., ph: 250-381-6121 OK for Field Review per S. Dugaro; May 11, 2022 Note: Energy trigger not required; BOMA BESt building. | AVI-SPL Canada Ltd
PP-2022-03871 | 2022-10-27 | 250 HOWE STREET, Vancouver, BC V6C 3R8 | Plumbing Permit | Commercial | Tenant Improvement | Completed | Commercial - Fixtures >BP: #600 - 6th floor (full floor tenant) Interior alterations to provide tenant improvements for a new full floor office tenant on the 6th floor (#600) in this existing commercial building on the site. Scope of work: remove/construct partition walls, doors, ceiling work, millwork, finishes, HVAC, electrical, plumbing, mechanical and sprinkler work. | DAVIDSON BROS MECHANICAL CONTRACTORS
EP-2022-08389 | 2022-10-05 | 250 HOWE STREET, Vancouver, BC V6C 3R8 | Electrical Permit | Commercial | Renovation | Completed | Installation / Repair - Commercial - Alteration of existing and addition of new electrical >BP: 1st floor - common washrooms Interior alterations to the existing common washrooms on the 1st floor in this existing commercial building. Scope of work: remove/construct finishes, ceiling, floors, lighting, electrical, plumbing, mechanical and sprinkler work. Letters of Assurance submitted by: Schedule A and Architectural Schedule B, Michael D. McNaught, Architect AIBC, MRAIC, ph: 604-724-7602 Mechanical and Plumbing Schedule B, Bassam M. Yammine, P.Eng., ph: 604-609-0500 Electrical Schedule B, Roger Dupuis, P.Eng., LEED AP, ph: 604-569-6500 E2 - Retrofit Path: BOMA BESt (Path 1) - No Additional Upgrades Req'd Energy checklist is currently no longer required with your Building Permit (BP) application. Some supporting documents are still required at BP stage, specifically Envelope and HVAC, if applicable. Service Water Heating and Lighting supporting documents, if applicable, must be submitted with your related trades permits (e.g. electrical and plumbing). All energy upgrades will be checked during inspections stage. It is the applicant's responsibility to identify and note all required upgrades including energy upgrades on their BP drawings at BP stage. | S1 ELECTRIC LTD
EP-2022-08536 | 2022-10-11 | 250 HOWE STREET, Vancouver, BC V6C 3R8 | Electrical Permit | Commercial | Tenant Improvement | Completed | Installation / Repair - Commercial - Installation of sound masking devices and cables >BP: Interior alterations to provide tenant improvements for a new full floor office tenant on the 6th floor (#600) in this existing commercial building on the site. Scope of work: remove/construct partition walls, doors, ceiling work, millwork, finishes, HVAC, electrical, plumbing, mechanical and sprinkler work. TENANT: Pricewaterhouse Coopers LLP Letters of Assurance submitted by: Schedule A and Architectural Schedule B, Andrew Igel, Architect, ph: 778-839-4260 Mechanical and Plumbing Schedule B, Eric Cresswell, P.Eng., ph: 604-684-5995 Electrical Schedule B, Jad McDonald, P.L.Eng., ph: 250-381-6121 OK for Field Review per S. Dugaro; May 11, 2022 Note: Energy trigger not required; BOMA BESt building. | BTM Marketing Group Ltd
SP-2022-01655 | 2022-10-11 | 250 HOWE STREET, Vancouver, BC V6C 3R8 | Sprinkler Permit | Commercial | Tenant Improvement | Completed | Commercial - relocate 4 existing heads to allow for concealed >BP: 1st floor - common washrooms Interior alterations to the existing common washrooms on the 1st floor in this existing commercial building. Scope of work: remove/construct finishes, ceiling, floors, lighting, electrical, plumbing, mechanical and sprinkler work. *****This application does not include any of the following: 1. Not more than 20 sprinklers (add, relocate, or remove), 2. hydraulic calculations, 3. change in occupancy and /or hazard classification, 4. warehouse storage arrangements, 5. mobile compact storage arrangements, 6. alternative solutions, 7. changes to the sprinkler system supply piping (e.g. valves, mains, cross-mains, branch-lines, etc.), or 8. flexible sprinkler pipe. | Bernin Fire Protection Ltd
SP-2022-01766 | 2022-10-27 | 250 HOWE STREET, Vancouver, BC V6C 3R8 | Sprinkler Permit | Commercial | Tenant Improvement | Completed | Commercial - add 2 sprinkler heads & delete 1 sprinkler head >>BP: Mezzanine Level - Amenity Meeting Room Interior alterations to provide tenant improvements to this amenity meeting room (for use by the tenants) on the mezzanine level in this existing mixed-use building on this site. Scope of work: remove and update flooring, millwork, ceiling work, finishes and electrical work. OK for Field Review; June 12, 2022 E2 - Retrofit Path: BOMA BESt (Path 1) - No Additional Upgrades Req'd | Troy Life & Fire Safety Limited Protection Incendia Troyu Ltee
EP-2022-00589 | 2022-01-26 | 250 HOWE STREET, Vancouver, BC V6C 3R8 | Electrical Permit | Commercial | NULL | Expired | Annual / Operating - Annual electrical operating permit VALID: January 21, 2022 TO January 20, 2023 EP-2021-00688: Expired (Annual / Operating) | Corporate Electric Limited
EP-2022-00457 | 2022-03-11 | 250 HOWE STREET, Vancouver, BC V6C 3R8 | Electrical Permit | Commercial | Renovation | Completed | Installation / Repair - Commercial - Addition of smoke detectors as per engineer drawings submitted with BP. ELECTRICAL WORK IS RELATED TO A MINOR CATEGORY #1 VOLUNTARY UPGRADE OF EXISTING FIRE ALARM SYSTEM [FAS] AS DEFINED BY VBBL BULLETIN 2018-004-BU/EL. >BP: Interior alterations for an additional smoke detectors in this existing commercial building on this site. OK for field review as per Rob Rattray - January 13, 2022 | Fina Electrical Systems Ltd
EP-2022-02499 | 2022-08-12 | 250 HOWE STREET, Vancouver, BC V6C 3R8 | Electrical Permit | Commercial | NULL | Expired | Annual / Operating - To continue work started by others (EP-2022-00589) Annual Operating Permit To replace Permit EP-2020-00607 Expired: Jan 20, 2021 | Sasco Contractors Ltd
EP-2022-00404 | 2022-01-20 | 325 HOWE STREET, Vancouver, BC V6C 1Z7 | Electrical Permit | Commercial | Renovation | Completed | Installation / Repair - Commercial - Remove old devices and install new ones. Disconnect fan coil. | Deltec Electric Ltd
PP-2022-00215 | 2022-03-21 | 325 HOWE STREET, Vancouver, BC V6C 1Z7 | Plumbing Permit | Commercial | Renovation | Completed | Commercial - UNIT #101 Re&re of Fan Coil unit. Installation of new Sink #101 &102 - 1st floor Interior alterations to expand unit #101 to the existing office unit #102 and provide tenant improvements to unit #101 for a health care office tenant on the 1st floor of this existing commercial building. | Total Energy Systems Ltd
NULL | NULL | 475 HOWE STREET, Vancouver, BC V6C 2B3 | Electrical Permit | Commercial | NULL | Withdrawn | Annual / Operating - Annual Operating Permit EP-2020-08076 Maintain all existing operating electrical equipment. Perform minor electrical work in building | Protec Installations Group
EP-2022-09400 | 2022-11-04 | 475 HOWE STREET, Vancouver, BC V6C 2B3 | Electrical Permit | Commercial | NULL | Expired | Annual / Operating - Maintenance of existing operating electrical equipment. Note: See Terms. This building contains a high voltage service; maintenance of equipment that operates at voltages over 750 V requires that the FSR has a Class A certificate of qualification. The Class B field safety representative named on this annual permit is only responsible for the equipment that is connected to the secondary side (750 V or less) of the transformer. To perform regular maintenance on the high voltage equipment, the owner must obtain services of a licensed electrical contractor who has a Class A certified FSR named on the licence under a permit, or other persons authorized under the Safety Standards Act. | Mac's Electric Ltd
EP-2023-09608 | 2023-11-16 | 475 HOWE STREET, Vancouver, BC V6C 2B3 | Electrical Permit | Commercial | Tenant Improvement | Issued | Installation / Repair - Commercial - install a UPS for customer - we are installing a UPS and electrical panel in the server room phase 1 there will be another phase in the future. the fire alarm has been removed from scope of work. EM already exists | COASTAL ELECTRICAL SYSTEMS LTD
SP-2023-01982 | 2023-11-01 | 475 HOWE STREET, Vancouver, BC V6C 2B3 | Sprinkler Permit | Commercial | Tenant Improvement | Completed | Commercial - Relocate two sprinkler heads for tenant improvement. No building permit. Existing closets to be covert to Server Room and Data Closet, no new wall, ceiling to be installed. | Priority Fire Systems Ltd
EP-2023-09991 | 2023-11-06 | 475 HOWE STREET, Vancouver, BC V6C 2B3 | Electrical Permit | Commercial | Renovation | Issued | Installation / Repair - Commercial - Installation of audio visual equipment. | AVI-SPL Canada Ltd
EP-2023-10083 | 2023-11-08 | 475 HOWE STREET, Vancouver, BC V6C 2B3 | Electrical Permit | Commercial | Renovation | Completed | Installation / Repair - Commercial - Low voltage HVAC wiring | Control Solutions Ltd
EP-2023-10182 | 2024-02-01 | 475 HOWE STREET, Vancouver, BC V6C 2B3 | Electrical Permit | Commercial | NULL | Issued | Annual / Operating - Maintenance of existing operating electrical equipment in compliance with the Electrical By-law No. 5563. Renewal of EP-2022-09400 Valid: Nov. 5, 2023 - Nov. 4, 2024 Note: This building contains a high voltage service; maintenance of equipment that operates at voltages over 1000 V requires that the FSR has a Class A certificate of qualification. The Class B field safety representative named on this annual permit is only responsible for the equipment that is connected to the secondary side (1000 V or less) of the transformer. To perform regular maintenance on the high voltage equipment, the owner must obtain services of a licensed electrical contractor who has a Class A certified FSR named on the licence under a permit, or other persons authorized under the Safety Standards Act. | Mac's Electric Ltd
EP-2022-09583 | 2022-11-18 | 6848 HUDSON STREET, Vancouver, BC V6P 4K5 | Electrical Permit | Residential | New | Completed | Installation / Repair - Residential - All work done by others. we checked the final installation. Taking over from EP-2017-05619 Letter from home owner is uploaded | Avon Electric Ltd
GP-2022-00548 | 2022-02-22 | 6988 HUDSON STREET, Vancouver, BC V6P 4K5 | Gas Permit | Residential | New | Completed | Residential - Bluestar Gas Range Top 36" | Han Appliances & Refrigeration Ltd
EP-2022-07835 | 2022-09-15 | 7048 HUDSON STREET, Vancouver, BC V6P 4K5 | Electrical Permit | Residential | New | Expired | Temporary Power - Residential - To provide temporary power. | Aidea Solutions Ltd
EP-2023-07024 | 2023-08-21 | 7048 HUDSON STREET, Vancouver, BC V6P 4K5 | Electrical Permit | Residential | New | Issued | Installation / Repair - Residential - ¦ 1FD ¦ 2 SEPARATE SERVICES ¦ 1FD- 600A ¦ #3 LWH- 125A ¦ 7048 Hudson st- One Family Dwelling 3#-7048 Hudson st-LWH This is a new single dwelling ,address is 7048 Hudson st: single-phase service, all outlets, roughing and connection, lighting system, and all electrical equipment connection. In rough in procedure also pre-wire the data and TV communication cables. Main house with indoor swimming pool.So we also do grounding and equiment installation. 2 Electrical Meter system One 600 amps CT meter with 3x200amps panel for main house One 125 amps meter for LWH *An approved mechanical permit is required for the installation of air conditioning or heat pump unit at the time of installation before an electrical inspection will be performed To construct a 2 storey one-family dwelling ($2,615,630.23) with an open parking pad, providing 6 parking space, having vehicular access from the 20' Lane. 1. No Strata Titling permitted 2. A/C proposed – Exterior component located in East (Rear), Interior component located in Cellar 3. Bar sink located in Cellar 4. Schedule B: (Cynthia R Prescott) P.Eng (604.291.9899) Structural 5. Schedule B: (Zhao Guan) P.Eng (778.868.5635) Geotechnical 6. HPO: Residential Builder- Enrich Custom Homes Ltd. | AIGO TECHNOLOGY INC
PP-2023-03537 | 2023-10-10 | 7048 HUDSON STREET, Vancouver, BC V6P 4K5 | Plumbing Permit | Residential | New | Issued | Residential - 1FD - Installl 3 sumps without pump | Van-City Excavating Ltd
EP-2023-08635 | 2023-10-06 | 7048 HUDSON STREET, Vancouver, BC V6P 4K5 | Electrical Permit | Residential | New | Issued | Temporary Power - Residential - To provide temporary power. -renewal of EP-2022-07835 -valid Sept. 16, 2023 - Sept. 15, 2024 | Aidea Solutions Ltd
EP-2023-07256 | NULL | 7048 HUDSON STREET, Vancouver, BC V6P 4K5 | Electrical Permit | Residential | New | Application Incomplete | Installation / Repair - Residential - Interim permit for swimming pool grounding , cable underground inspection. | AIGO TECHNOLOGY INC
MP-2023-01578 | 2023-08-28 | 7268 HUDSON STREET, Vancouver, BC V6P 6J6 | Mechanical Permit | NULL | NULL | Issued | NULL | Moore & Russell Heating Ltd
EP-2023-07822 | 2023-09-26 | 7268 HUDSON STREET, Vancouver, BC V6P 6J6 | Electrical Permit | Residential | Tenant Improvement | Issued | Installation / Repair - Residential - electrical installation for mini split MP-2023-01578 | Moore And Russell Heating And Air Conditioning Ltd
EP-2023-05430 | 2023-06-20 | 7268 HUDSON STREET, Vancouver, BC V6P 6J6 | Electrical Permit | Residential | Addition | Completed | Installation / Repair - Residential - -Rearrange Main Panel to make room for new "EV Charger" Breaker -Supply and install 60A Breaker in the Main Panel -Supply and install 6 AWG 3C NMD90 from the Main Panel, inside wall, to a junction box externally -Supply and install 1" EMT Conduit and Cabling from junction box, following the footing line then vertically beside the drainpipe, to a junction box below the eaves -Supply and install 6 AWG 3C Teck from junction box along the Patio ceiling and into the Garage ceiling -Supply and install 6 AWG 3C Teck through the Garage ceiling to the Customer provided EV Charger location -Test connections and commission installation -Tidy site and dispose of garbage correctly and safely | TDR Electric Inc
EP-2022-06379 | 2022-08-03 | 1150 JERVIS STREET, Vancouver, BC V6E 2C8 | Electrical Permit | Commercial | Tenant Improvement | Issued | Installation / Repair - Commercial - t-bar will be re and re. ad 40 new potlights. a suspended chandler, re and re of existing fire alarm with verification, adding 6 new plugs. 15 data drops for access points and cameras | Aidan Clemens Electrical Contracting Ltd
PP-2021-04172 | 2022-01-26 | 1251 JERVIS STREET, Vancouver, BC V6E 2E1 | Plumbing Permit | Commercial | New | Completed | Commercial - INSTAL NEW CITY WATER BACK FLOW PREVENTOR AS COV REQUIREMENT | Inline Sales & Service Ltd
EP-2022-00579 | 2022-01-26 | 1380 JERVIS STREET, Vancouver, BC V6E 2E5 | Electrical Permit | Residential | Renovation | Completed | Installation / Repair - Residential - Unit #205 Replaced fuse box with electrical panel. Installed 2 x 20A receptacle circuit in the kitchen. Installed new circuits for dishwasher, counter top receptacle and AFCI circuit for microwave. Rewired the bathroom. Replaced all the switches, receptacles, light fixtures. NOTE: there will be no alterations to the wall | ACTIVE ELECTRIC LTD.
SP-2022-01181 | 2022-11-16 | 1380 JERVIS STREET, Vancouver, BC V6E 2E5 | Sprinkler Permit | Commercial | Addition | Completed | Commercial - Adding a DCVA to an existing stanpipe system. This eight-storey residential building has one level of below grade parking. The building is not sprinklered and equipped with a Class 3 standpipe system. | Titan Fire Protection Ltd
GP-2022-02122 | 2022-07-19 | 4144 JOHN STREET, Vancouver, BC V5V 3W7 | Gas Permit | Residential | Renovation | Completed | Residential - Replace water heating system in basement. | Canadian Care Heating & Cooling Ltd
EP-2023-08894 | 2023-10-18 | 4182 JOHN STREET, Vancouver, BC V5V 3W7 | Electrical Permit | Residential | Renovation - Dwelling Unit(s) only | Completed | Installation / Repair - Residential - provide and install breaker and cable for heat pump *An approved mechanical permit is required for the installation of air conditioning or heat pump unit at the time of installation before an electrical inspection will be performed | TLX Electric Inc
GP-2023-03031 | 2023-10-30 | 4182 JOHN STREET, Vancouver, BC V5V 3W7 | Gas Permit | Residential | Renovation | Completed | Residential - FURNACE RE AND RE | Sunrise Heating and Cooling Ltd
MP-2023-01905 | 2023-10-24 | 4182 JOHN STREET, Vancouver, BC V5V 3W7 | Mechanical Permit | NULL | NULL | Completed | NULL | Sunrise Heating and Cooling Ltd
GP-2023-00346 | 2023-01-31 | 1046 HAZELTON STREET, Vancouver, BC V5K 4H9 | Gas Permit | Residential | Renovation | Completed | Residential - Replace hot water heater and boiler with combi boiler | Vector Home Services Inc
GP-2022-01520 | 2022-05-17 | 1064 HAZELTON STREET, Vancouver, BC V5K 4H9 | Gas Permit | Residential | Addition | Completed | Residential - re and re gas range | Christopher Sterling
SP-2022-00518 | 2022-04-11 | 1095 HAZELTON STREET, Vancouver, BC V5K 4H8 | Sprinkler Permit | Residential | New | Completed | Residential - To install piping and fixtures for a new duplex. >BP: To construct a 2 storey two-family dwelling with 2 secondary suite(s) located in the Basement ($827,467) with a detached accessory building (garage) and 2 open parking at the rear providing 4 parking spaces, having vehicular access from the lane. 1. Covenant registered at the Land Title Office under CA9308424 2. No A/C Unit proposed 3. No Bar sink 4. Schedule B: (M.S. Dhillon) P.Eng (604.537.6271) Structural & Geotechnical 5. HPO: Residential Builder- Golden Fortune Development Inc. Note: This is a 2 storey building pursuant to the Zoning and Development By-Law Address Information: Principle Dwelling (North):1095 Hazelton St Principle Dwelling (South):1097 Hazelton St Address and suite numbers assigned as per approved plans for Fire and Emergency response. The address numbers are to be posted to the building to be visible from the street and the suite numbers are to be posted at the suite entries in accordance with the Building By-law prior to final inspection. **THIS PERMIT HAS BEEN ISSUED UNDER THE REQUIREMENTS OF VBBL #12511 (2019)** | Skyway Construction Ltd
GP-2022-01132 | 2022-04-11 | 1095 HAZELTON STREET, Vancouver, BC V5K 4H8 | Gas Permit | Residential | New | Completed | Residential - to install piping and appliances for a new duplex. | Skyway Plumbing & gas Ltd
EP-2022-02956 | 2022-04-13 | 1095 HAZELTON STREET, Vancouver, BC V5K 4H8 | Electrical Permit | Residential | New | Completed | Installation / Repair - Residential - Extra low voltage CCTV , Vacuum Roughin & Security alarm >BP: To construct a 2 storey two-family dwelling with 2 secondary suite(s) located in the Basement ($827,467) with a detached accessory building (garage) and 2 open parking at the rear providing 4 parking spaces, having vehicular access from the lane. 1. Covenant registered at the Land Title Office under CA9308424 2. No A/C Unit proposed 3. No Bar sink 4. Schedule B: (M.S. Dhillon) P.Eng (604.537.6271) Structural & Geotechnical 5. HPO: Residential Builder- Golden Fortune Development Inc. Note: This is a 2 storey building pursuant to the Zoning and Development By-Law Address Information: Principle Dwelling (North):1095 Hazelton St Principle Dwelling (South):1097 Hazelton St Address and suite numbers assigned as per approved plans for Fire and Emergency response. The address numbers are to be posted to the building to be visible from the street and the suite numbers are to be posted at the suite entries in accordance with the Building By-law prior to final inspection. **THIS PERMIT HAS BEEN ISSUED UNDER THE REQUIREMENTS OF VBBL #12511 (2019)** | AJ INTEGRATED SERVICES LTD
PP-2022-00894 | 2022-03-17 | 1095 HAZELTON STREET, Vancouver, BC V5K 4H8 | Plumbing Permit | Residential | New | Completed | Residential - To install piping and fixtures for a new duplex. | Skyway Plumbing & gas Ltd
EP-2022-02037 | 2022-03-22 | 1095 HAZELTON STREET, Vancouver, BC V5K 4H8 | Electrical Permit | Residential | New | Completed | Installation / Repair - Residential - New electrical wiring for duplex >BP: To construct a 2 storey two-family dwelling with 2 secondary suite(s) located in the Basement ($827,467) with a detached accessory building (garage) and 2 open parking at the rear providing 4 parking spaces, having vehicular access from the lane. 1. Covenant registered at the Land Title Office under CA9308424 2. No A/C Unit proposed 3. No Bar sink 4. Schedule B: (M.S. Dhillon) P.Eng (604.537.6271) Structural & Geotechnical 5. HPO: Residential Builder- Golden Fortune Development Inc. Note: This is a 2 storey building pursuant to the Zoning and Development By-Law Address Information: Principle Dwelling (North):1095 Hazelton St Principle Dwelling (South):1097 Hazelton St Address and suite numbers assigned as per approved plans for Fire and Emergency response. The address numbers are to be posted to the building to be visible from the street and the suite numbers are to be posted at the suite entries in accordance with the Building By-law prior to final inspection. **THIS PERMIT HAS BEEN ISSUED UNDER THE REQUIREMENTS OF VBBL #12511 (2019)** Amend: Apr 22, 2022 add to description of work. There is one electrical stove and dryer in each suite only. Main panel in each garage is 125 A. SubPanel of 100A goes to each house. Attached is revised load calculation. Amend: Apr 26, 2022 uploaded revised load calculation | Swaich Electrical Ltd
PP-2022-00194 | 2022-01-26 | 1095 HAZELTON STREET, Vancouver, BC V5K 4H8 | Plumbing Permit | Residential | New | Completed | Residential - 1FD+SS - #1 & #2 - 2 sump no pump To construct a 2 storey two-family dwelling with 2 secondary suite(s) located in the Basement with a detached accessory building (garage) and 2 open parking at the rear providing 4 parking spaces, having vehicular access from the lane. 1. Covenant registered at the Land Title Office under CA9308424 2. No A/C Unit proposed 3. No Bar sink | Canadian Excavating Ltd
EP-2022-00105 | 2022-01-10 | 1095 HAZELTON STREET, Vancouver, BC V5K 4H8 | Electrical Permit | Residential | New | Expired | Temporary Power - Residential - To provide temporary power. | Swaich Electrical Ltd
GP-2023-04012 | 2023-12-13 | 1228 HAZELTON STREET, Vancouver, BC V5K 4H9 | Gas Permit | Residential | Addition | Completed | Residential - re and re gas range | Christopher Sterling
GP-2022-01123 | 2022-04-08 | 1288 HAZELTON STREET, Vancouver, BC V5K 4H9 | Gas Permit | Residential | Renovation | Completed | Residential - HWT re&re | Ferenc Nagy
PP-2022-04441 | 2022-12-13 | 2220 HEATHER STREET, Vancouver, BC V5Z 3H6 | Plumbing Permit | Residential | Renovation | Completed | Residential - Rough in and finishing plumbing serving wall mounted toilet and lav sink in powder room bathroom >BP: Interior and exterior alterations and a change of use to develop the attic storage space by expanding dwelling units #4 & #7 on the 3rd floor into the 4th floor of this existing multiple dwelling building that contains 9 dwelling units. Improvements include a new fire suppression system designed to the NFPA 13R standard with a double floor rate and a new fire alarm system. No additional floor area proposed. | Drips & Drains Plumbing and Heating Ltd
PP-2022-04442 | 2022-12-13 | 2220 HEATHER STREET, Vancouver, BC V5Z 3H6 | Plumbing Permit | Residential | Renovation | Completed | Residential - Rough in and finishing plumbing serving wall mounted toilet and lav sink in powder room bathroom >BP: Interior and exterior alterations and a change of use to develop the attic storage space by expanding dwelling units #4 & #7 on the 3rd floor into the 4th floor of this existing multiple dwelling building that contains 9 dwelling units. Improvements include a new fire suppression system designed to the NFPA 13R standard with a double floor rate and a new fire alarm system. No additional floor area proposed. | Drips & Drains Plumbing and Heating Ltd
EP-2022-10470 | 2022-12-13 | 2220 HEATHER STREET, Vancouver, BC V5Z 3H6 | Electrical Permit | Commercial | Renovation - Dwelling Unit(s) only | Completed | Installation / Repair - Commercial - moving the electrical off one wall to a new wall 1 foot away to make the hallway bigger >BP: Interior and exterior alterations and a change of use to develop the attic storage space by expanding dwelling units #4 & #7 on the 3rd floor into the 4th floor of this existing multiple dwelling building that contains 9 dwelling units. Improvements include a new fire suppression system designed to the NFPA 13R standard with a double floor rate and a new fire alarm system. No additional floor area proposed. Sch A, Arch B, Stru B, Elec B, Fire Supp B, and Sch D-1 are submitted. ******THIS PERMIT HAS BEEN ISSUED UNDER THE REQUIREMENTS OF VBBL 2007******** See Terms for REVISION #1 & REVISION #2. REVISION #3 (Mar 25, 2021): Reviewed during the Covid-19 Pandemic by A. Min - Removed demising wall between the storage and laundry room at southwest side and two doors opening in to the laundry room under the stairs in Level 1. - Added electrical room and water meter/sprinkler equipment in the laundry room. REVISION #4 (Jun 09, 2022) Reviewed during the Covid-19 Pandemic by A. Min - Changed applicant from Alec Smith at SHAPE Architecture to Vipul Chauhan at Arcus Consulting Ltd as per Authorization Letter by Alec Smith on Jul 02, 2021. - Changed Architect and CRP from Alec Smith at SHAPE Architecture to Vipul Chauhan at Arcus Consulting Ltd as per Authorization Letter by Alec Smith on Jul 02, 2021 and a letter of notification of Doug Massie's retirement from Arcus Consulting Ltd dated on Jun 07, 2022 - Reduced width of the powder room and pushed bedroom door towards the powder room in Unit #4 and Unit #7 on the 4th floor in order to make the hallway headroom to comply. THIS PERMIT HAS BEEN CONVERTED FROM PRISM | David Stein
EP-2022-00132 | 2022-01-25 | 2733 HEATHER STREET, Vancouver, BC V5Z 1M9 | Electrical Permit | Commercial | Addition | Completed | Installation / Repair - Commercial - Supply and install (3) Cat6 and conduit in Elevator Room on 3rd Floor. >BP: Interior alterations only to provide elevator modernization for the new single stage DDRS fire alarm installation to the east elevator in this existing Municipally Designated Heritage “B” Hospital Building (VGH Heather Pavilion). Main Recall level – 2nd storey (Level “B”); Alternate Recall level – 3rd storey (Level “C”) | Houle Electric Limited
EP-2022-01474 | 2022-02-25 | 2733 HEATHER STREET, Vancouver, BC V5Z 1M9 | Electrical Permit | Commercial | Tenant Improvement | Completed | Installation / Repair - Commercial - Conduit and cabling for access control doors x 22. Low voltage, no maglocks. | Houle Electric Limited
EP-2023-05385 | 2023-06-16 | 2733 HEATHER STREET, Vancouver, BC V5Z 1M9 | Electrical Permit | Commercial | Addition | Completed | Installation / Repair - Commercial - Install (3) Cat6 cables at Heather Pavilion room 63. | Houle Electric Limited
EP-2023-09434 | 2023-10-31 | 2733 HEATHER STREET, Vancouver, BC V5Z 1M9 | Electrical Permit | Commercial | Addition | Completed | Installation / Repair - Commercial - Access control additions on 2 doors. Low voltage cabling and conduit. No maglocks. or egress issues. Door card Strikes only Heather Pavilion: It is for the entry door and inner door for Professional Practice. | Houle Electric Limited
EP-2023-09121 | 2023-10-11 | 2733 HEATHER STREET, Vancouver, BC V5Z 1M9 | Electrical Permit | Commercial | Addition | Issued | Installation / Repair - Commercial - Supply & install 6x CAT6 cables for 6x CCTV cameras installed in various locations on Level 1. | Houle Electric Limited
MP-2023-01269 | 2023-07-21 | 2750 HEATHER STREET, Vancouver, BC V5Z 4M2 | Mechanical Permit | NULL | NULL | Completed | NULL | Enersolv Design & Build Ltd
SP-2022-01130 | 2022-12-21 | 2750 HEATHER STREET, Vancouver, BC V5Z 4M2 | Sprinkler Permit | Commercial | New | Completed | Commercial - ***PARTIALLY SPRINKLERED BUILDING*** For all sprinkler work to the 2019 VBBL; NFPA 13, 2013; standpipe work to NFPA 14, 2013 for the voluntary sprinkler upgrade in conjunction interior alterations to provide improvements and to add fire suppression system to the Main Hall structure only (excluding exterior canopies), and interior alterations to provide improvements to the Gym structure, and Office structure. This application does not include any of the following: • Warehouse storage arrangements, or mobile compact storage arrangements. • Flexible sprinkler pipe. • Information Technology Equipment Rooms (e.g. IT Rooms, LAN Rooms, etc.). • Alternative solutions. • Change in occupancy and/or hazard classification. Notes: 1. Fire Protection Engineer of Record Mr. Alex Chou, P.Eng., of AME Group E: AlexChou@amegroup.ca T: 604-684-5995 x120 2. One set of approved drawings and permit to be available for viewing at the jobsite. 3. This is a voluntary upgrade of the Main Hall structure, one of the three structures on this site (Main Hall, Gym, office structure). The building will be considered a partially sprinklered building. 4. Per October 18, 2022 email correspondence with Alex Chou, P.Eng of AME Group - Omit the sprinklers from below the combustible canopy for the structure covered under this permit application. This will need to be addressed as part of the future work 5. Combustible concealed spaces not protected by sprinklers to be filled with non-combustible insulation to meet 11.2.3.1.4.(4)(c) of NDFPA 13, 2013. | Viking Fire Protection Inc
PP-2022-02412 | 2022-07-13 | 2750 HEATHER STREET, Vancouver, BC V5Z 4M2 | Plumbing Permit | Commercial | Renovation | Completed | Commercial - Installing a new Floor Drain for plumbing upgrade >Interior alterations to provide improvements and to add fire suppression system and upgrade HVAC & Elec fixtures to the VCH MSAC building. Scope of work includes: Addition of new sprinkler system to all 3 buildings on site, and to add split air units to existing offices and gathering hall area and finally, replacement of existing electrical receptacles and lighting fixtures with new. OK for field review as per Nehzat J. 12 April 2022. E2 Energy upgrade: Lighting Letters of assurance submitted by: Patrick Yue, Reg Architect, Schedule A, Architectural Schedule B. Patrick Krzesinski, P. Eng, Electrical Schedule B. Alex Chou, P.Eng, Mechanical , Plumbing Schedule B. | JQ Mechanical Corporation
NULL | NULL | 2750 HEATHER STREET, Vancouver, BC V5Z 4M2 | Electrical Permit | Commercial | Renovation | Draft | Installation / Repair - Commercial - removed and replace lighting & devices. Fire alarm modifications | Action Electric Ltd
EP-2022-05369 | 2022-06-23 | 2750 HEATHER STREET, Vancouver, BC V5Z 4M2 | Electrical Permit | Commercial | Renovation | Completed | Installation / Repair - Commercial - Demo existing lighting and install new. Fire Alarm modifications and re-certification >BP: Interior alterations to provide improvements and to add fire suppression system and upgrade HVAC & Elec fixtures to the VCH MSAC building. Scope of work includes: Addition of new sprinkler system to all 3 buildings on site, and to add split air units to existing offices and gathering hall area and finally, replacement of existing electrical receptacles and lighting fixtures with new. OK for field review as per Nehzat J. 12 April 2022. E2 Energy upgrade: Lighting Letters of assurance submitted by: Patrick Yue, Reg Architect, Schedule A, Architectural Schedule B. Patrick Krzesinski, P. Eng, Electrical Schedule B. Alex Chou, P.Eng, Mechanical , Plumbing Schedule B. | Action Electric Ltd
EP-2022-02315 | 2022-05-03 | 2750 HEATHER STREET, Vancouver, BC V5Z 4M2 | Electrical Permit | Commercial | Renovation | Completed | Installation / Repair - Commercial - Install electrical circuits for 3 exiting roof top HVAC units (Custom Air). New circuits fed from Electrical Room "B02" Panel "C" UBC Alumni Building. Work done main floor South, east wall and roof. Electrical Room is on the North west side of the building. Electrical Room B02, Panel C. -The new units are to replace inefficient gas furnaces and water cooled air conditioners that have failed. New high efficiency furnaces with an air conditioning coil put on the top of the furnaces are to be installed. Air cooled condensing units will replace the old water cooled units. | Power Plus Electric Ltd
EP-2022-02081 | 2022-03-16 | 2775 HEATHER STREET, Vancouver, BC | Electrical Permit | Commercial | Tenant Improvement | Completed | Installation / Repair - Commercial - Install new power circuits for 7 new small Hot Water Tanks. This is a stand alone electrical permit. No building permit is associated with this work. | Charles Richard Pawluk o/a United Electrical Systems Ltd
EP-2023-04690 | 2023-05-29 | 2775 HEATHER STREET, Vancouver, BC | Electrical Permit | Commercial | Addition | Completed | Installation / Repair - Commercial - Install 2x CAT6 data drops at VGH Doctor's Residence, Rm 201 Spiritual Care that will terminate in 1st floor closet 100E. | Houle Electric Limited
EP-2022-03734 | 2022-05-09 | 2851 HEATHER STREET, Vancouver, BC V5Z 0A2 | Electrical Permit | Residential | Renovation | Completed | Installation / Repair - Residential - Removal and replacement of exterior ground level light fixtures | All In Electric Inc
PP-2022-02115 | 2022-07-26 | 2888 HEATHER STREET, Vancouver, BC V5Z 3J6 | Plumbing Permit | Commercial | Renovation - Dwelling Unit(s) only | Completed | Commercial - Domestic water repipe of 6 townhouse units | Brighter Mechanical Ltd
PP-2022-00384 | 2022-02-09 | 1890 HARO STREET, Vancouver, BC V6G 1H5 | Plumbing Permit | Commercial | Addition | Completed | Commercial - DCVA | Urban Plumbing & Heating Ltd
PP-2021-04092 | 2022-04-13 | 1906 HARO STREET, Vancouver, BC V6G 1H7 | Plumbing Permit | Commercial | Renovation | Issued | Commercial - Backflow Devices added | Perfect Fit Plumbing & Heating Ltd
PP-2022-01282 | 2022-04-14 | 1906 HARO STREET, Vancouver, BC V6G 1H7 | Plumbing Permit | Commercial | New | Completed | Commercial - Installation of 1- RPBA and 2-DCVA | Trinity Plumbing Heating & Gas Incorporated
PP-2022-00640 | 2022-02-24 | 1915 HARO STREET, Vancouver, BC V6G 1H9 | Plumbing Permit | Commercial | Tenant Improvement | Completed | Commercial - One 4" double check valve for premise isolation / domestic water | Cambridge Plumbing Systems Ltd
EP-2022-02330 | 2022-03-23 | 1918 HARO STREET, Vancouver, BC V6G 1H6 | Electrical Permit | Commercial | Addition | Completed | Installation / Repair - Commercial - Paladin will monitor any supported signal transmitting device in Paladin’s own ULC Certified Monitoring Station. Response procedures are based on area legislation/bylaws and client instructions. No mag locks. | PALADIN TECHNOLOGIES INC
EP-2022-04036 | 2022-05-26 | 1918 HARO STREET, Vancouver, BC V6G 1H6 | Electrical Permit | Residential | Renovation - Dwelling Unit(s) only | Completed | Installation / Repair - Residential - replacing electrical panels inside the suites 201 and 205, add kitchen counter plugs, dishwasher power and microwave plug | M G Electric Ltd
PP-2023-04054 | 2023-11-17 | 1918 HARO STREET, Vancouver, BC V6G 1H6 | Plumbing Permit | Commercial | Renovation | Completed | Commercial - Install backflow preventer for irrigation connection. | Vancouver Backflow Testing Ltd
EP-2022-00101 | 2022-01-12 | 2015 HARO STREET, Vancouver, BC V6G 1J2 | Electrical Permit | Residential | Renovation | Completed | Installation / Repair - Residential - Kitchen & bathroom reno. -Installing new outlets,LED pot lighting,heaters,appliances & branch circuits .The panel is existing 100 amp. >BP: #202 - To permit interior alterations to this existing unit #202 in this existing Multiple Dwelling Building on this site. Scope to include reconfiguring and increasing the overall size of the kitchen and reconfiguring the bathroom by relocating interior partition walls and removing a bedroom; adding new lighting; and replacing appliances. OK For Field Review per A. Campbell - April.22.2021 Notes: - Energy Upgrade: E2 - Appliances - Upgrade to an Energuide/Energy Star appliance (fridge; dishwasher). - Schedule B, Structural: Shaozhe Guo, P.Eng, 778.926.0525. - This building is not sprinklered. | Gestec Electric Ltd
PP-2022-00066 | 2022-01-12 | 2015 HARO STREET, Vancouver, BC V6G 1J2 | Plumbing Permit | Commercial | Renovation - Dwelling Unit(s) only | Completed | Commercial - Renovation to suite #202 - To permit interior alterations to this existing unit #202 in this existing Multiple Dwelling Building on this site. Scope to include reconfiguring and increasing the overall size of the kitchen and reconfiguring the bathroom by relocating interior partition walls and removing a bedroom; adding new lighting; and replacing appliances | Zappone Plumbing & Heating
PP-2022-00031 | 2022-01-24 | 2015 HARO STREET, Vancouver, BC V6G 1J2 | Plumbing Permit | Residential | Addition | Completed | Residential - backflow installation-premise isolation- DCVA | Ainsworth Inc
EP-2023-00393 | 2023-03-14 | 2015 HARO STREET, Vancouver, BC V6G 1J2 | Electrical Permit | Residential | Renovation | Completed | Installation / Repair - Residential - Panel Changeout, install banch circuit for kitched, relocate heater, install living receptacles and lights all surface mounted, anything added will be surface mounted, or simple replacement's, and panel upgrade, simple lighting changeouts and surface wiring. | Yuan Yuan O/A V E C Electric
EP-2022-07920 | 2022-09-26 | 1102 HORNBY STREET, Vancouver, BC V6Z 1V8 | Electrical Permit | Commercial | Addition | Completed | Installation / Repair - Commercial - Install electrical for Six smart EV Chargers | Consolidated Electrical Installations Ltd
NULL | NULL | 1115 HORNBY STREET, Vancouver, BC | Electrical Permit | Commercial | Addition | Draft | Temporary Power - Commercial - To provide temporary power. -Renewal of: EP-2021-01423 -Valid: Feb. 25, 2022 - Feb. 24, 2023 >Washroom and storage for homeless | Mark Rothberger
EP-2023-05606 | 2023-06-22 | 1115 HORNBY STREET, Vancouver, BC | Electrical Permit | Commercial | New | Issued | Temporary Power - Commercial - To provide temporary power. -Renewal of: EP-2021-01423 -Valid: Feb. 25, 2022 - Feb. 24, 2023 >Washroom and storage for homeless | Mark Rothberger
NULL | NULL | 1115 HORNBY STREET, Vancouver, BC | Electrical Permit | Commercial | New | Draft | Temporary Power - Commercial - To provide temporary power. -Renewal of: EP-2021-01423 -Valid: Feb. 25, 2022 - Feb. 24, 2023 >Washroom and storage for homeless | Mark Rothberger
EP-2022-01920 | 2022-03-09 | 1115 HORNBY STREET, Vancouver, BC | Electrical Permit | Commercial | New | Expired | Temporary Power - Commercial - To provide temporary power. -Renewal of: EP-2021-01423 -Valid: Feb. 25, 2022 - Feb. 24, 2023 >Washroom and storage for homeless | Mark Rothberger
EP-2022-04076 | 2022-05-18 | 1128 HORNBY STREET, Vancouver, BC V6Z 2L4 | Electrical Permit | Commercial | Renovation | Completed | Installation / Repair - Commercial - Installation of two Level 2 EV charging stations | Corporate Electric Limited
NULL | NULL | 1128 HORNBY STREET, Vancouver, BC V6Z 2L4 | Mechanical Permit | NULL | NULL | Draft | NULL | SOMATIC HVAC SOLUTIONS LTD
EP-2022-03111 | 2022-04-19 | 1148 HORNBY STREET, Vancouver, BC V6Z 2C3 | Electrical Permit | Commercial | Renovation | Completed | Installation / Repair - Commercial - RETROFIT POTLIGHTS AND RETROFIT T8 FIXTURES - just upgrading to LED | Energy Network Services Inc
GP-2023-00107 | 2023-01-10 | 4138 INVERNESS STREET, Vancouver, BC V5V 4W7 | Gas Permit | Residential | Renovation | Completed | Residential - Hot Water Heater Replacement | Hillcrest Plumbing & Heating (1991) Ltd
EP-2022-00441 | 2022-01-21 | 5195 HOY STREET, Vancouver, BC V5R 4N9 | Electrical Permit | Residential | New | Completed | Installation / Repair - Residential - low voltage rough-in and completion of alarm, tel/data/cable. security cameras rough-in only To construct a two-storey two-family dwelling with a basement, with an attached garage providing 2 parking spaces, having street access. Note: This is a 2 storey building pursuant to the Zoning and Development By-Law 1. A/C units proposed in the rear yard 2. Bar sinks proposed in the basement 3. Schedule B: Neil A Latta, P.Eng. (360-927-9525) Structural & Geotechnical 4. HPO: Residential Builder - JBI Development Ltd. | Infinitech Security & Integration Inc.
SP-2022-00110 | 2022-01-27 | 5195 HOY STREET, Vancouver, BC V5R 4N9 | Sprinkler Permit | Residential | New | Completed | Residential - Install sprinklers in Duplex >BP: To construct a two-storey two-family dwelling ($675,000) with a basement, with an attached garage providing 2 parking spaces, having street access. Note: This Building Permit will remain in a suspended status until the associated (green) Demolition Permit BP-2021-02035 is completed. Note: This is a 2 storey building pursuant to the Zoning and Development By-Law 1. A/C units proposed in the rear yard 2. Bar sinks proposed in the basement 3. Schedule B: Neil A Latta, P.Eng. (360-927-9525) Structural & Geotechnical 4. HPO: Residential Builder - JBI Development Ltd. Address Note: NORTH UNIT 5195 Hoy St - One Family Dwelling (basement, 1st, & 2nd floor) SOUTH UNIT 5197 Hoy St - One Family Dwelling (basement, 1st, & 2nd floor) Address numbers assigned as per approved plans for Fire and Emergency response. The address numbers are to be posted to the building to be visible from the street and in accordance with the Building By-law prior to final inspection. ******THIS PERMIT HAS BEEN ISSUED UNDER THE REQUIREMENTS OF VBBL #12511 (2019)****** | Gold Key Fire Protection Ltd
GP-2022-00310 | 2022-02-01 | 5195 HOY STREET, Vancouver, BC V5R 4N9 | Gas Permit | Residential | New | Completed | Residential - To install 2 boiler 2 range 2 BBQ There is pipping for 2 range 2 BBQ This is duplex house each house has 1 boiler 1 range 1 BBQ | JOT MECHANICAL LTD
PP-2022-01674 | 2022-05-16 | 5207 HOY STREET, Vancouver, BC V5R 4N9 | Plumbing Permit | Residential | New | Completed | Residential - sump >BP: To construct a two-storey two-family dwelling ($675,267.50) with an attached garage providing 2 parking spaces, having vehicular access from the street. Note: This Building Permit will remain in a suspended status until the associated (green) Demolition Permit BP-2021-03976 is completed. Note: This is a 2 storey building pursuant to the Zoning and Development By-Law 1. A/C units proposed in the rear yard 2. Schedule B: MD. Shahidul Alam, P.Eng (604-653-7475) Structural & Geotechnical 3. HPO: Residential Builder - Horizon one Properties Ltd. 4- The entire building, INCLUDING THE ATTACHED GARAGE (if applicable), to be sprinklered to 2 X NFPA 13D. Address Note: NORTH UNIT 5207 Hoy St - One Family Dwelling (basement, 1st, & 2nd floor) SOUTH UNIT 5209 Hoy St - One Family Dwelling (basement, 1st, & 2nd floor) Address numbers assigned as per approved plans for Fire and Emergency response. The address numbers are to be posted to the building to be visible from the street and in accordance with the Building By-law prior to final inspection. ******THIS PERMIT HAS BEEN ISSUED UNDER THE REQUIREMENTS OF VBBL #12511 (2019)****** | Kingsman Excavating Ltd.
GP-2022-03159 | 2022-10-14 | 5207 HOY STREET, Vancouver, BC V5R 4N9 | Gas Permit | Residential | New | Completed | Residential - Gas for New Duplex House | Rain Coast Plumbing & Heating Ltd
EP-2022-08630 | 2022-10-11 | 5207 HOY STREET, Vancouver, BC V5R 4N9 | Electrical Permit | Residential | New | Expired | Temporary Power - Residential - To provide temporary power. | STAT ELECTRICS LIMITED
EP-2022-07925 | 2022-09-22 | 5207 HOY STREET, Vancouver, BC V5R 4N9 | Electrical Permit | Residential | New | Completed | Installation / Repair - Residential - Low voltage & Complete security alarm >BP: To construct a two-storey two-family dwelling ($675,267.50) with an attached garage providing 2 parking spaces, having vehicular access from the street. | Xon Automation Ltd
EP-2022-07643 | 2022-09-20 | 5207 HOY STREET, Vancouver, BC V5R 4N9 | Electrical Permit | Residential | New | Completed | Installation / Repair - Residential - Rough in and finishing of duplex house. >BP: To construct a two-storey two-family dwelling ($675,267.50) with an attached garage providing 2 parking spaces, having vehicular access from the street. Note: This Building Permit will remain in a suspended status until the associated (green) Demolition Permit BP-2021-03976 is completed. Note: This is a 2 storey building pursuant to the Zoning and Development By-Law 1. A/C units proposed in the rear yard 2. Schedule B: MD. Shahidul Alam, P.Eng (604-653-7475) Structural & Geotechnical 3. HPO: Residential Builder - Horizon one Properties Ltd. 4- The entire building, INCLUDING THE ATTACHED GARAGE (if applicable), to be sprinklered to 2 X NFPA 13D. | STAT ELECTRICS LIMITED
SP-2022-01624 | 2022-10-04 | 5207 HOY STREET, Vancouver, BC V5R 4N9 | Sprinkler Permit | Residential | New | Completed | Residential - new sprinkler installation >To construct a two-storey two-family dwelling ($675,267.50) with an attached garage providing 2 parking spaces, having vehicular access from the street. Note: This Building Permit will remain in a suspended status until the associated (green) Demolition Permit BP-2021-03976 is completed. Note: This is a 2 storey building pursuant to the Zoning and Development By-Law 1. A/C units proposed in the rear yard 2. Schedule B: MD. Shahidul Alam, P.Eng (604-653-7475) Structural & Geotechnical 3. HPO: Residential Builder - Horizon one Properties Ltd. 4- The entire building, INCLUDING THE ATTACHED GARAGE (if applicable), to be sprinklered to 2 X NFPA 13D. ******THIS PERMIT HAS BEEN ISSUED UNDER THE REQUIREMENTS OF VBBL #12511 (2019)****** | Real Tech Fire Protection Ltd
PP-2022-02220 | 2022-06-23 | 5207 HOY STREET, Vancouver, BC V5R 4N9 | Plumbing Permit | Residential | New | Completed | Residential - Plumbing for new Duplex house To construct a two-storey two-family dwelling with an attached garage providing 2 parking spaces, having vehicular access from the street. Note: This is a 2 storey building pursuant to the Zoning and Development By-Law 1. A/C units proposed in the rear yard 2. Schedule B: MD. Shahidul Alam, P.Eng (604-653-7475) Structural & Geotechnical 3. HPO: Residential Builder - Horizon one Properties Ltd. 4- The entire building, INCLUDING THE ATTACHED GARAGE (if applicable), to be sprinklered to 2 X NFPA 13D. | Rain Coast Plumbing & Heating Ltd
EP-2023-04426 | 2023-05-23 | 1502 ISLAND PARK WALK, Vancouver, BC V6H 3Z8 | Electrical Permit | Commercial | Renovation - Dwelling Unit(s) only | Completed | Installation / Repair - Commercial - To replace one (1) light, one (1) plug and one (1) disconnect switch [3ph, 60amp] in elevator machine room and one (1) light and one (1) outlet in pit. To run new ground wire to ground disconnect and phone line from electrical room to machine room. | Fina Electrical Systems Ltd
EP-2023-08662 | 2023-09-26 | 1502 ISLAND PARK WALK, Vancouver, BC V6H 3Z8 | Electrical Permit | Commercial | Addition | Completed | Installation / Repair - Commercial - Repair Damaged Feeder Cables. There are 3x 4" existing DB2 pipes feeding this building, 4x 500MCM conductors in each pipe. This is a repair to existing the existing system. One set of the three sets of feeder cables feeding this building was damaged due to the ground settling, crushing the PVC pipe which damaged the wire. Based on this we will be installing new pipe and feeder cables from the in ground JB closet to the building to the main electrical room. New 4" EMT will be run inside the building to the buildings main disconnect. 600V/600A 3Ph. | Power Plus Electric Ltd
GP-2023-03616 | 2023-11-20 | 3157 IVANHOE STREET, Vancouver, BC V5R 4W2 | Gas Permit | Residential | Renovation - Dwelling Unit(s) only | Issued | Residential - TANKLESS REPLACEMENT | CoStar Home Energy Ltd
EP-2021-06675 | 2023-01-26 | 601 KEEFER STREET, Vancouver, BC V6A 3V8 | Electrical Permit | Commercial | New | Completed | Installation / Repair - Commercial - VOLUNTARY FIRE ALARM UPGRADE The existing fire alarm system in the building is 27 years old and has become a maintenance issue. Replacement parts are difficult to obtain, so the owner decided to replace the existing system with the new one. The scope of work complies with City of Vancouver bulletin 2018-004-BU/EL, FAS WORK CATEGORY 1, and includes: Replace all the existing detection and audible signaling devices, as well as pull stations with new ones. Location of new devices to follow the existing layout. Replace all audible devices with new ones. Replace the existing panel with a new addressable Notifier fire alarm panel NFS2-640. The new panel will be installed on the new location in proximity of the existing one, as per the enclosure drawings. All sprinkler system monitoring points to remain as is and will be reconnected to the new panel. All existing wiring and conduits will remain. The intent is to install new wiring only to accommodate the new location of the new fire alarm panel. Monitoring of fire alarm system remain as is. | VANCOUVER SCHOOL BOARD
NULL | NULL | 601 KEEFER STREET, Vancouver, BC V6A 3V8 | Electrical Permit | Commercial | Tenant Improvement | Draft | Installation / Repair - Commercial - Voluntary Fire Alarm Systyem Re-fit/ Upgrade | VANCOUVER SCHOOL BOARD
EP-2023-00810 | 2023-02-01 | 7539 JASPER CRESCENT, Vancouver, BC V5P 3S6 | Electrical Permit | Residential | New | Expired | Temporary Power - Residential - To provide temporary power.. | Jagg Electric Ltd
PP-2023-01869 | 2023-06-01 | 7776 JASPER CRESCENT, Vancouver, BC V5P 3S9 | Plumbing Permit | Residential | Renovation | Completed | Residential - Install 3 piece bathroom inside existing garage. Take over work done by previous plumber. Previous permit PP-2022-03663 | Platinum Mechanical Systems Ltd
PP-2022-03663 | 2022-10-14 | 7776 JASPER CRESCENT, Vancouver, BC V5P 3S9 | Plumbing Permit | Residential | Addition | Completed | Residential - add new washroom in garage | VCP Media Inc
EP-2022-10616 | 2022-12-16 | 5657 HAROLD STREET, Vancouver, BC V5R 5V6 | Electrical Permit | Commercial | NULL | Expired | Annual / Operating - Annual/Operating -Maintenance Valid Dec 16th, 2022 until Dec 15th 2023 | Shakeel Ikbal dba New Edge Electric
EP-2024-00467 | 2024-01-26 | 5657 HAROLD STREET, Vancouver, BC V5R 5V6 | Electrical Permit | Commercial | NULL | Issued | Annual / Operating - Annual Operating Permit -renewal of EP-2022-10616 -valid: Dec. 17, 2023 - Dec. 16, 2024 | Shakeel Ikbal dba New Edge Electric
EP-2022-05174 | 2022-06-20 | 4451 HARRIET STREET, Vancouver, BC V5V 4K4 | Electrical Permit | Residential | Renovation | Completed | Installation / Repair - Residential - Relocate 100 amp service to new location - north-west corner of house. Install new electrical panel, grounding & bonding. Add additional plugs for kitchen and other general plugs. Add additional lighting. Add two smoke detectors. | Al's Electrical Contracting Ltd
GP-2023-00308 | 2023-01-25 | 4491 HARRIET STREET, Vancouver, BC V5V 4K4 | Gas Permit | Residential | New | Completed | Residential - Replacing old natural draft furnace with a high efficiency furnace | Western Pacific Mechanical Ltd
EP-2022-00148 | 2022-01-13 | 4550 HARRIET STREET, Vancouver, BC V5V 4K5 | Electrical Permit | Residential | Renovation | Completed | Installation / Repair - Residential - Changing double meter base on private pole to triple meter base, main 200 amps, main house 100 amps, suite 100 amps, lane way house 100 amps | O J ELECTRIC LTD
GP-2023-02168 | 2023-07-24 | 4568 HARRIET STREET, Vancouver, BC V5V 4K5 | Gas Permit | Residential | Renovation | Completed | Residential - Install 1 natural gas fireplace insert | Vancouver Gas Fireplaces Ltd
EP-2023-02823 | 2023-04-03 | 4582 HARRIET STREET, Vancouver, BC V5V 4K5 | Electrical Permit | Residential | New | Completed | Installation / Repair - Residential - extra low voltage ( finishing only) -pre wiring was done by cns alarms and we will do finishing for security alarm. >BP: Exterior and interior alterations to provide tenant improvements to the existing one family dwelling. The scope of work includes new addition second storey, front porch entry and layout changes to all floors. The entire building will be sprinklered to NFPA-13D | RAJNESH RAJU DBA: OPTIMUS SECURITY SYSTEMS
EP-2023-02767 | NULL | 4582 HARRIET STREET, Vancouver, BC V5V 4K5 | Electrical Permit | Residential | Addition | Withdrawn | Installation / Repair - Residential - extra low voltage finishing of alarm, plates, cctv and doorbell >BP: Exterior and interior alterations to provide tenant improvements to the existing one family dwelling. The scope of work includes new addition second storey, front porch entry and layout changes to all floors. The entire building will be sprinklered to NFPA-13D Structural schedule B signed and sealed by Paul W.S. Miskimmin, 604.454.7199 Renovation energy upgrade proposal prepared by Harvey Gill, 604.841.1717 | RAJNESH RAJU DBA: OPTIMUS SECURITY SYSTEMS
SP-2022-01608 | 2022-10-04 | 4582 HARRIET STREET, Vancouver, BC V5V 4K5 | Sprinkler Permit | Residential | Renovation | Issued | Residential - New single family home requires sprinklers >DB: Exterior and interior alterations to provide tenant improvements to the existing one family dwelling. The scope of work includes new addition second storey, front porch entry and layout changes to all floors. The entire building will be sprinklered to NFPA-13D AMEND: NOV 15/2022 LINK DB-2021-00965 TO SUBJOBS | 1ST SHOT FIRE PROTECTION LTD
GP-2022-04041 | 2022-12-19 | 4582 HARRIET STREET, Vancouver, BC V5V 4K5 | Gas Permit | Residential | Renovation | Completed | Residential - Installation of 1 gas fireplace - venting and hook up only >BP: Exterior and interior alterations to provide tenant improvements to the existing one family dwelling. The scope of work includes new addition second storey, front porch entry and layout changes to all floors. The entire building will be sprinklered to NFPA-13D Structural schedule B signed and sealed by Paul W.S. Miskimmin, 604.454.7199 Renovation energy upgrade proposal prepared by Harvey Gill, 604.841.1717 | Urban Fireplaces Ltd
EP-2022-08589 | 2022-10-11 | 4582 HARRIET STREET, Vancouver, BC V5V 4K5 | Electrical Permit | Residential | New | Completed | Installation / Repair - Residential - low volt wiring Exterior and interior alterations to provide tenant improvements to the existing one family dwelling. The scope of work includes new addition second storey, front porch entry and layout changes to all floors. | C N S Alarms Ltd
PP-2022-00329 | 2022-02-01 | 4582 HARRIET STREET, Vancouver, BC V5V 4K5 | Plumbing Permit | Residential | Renovation | Completed | Residential - installing storm sump Exterior and interior alterations to provide tenant improvements to the existing one family dwelling. The scope of work includes new addition second storey, front porch entry and layout changes to all floors. | BigCity Excavation Ltd
PP-2022-01064 | 2022-03-30 | 4582 HARRIET STREET, Vancouver, BC V5V 4K5 | Plumbing Permit | Residential | Renovation | Completed | Residential - Complete home single family dwelling. Renovation is from underground drainage and water service all the way to rough-in and finishing and installation of fixtures. Also radiant floor heating system we be installed. >BP: Exterior and interior alterations to provide tenant improvements to the existing one family dwelling. The scope of work includes new addition second storey, front porch entry and layout changes to all floors. The entire building will be sprinklered to NFPA-13D | BKS Mechanical Ltd
GP-2022-01011 | 2022-04-01 | 4582 HARRIET STREET, Vancouver, BC V5V 4K5 | Gas Permit | Residential | Renovation | Completed | Residential - Gas distribution to mechanical room, gas cook top, gas fireplace and potentially bbq box Exterior and interior alterations to provide tenant improvements to the existing one family dwelling. The scope of work includes new addition second storey, front porch entry and layout changes to all floors. | BKS Mechanical Ltd
EP-2022-01965 | 2022-03-10 | 4582 HARRIET STREET, Vancouver, BC V5V 4K5 | Electrical Permit | Residential | New | Completed | Installation / Repair - Residential - Sfd with suite 200 amp main service Exterior and interior alterations to provide tenant improvements to the existing one family dwelling. The scope of work includes new addition second storey, front porch entry and layout changes to all floors. | H.L. ELECTRICAL LTD
EP-2023-08505 | 2023-09-19 | 4595 HARRIET STREET, Vancouver, BC V5V 4K4 | Electrical Permit | Residential | New | Issued | Temporary Power - Residential - To provide temporary power. | Beyond Electric Ltd
EP-2022-00978 | 2022-02-08 | 1850 HARRISON DRIVE, Vancouver, BC V5P 2P5 | Electrical Permit | Residential | New | Expired | Temporary Power - Residential - To provide temporary power. NOTE: Work authorized by this permit is for placement of a temporary power pole only and does not authorize any site construction and/or excavation. A separate Building Permit will be required prior to commencement of any other work on this site. | 24/6 Electric Ltd
PP-2022-03631 | 2022-10-12 | 1850 HARRISON DRIVE, Vancouver, BC V5P 2P5 | Plumbing Permit | Residential | New | Completed | Residential - sumps | JVT EXCAVATING & DEMOLITION LTD
PP-2022-04179 | 2022-11-21 | 1850 HARRISON DRIVE, Vancouver, BC V5P 2P5 | Plumbing Permit | Residential | New | Completed | Residential - DWV, waterline, finishing >BP: To construct a two-story two-family dwelling with two secondary suites ($1,202,500.00) located in the basement, with a detached accessory building (garage) at the rear providing 2 parking spaces, having vehicular access from the lane. Note: This is a 2 story building pursuant to the Zoning and Development By-Law 1. Covenant registered at the Land Title Office under CA9260998 2. A/C units proposed in the rear yard 3. Schedule B: Zhao Guan, P.Eng (778-868-5635) Geotechnical YATENDRA KUMAR SHARMA, P.Eng. (778-863-7076) Structural 4. HPO: Residential Builder - Jagraj Singh Garcha ******THIS PERMIT HAS BEEN ISSUED UNDER THE REQUIREMENTS OF VBBL #12511 (2019)****** | Alpine Mechanicals Ltd
MP-2022-00591 | 2022-11-21 | 1850 HARRISON DRIVE, Vancouver, BC V5P 2P5 | Mechanical Permit | NULL | NULL | Completed | NULL | Alpine Mechanicals Ltd
EP-2023-00487 | 2023-01-27 | 1850 HARRISON DRIVE, Vancouver, BC V5P 2P5 | Electrical Permit | Residential | New | Completed | Installation / Repair - Residential - New construction duplex with suites >BP: To construct a two-storey two-family dwelling with two secondary suites ($1,202,500.00) located in the basement, with a detached accessory building (garage) at the rear providing 2 parking spaces, having vehicular access from the lane. Note: This is a 2 storey building pursuant to the Zoning and Development By-Law 1. Covenant registered at the Land Title Office under CA9260998 2. A/C units proposed in the rear yard 3. Schedule B: Zhao Guan, P.Eng (778-868-5635) Geotechnical YATENDRA KUMAR SHARMA, P.Eng. (778-863-7076) Structural 4. HPO: Residential Builder - Jagraj Singh Garcha ******THIS PERMIT HAS BEEN ISSUED UNDER THE REQUIREMENTS OF VBBL #12511 (2019)****** | 24/6 Electric Ltd
EP-2023-00766 | 2023-01-31 | 1850 HARRISON DRIVE, Vancouver, BC V5P 2P5 | Electrical Permit | Residential | New | Completed | Installation / Repair - Residential - security,intercom,camera,tel,tv,data&speakers rough-in & completion >BP: To construct a two-storey two-family dwelling with two secondary suites ) located in the basement, with a detached accessory building (garage) at the rear providing 2 parking spaces, having vehicular access from the lane. Note: This is a 2 storey building pursuant to the Zoning and Development By-Law 1. Covenant registered at the Land Title Office under CA9260998 2. A/C units proposed in the rear yard 3. Schedule B: Zhao Guan, P.Eng (778-868-5635) Geotechnical YATENDRA KUMAR SHARMA, P.Eng. (778-863-7076) Structural 4. HPO: Residential Builder - Jagraj Singh Garcha | Repel Security Systems Ltd
GP-2023-00395 | 2023-02-03 | 1850 HARRISON DRIVE, Vancouver, BC V5P 2P5 | Gas Permit | Residential | New | Completed | Residential - new gas 2 Ranges, 2 Boiler, 2 BBQ > BP:To construct a two-storey two-family dwelling with two secondary suites ($1,202,500.00) located in the basement, with a detached accessory building (garage) at the rear providing 2 parking spaces, having vehicular access from the lane. | Sodhi Development Ltd
SP-2023-00214 | 2023-02-06 | 1850 HARRISON DRIVE, Vancouver, BC V5P 2P5 | Sprinkler Permit | Residential | New | Completed | Residential - NEW HOME >BP:To construct a two-storey two-family dwelling with two secondary suites located in the basement, with a detached accessory building (garage) at the rear providing 2 parking spaces, having vehicular access from the lane. Note: This is a 2 storey building pursuant to the Zoning and Development By-Law 1. Covenant registered at the Land Title Office under CA9260998 2. A/C units proposed in the rear yard 3. Schedule B: Zhao Guan, P.Eng (778-868-5635) Geotechnical YATENDRA KUMAR SHARMA, P.Eng. (778-863-7076) Structural 4. HPO: Residential Builder - Jagraj Singh Garcha March 2/2023-AMEND - to remove 2 dryhead in bsmt revision | SBMS Construction Ltd
PP-2023-00762 | 2023-03-07 | 2307 HOYLAKE AVENUE, Vancouver, BC V5S 2E1 | Plumbing Permit | Residential | New | Issued | Residential - 1FD+SS - #1 & #2 - to install plumbing fixtures in the main house >DB: To construct a 2 storey + basement one-family dwelling with a secondary suite located in the basement with a surface parking, at the rear providing 1 parking space, having vehicular access from the lane. Note: This is a 2 storey building pursuant to the Zoning and Development By-Law 1- Covenant registered at the Land Title Office under CA9957622 2- No strata titling permitted 3- A/C unit proposed in the rear yard 6- The entire building, INCLUDING THE ATTACHED GARAGE (if applicable), to be sprinklered to NFPA 13D. | ACME PLUMBING HEATING & GAS LTD.
MP-2023-00489 | 2023-03-26 | 2307 HOYLAKE AVENUE, Vancouver, BC V5S 2E1 | Mechanical Permit | NULL | NULL | Issued | NULL | ACME PLUMBING HEATING & GAS LTD.
SP-2023-00699 | 2023-04-20 | 2307 HOYLAKE AVENUE, Vancouver, BC V5S 2E1 | Sprinkler Permit | Residential | New | Issued | Residential - 1FD+SS - #1 & #2 - to install a new Sprinkler system in the main house >DB: To construct a 2 storey + basement one-family dwelling with a secondary suite located in the basement with a surface parking, at the rear providing 1 parking space, having vehicular access from the lane. Note: This is a 2 storey building pursuant to the Zoning and Development By-Law 1- Covenant registered at the Land Title Office under CA9957622 2- No strata titling permitted 3- A/C unit proposed in the rear yard 6- The entire building, INCLUDING THE ATTACHED GARAGE (if applicable), to be sprinklered to NFPA 13D. | ACME PLUMBING HEATING & GAS LTD.
EP-2023-06583 | 2023-07-19 | 2307 HOYLAKE AVENUE, Vancouver, BC V5S 2E1 | Electrical Permit | Residential | New | Issued | Temporary Power - Residential - To provide temporary power. | AULAKH ELECTRICAL CORPORATION
GP-2023-01533 | 2023-05-11 | 2307 HOYLAKE AVENUE, Vancouver, BC V5S 2E1 | Gas Permit | Residential | New | Issued | Residential - 1FD+SS - #1 & #2 - to install one Range and rough in for one range, one bbq >DB: To construct a 2 storey + basement one-family dwelling with a secondary suite located in the basement with a surface parking, at the rear providing 1 parking space, having vehicular access from the lane. Note: This is a 2 storey building pursuant to the Zoning and Development By-Law 1- Covenant registered at the Land Title Office under CA9957622 2- No strata titling permitted 3- A/C unit proposed in the rear yard 6- The entire building, INCLUDING THE ATTACHED GARAGE (if applicable), to be sprinklered to NFPA 13D. | ACME PLUMBING HEATING & GAS LTD.
EP-2023-05277 | 2023-06-29 | 2307 HOYLAKE AVENUE, Vancouver, BC V5S 2E1 | Electrical Permit | Residential | New | Issued | Installation / Repair - Residential - wiring of main house under ground cables and Service *An approved mechanical permit is required for the installation of air conditioning or heat pump unit at the time of installation before an electrical inspection will be performed >Permit Amendment Nov 15, 2023 -Service details change: 1- 400A service to 2 separate 200A Services ¦ 1FD + 1SS: 200A ¦ LWH: 200A -"As BC Hydro recomendation to fault current calculation Two side by side 200 Amps Meters are installed, one for main house and one for lane way house -"New Load calc sheet is uploaded Main service 200 Amps ,main house service 200 Amps" *Document(s) uploaded to "Application Documents" tab for Electrical Inspector review. Documents are at pending status at time of permit amendment approval -Electrical contractor to request an electrical inspection online for the District Electrical Inspector to review document(s) >BP: To construct a 2 storey + basement one-family dwelling with a secondary suite ($1,118,112.50) located in the basement with a surface parking, at the rear providing 1 parking space, having vehicular access from the lane. Note: This is a 2 storey building pursuant to the Zoning and Development By-Law 1- Covenant registered at the Land Title Office under CA9957622 2- No strata titling permitted 3- A/C unit proposed in the rear yard 5- HPO: Residential Builder – Trans Pacific Homes Inc. | AULAKH ELECTRICAL CORPORATION
EP-2023-05150 | 2023-06-09 | 2307 HOYLAKE AVENUE, Vancouver, BC V5S 2E1 | Electrical Permit | Residential | New | Issued | Installation / Repair - Residential - Install tv, telephone, security alarm prewire and complete. >BP: To construct a 2 storey + basement one-family dwelling with a secondary suite ($1,118,112.50) located in the basement with a surface parking, at the rear providing 1 parking space, having vehicular access from the lane. | Tvisha Technologies Ltd
PP-2022-04467 | 2022-12-14 | 2307 HOYLAKE AVENUE, Vancouver, BC V5S 2E1 | Plumbing Permit | Residential | New | Issued | Residential - Sump | Knight Demolition & Excavation Ltd
EP-2022-05847 | 2022-07-11 | 2307 HOYLAKE AVENUE, Vancouver, BC V5S 2E1 | Electrical Permit | Residential | New | Expired | Temporary Power - Residential - To provide temporary power. | AULAKH ELECTRICAL CORPORATION
EP-2022-02813 | 2022-04-07 | 3688 HUDSON STREET, Vancouver, BC V6H 3A7 | Electrical Permit | Residential | New | Cancelled | Temporary Power - Residential - To provide temporary power. Amend Apr 12, 2022 update service from 100AMP to 60 AMP. | Higo Electric Ltd
EP-2022-03103 | 2022-04-18 | 3688 HUDSON STREET, Vancouver, BC V6H 3A7 | Electrical Permit | Residential | New | Expired | Temporary Power - Residential - To provide temporary power. | Clarus Electric Corp
EP-2023-02439 | 2023-03-21 | 3688 HUDSON STREET, Vancouver, BC V6H 3A7 | Electrical Permit | Residential | New | Issued | Temporary Power - Residential - To provide temporary power. | Torro Electric Ltd
PP-2023-03224 | 2023-09-12 | 3688 HUDSON STREET, Vancouver, BC V6H 3A7 | Plumbing Permit | Residential | New | Issued | Residential - 3 sumps and Drain tiles, & RWL | R B Excavating 2000 Ltd
NULL | NULL | 3699 HUDSON STREET, Vancouver, BC V6H 3A6 | Mechanical Permit | NULL | NULL | Withdrawn | NULL | Tap Roots Plumbing and Heating Ltd
NULL | NULL | 3699 HUDSON STREET, Vancouver, BC V6H 3A6 | Mechanical Permit | NULL | NULL | Draft | NULL | Tap Roots Plumbing and Heating Ltd
MP-2023-01668 | 2023-09-13 | 3699 HUDSON STREET, Vancouver, BC V6H 3A6 | Mechanical Permit | NULL | NULL | Issued | NULL | Tap Roots Plumbing and Heating Ltd
NULL | NULL | 3699 HUDSON STREET, Vancouver, BC V6H 3A6 | Mechanical Permit | NULL | NULL | Draft | NULL | NULL
EP-2024-00390 | 2024-01-15 | 3699 HUDSON STREET, Vancouver, BC V6H 3A6 | Electrical Permit | Residential | New | Issued | Temporary Power - Residential - To provide temporary power. | Kuban Electric Ltd
SP-2023-00615 | 2023-04-11 | 3699 HUDSON STREET, Vancouver, BC V6H 3A6 | Sprinkler Permit | Residential | New | Issued | Residential - NEW SPRINKLER SYSTEM >BP: Exterior and interior alterations to provide tenant improvements to this existing one-family dwelling. The entire house to be sprinklered to NFPA-13R | Alco Fire Protection Ltd
MP-2023-00367 | 2023-03-13 | 3699 HUDSON STREET, Vancouver, BC V6H 3A6 | Mechanical Permit | NULL | NULL | Issued | NULL | Rockridge Plumbing and Heating Inc
GP-2023-00335 | 2023-01-31 | 3699 HUDSON STREET, Vancouver, BC V6H 3A6 | Gas Permit | Residential | Renovation | Issued | Residential - Installation of 1 gas fireplace - venting and hook up only >BP: Exterior and interior alterations to provide tenant improvements to this existing one-family dwelling. | Urban Fireplaces Ltd
GP-2023-02174 | 2023-07-28 | 3699 HUDSON STREET, Vancouver, BC V6H 3A6 | Gas Permit | Residential | New | Issued | Residential - 1 range, 1 boiler and 1 fireplace New gas lines >BP: Exterior and interior alterations to provide tenant improvements to this existing one-family dwelling. | Rockridge Plumbing and Heating Inc
EP-2023-06792 | 2023-07-26 | 3699 HUDSON STREET, Vancouver, BC V6H 3A6 | Electrical Permit | Residential | Renovation | Issued | Installation / Repair - Residential - Renovation wiring of entire house, complete with swimming pool and 200A service. >BP: Exterior and interior alterations to provide tenant improvements to this existing one-family dwelling. The entire house to be sprinklered to NFPA-13R | Kuban Electric Ltd
NULL | NULL | 3699 HUDSON STREET, Vancouver, BC V6H 3A6 | Mechanical Permit | NULL | NULL | Draft | NULL | NULL
EP-2023-05967 | 2023-07-04 | 3699 HUDSON STREET, Vancouver, BC V6H 3A6 | Electrical Permit | Residential | Addition | Issued | Installation / Repair - Residential - Low voltage including security, CCTV, Structured wiring, intercom, Media distribution, and home automation. >BP: Exterior and interior alterations to provide tenant improvements to this existing one-family dwelling. The entire house to be sprinklered to NFPA-13R | Moda Smart Home Inc
PP-2022-03094 | 2022-09-06 | 3699 HUDSON STREET, Vancouver, BC V6H 3A6 | Plumbing Permit | Residential | Renovation | Issued | Residential - All New plumbing >Exterior and interior alterations to provide tenant improvements to this existing one-family dwelling. The entire house to be sprinklered to NFPA-13R >>Amend: Sept. 13th -add a Sanitary sump pump to the permit Amend: July 25, 2023 add 2 deck drains | Rockridge Plumbing and Heating Inc
EP-2023-00237 | 2023-01-11 | 3699 HUDSON STREET, Vancouver, BC V6H 3A6 | Electrical Permit | Residential | Renovation | Expired | Temporary Power - Residential - To provide temporary power. | Kuban Electric Ltd
PP-2022-01791 | 2022-05-26 | 3699 HUDSON STREET, Vancouver, BC V6H 3A6 | Plumbing Permit | Residential | Renovation | Issued | Residential - new sump system; add 100' perf & solid to existing RWL & DT; 2 sumps 1 w/pump >BP: Exterior and interior alterations to provide tenant improvements to this existing one-family dwelling. The entire house to be sprinklered to NFPA-13R >>Amend: Nov. 2, 2022 - Engineer's Letter for the sump with pump is uploaded NOTE: Engineering Assurance letter will be submitted to the Plumbing Inspector on the site. Letter shall conform to the requirements of Vancouver Bulletin 2000-008-EL/PL. | J & R Excavation & Demolition Ltd.
EP-2022-00047 | 2022-01-05 | 3699 HUDSON STREET, Vancouver, BC V6H 3A6 | Electrical Permit | Residential | Renovation | Expired | Temporary Power - Residential - To provide temporary power. | Kuban Electric Ltd
NULL | NULL | 3707 HUDSON STREET, Vancouver, BC V6H 3A6 | Electrical Permit | Residential | Addition | Draft | Installation / Repair - Residential - EV Charger installation Install DCC12 EVEMS System (the current service is fully loaded and does not have the capacity for additional loads) Install Tesla Wall Connector Gen 3 (18’ cord) Install 12m 3c#8 TECK90 Cable (behind cabinet work) Install Eatons 2p40amp breaker in the main panel | TDR Electric Inc
EP-2022-07612 | 2022-09-13 | 705 JACKSON AVENUE, Vancouver, BC | Electrical Permit | Commercial | Tenant Improvement | Completed | Installation / Repair - Commercial - Replace existing receptacles in machine room & pit with new GFCI type, replace existing luminaries in machine room with new LED's c/w wire guards. Provide new tel line from the tel room to the EMR. Provide dedicated ground wire to 3-phase main disconnects. | Action Electric Ltd
MP-2023-00181 | 2023-02-09 | 4550 JOHN STREET, Vancouver, BC V5V 3X2 | Mechanical Permit | NULL | NULL | Completed | NULL | Pro Ace Heating & Air Conditioning Services Ltd
EP-2023-03420 | 2023-07-12 | 4550 JOHN STREET, Vancouver, BC V5V 3X2 | Electrical Permit | Residential | Renovation | Issued | Installation / Repair - Residential - Added Heat Pump Circuit. 40amp to Outdoor unit. Interconnect Circuit. Converted old furnace circuit to service that -MP-2023-00181 | TKG Electic Ltd
GP-2024-00061 | NULL | 3990 KASLO STREET, Vancouver, BC V5R 2B3 | Gas Permit | Residential | Renovation | Application Incomplete | Residential - Remove and replace existing boiler with a Navien Combination Boiler | NATIONWIDE HOME PLUMBING SERVICE LTD
EP-2023-01612 | 2023-03-07 | 4090 KASLO STREET, Vancouver, BC V5R 2B4 | Electrical Permit | Residential | Renovation | Completed | Installation / Repair - Residential - Electrical supply for EV charger | Milani Electric Limited
EP-2022-07600 | 2022-09-12 | 4190 KASLO STREET, Vancouver, BC V5R 2B6 | Electrical Permit | Residential | New | Completed | Installation / Repair - Residential - tv ,telephone, security alarm prewire and complete >BP: To construct a 2.5 storey two-family dwelling ($629,125) with a detached accessory building (garage) providing 2 parking spaces, having vehicular access from the lane | Tvisha Technologies Ltd
EP-2022-07704 | 2022-09-16 | 4190 KASLO STREET, Vancouver, BC V5R 2B6 | Electrical Permit | Residential | New | Completed | Installation / Repair - Residential - Wiring and service for new duplex. 100 Amp each unit. Total service: 200Amp >BP: To construct a 2.5 storey two-family dwelling ($629,125) with a detached accessory building (garage) providing 2 parking spaces, having vehicular access from the lane Note: The entire building, INCLUDING THE ATTACHED GARAGE (if applicable), to be sprinklered to 2 x NFPA 13D 1. A/C proposed – Exterior component located in upper balcony, Interior component located in 1/2 storey. 2. Schedule B: (J.J.S HUI) P.Eng (778.319.3403) Structural & Geotechnical 3. HPO: Residential Builder- Mountainview Enterprises Ltd Note: This is a 2.5 storey building pursuant to the Zoning and Development By-Law **THIS PERMIT HAS BEEN ISSUED UNDER THE REQUIREMENTS OF VBBL #12511 (2019)** | G.S.G. Electric Ltd.
SP-2022-01420 | 2022-09-06 | 4190 KASLO STREET, Vancouver, BC V5R 2B6 | Sprinkler Permit | Residential | New | Completed | Residential - 2FD - FRONT - 4190 KASLO ST BACK - 4192 KASLO ST To install piping and fixtures for a new single family house. To construct a 2.5 storey two-family dwelling with a detached accessory building (garage) providing 2 parking spaces, having vehicular access from the lane Note: The entire building, INCLUDING THE ATTACHED GARAGE (if applicable), to be sprinklered to 2 x NFPA 13D 1. A/C proposed – Exterior component located in upper balcony, Interior component located in 1/2 storey. | Skyway Plumbing & gas Ltd
GP-2022-02655 | 2022-09-06 | 4190 KASLO STREET, Vancouver, BC V5R 2B6 | Gas Permit | Residential | New | Completed | Residential - 2FD - FRONT - 4190 KASLO ST BACK - 4192 KASLO ST To install piping and appliances for a new duplex with complete installation. >DB: To construct a 2.5 storey two-family dwelling with a detached accessory building (garage) providing 2 parking spaces, having vehicular access from the lane Note: The entire building, INCLUDING THE ATTACHED GARAGE (if applicable), to be sprinklered to 2 x NFPA 13D 1. A/C proposed – Exterior component located in upper balcony, Interior component located in 1/2 storey. | Skyway Plumbing & gas Ltd
PP-2022-02695 | 2022-08-04 | 4190 KASLO STREET, Vancouver, BC V5R 2B6 | Plumbing Permit | Residential | New | Completed | Residential - 2FD - FRONT - 4190 KASLO ST BACK - 4192 KASLO ST to install piping and fixtures for a new duplex. To construct a 2.5 storey two-family dwelling with a detached accessory building (garage) providing 2 parking spaces, having vehicular access from the lane Note: The entire building, INCLUDING THE ATTACHED GARAGE (if applicable), to be sprinklered to 2 x NFPA 13D 1. A/C proposed – Exterior component located in upper balcony, Interior component located in 1/2 storey. | Skyway Plumbing & gas Ltd
EP-2022-04972 | 2022-06-12 | 4190 KASLO STREET, Vancouver, BC V5R 2B6 | Electrical Permit | Residential | New | Expired | Temporary Power - Residential - To provide temporary power. | G.S.G. Electric Ltd.
PP-2022-02048 | 2022-06-14 | 4190 KASLO STREET, Vancouver, BC V5R 2B6 | Plumbing Permit | Residential | New | Completed | Residential - 2FD - FRONT - 4190 KASLO ST BACK - 4192 KASLO ST Sump install To construct a 2.5 storey two-family dwelling with a detached accessory building (garage) providing 2 parking spaces, having vehicular access from the lane Note: The entire building, INCLUDING THE ATTACHED GARAGE (if applicable), to be sprinklered to 2 x NFPA 13D 1. A/C proposed – Exterior component located in upper balcony, Interior component located in 1/2 storey. | Kingsman Excavating Ltd.
GP-2022-03385 | 2022-11-01 | 4292 KASLO STREET, Vancouver, BC V5R 2B6 | Gas Permit | Residential | Renovation | Completed | Residential - an oil furnace replaced by a natural gas high efficiency furnace. A gas meter has been installed by Fortisbc | Airlink Heating and Plumbing Ltd
GP-2023-00083 | 2023-01-09 | 4320 KASLO STREET, Vancouver, BC V5R 2B7 | Gas Permit | Residential | Renovation | Completed | Residential - Re/re of existing hot water heater with tankless water heater | 1236318 BC Ltd DBA Aquatech Vancouver
MP-2023-00213 | 2023-02-16 | 4320 KASLO STREET, Vancouver, BC V5R 2B7 | Mechanical Permit | NULL | NULL | Completed | NULL | 1236318 BC Ltd DBA Aquatech Vancouver
EP-2023-05130 | NULL | 4320 KASLO STREET, Vancouver, BC V5R 2B7 | Electrical Permit | Residential | Renovation | Applicant Revisions | Installation / Repair - Residential - Upgrade house panel to 200 amp and wiring for heat pump indoor and outdoor unit. *MP-2023-00213: Completed (Heating and Cooling) ¦ WWOP fees applied -Previous 1 time WWOP warning for HP install with completed MP has already been issued | Mountain Point Electrical Inc.
GP-2022-00478 | 2022-02-14 | 4336 KASLO STREET, Vancouver, BC V5R 2B7 | Gas Permit | Residential | Renovation | Completed | Residential - Furnace re&re | Ferenc Nagy
EP-2022-04409 | 2022-05-26 | 5055 JOYCE STREET, Vancouver, BC V5R 4G7 | Electrical Permit | Commercial | New | Expired | Temporary Power - Commercial - To provide temporary power. | Nightingale Electric Ltd
EP-2023-04838 | 2023-05-31 | 5055 JOYCE STREET, Vancouver, BC V5R 4G7 | Electrical Permit | Commercial | New | Issued | Temporary Power - Commercial - To provide temporary power. | Nightingale Electric Ltd
EP-2023-00192 | 2023-08-28 | 5055 JOYCE STREET, Vancouver, BC V5R 4G7 | Electrical Permit | Commercial | New | Issued | Installation / Repair - Commercial - Electrical installation for 36 story concrete tower, 4 levels of parkade with commercial retail space. >BP: To construct a mixed-use building with 36 storeys (35 storeys plus rooftop amenity level) consisting of 1st storey - CRUs (shell only). 2nd to 35th storeys - 350 secured market rental housing units and 10 secured below-market rental housing units 36th storey - rooftop amenity space, all over 4 levels of underground parking having vehicular access from the lane. Separate tenant improvement permits required for all tenant spaces. Total number of dwelling units = 360. This permit has been reviewed under the 2019 Vancouver Building By-law (#12511). Building to be sprinklered to NFPA 13 requirements. Radio Antenna System to be installed in this building. STAGE CONSTRUCTION Stage 1 - Excavation and Shoring - issued March 15, 2022 >>Stage 1 is issued in advance of DP. No work shall be commenced under this BP until the work and obligations under the other permits are completed, including any City or Provincial requirements. Stage 1 Rev #1 - Revised excavation and shoring drawings include: - revision to excavation depth, - addition of vertical beams along SW shoring wall, - revision of NW and SE shoring wall to accommodate removal of existing foundation wall, - addition of shotcrete pilasters. - issued December 16, 2022 Stage 2 - Foundation to Grade - issued Dec. 20, 2022 Stage 3 - Full Construction - issued June 30, 2023 | Nightingale Electric Ltd
SP-2022-02033 | 2023-07-26 | 5055 JOYCE STREET, Vancouver, BC V5R 4G7 | Sprinkler Permit | Commercial | New | Issued | Commercial - ***BELOW GRADE SPRINKLES & CONSTRUCTION STANDPIPE*** For all sprinkler work to the 2019 VBBL; NFPA 13, 2013; standpipe work to NFPA 14, 2013; fire pump work to NFPA 20, 2013; and alternative solutions prepared by LMDG Building Code Consultant. fire pump, standpipe and fire sprinklers installation for below grade Parkade (4 levels) and construction standpipe. To construct a mixed-use building with 36 storeys (35 storeys plus rooftop amenity level) consisting of - 1st storey - CRUs (shell only). - 2nd to 35th storeys - 350 secured market rental housing units and 10 secured below-market rental housing units - 36th storey - rooftop amenity space, all over 4 levels of underground parking having vehicular access from the lane. THIS IS A CERTIFIED PROFESSIONAL PROJECT and the CP is Michael Van Blokland of LMDG Building Code Consultant This application does not include any of the following: - Warehouse storage arrangements, or mobile compact storage arrangements - Flexible sprinkler pipe - Information Technology Equipment Rooms (e.g. IT Rooms, LAN Rooms, etc.) - Alternative solutions Related permits: - AL-2022-00113 Vestibule between Storage Garage Elevator and Adjacent Occupancy - AL-2022-00168 Spatial Separation for Loading Bay - AL-2023-00017 Fire Department Access Route Exceeding 15 m in Length - AL-2023-00018 Dead-end Corridor in Excess of 6 m in Length Notes: - Fire Suppression System engineer of record Sandy Chen, P.Eng. of Gisborne Design Services T:604 520 7300 E:schen@gisborne.com - One set of approved drawings and permit to be available for viewing at the jobsite. - Separate permits and documents required for tenant improvement. - Construction Standpipe to Bulletin 2017-003-BU/FI, VBBL, NFPA 14, and VFBL. | Gisborne Industrial Construction Ltd
EP-2023-09598 | 2023-10-31 | 5055 JOYCE STREET, Vancouver, BC V5R 4G7 | Electrical Permit | Commercial | New | Issued | Temporary Power - Commercial - To provide temporary power. CF-2023-009773 | Charanjit Singh
PP-2024-00112 | 2024-01-16 | 737 KEEFER STREET, Vancouver, BC V6A 1Y6 | Plumbing Permit | Residential | Renovation | Issued | Residential - plumbing >DB: Scope of work is to repair fire damage to interior, cladding and window replacement on the east elevation, replace skylights, new window on south elevation, new sliding doors on north elevation, replace roof and addition of one plumbing fixture | Destiny Mechanical Ltd
EP-2024-00530 | 2024-01-29 | 737 KEEFER STREET, Vancouver, BC V6A 1Y6 | Electrical Permit | Residential | Renovation | Issued | Installation / Repair - Residential - Due to fire and alterations. New electrical wiring, finishing, electrical service, AC , car charger , Range, dryer and lighting. >BP: Interior and Exterior alterations to this single detached house Scope of work is to repair fire damage to interior, cladding and window replacement on the east elevation, replace skylights, new window on south elevation, new sliding doors on north elevation, replace roof and addition of one plumbing fixture REUP submitted by Allen Joshua Selva Rabi Structural Schedule B submitted by Adam Samuel Densmore | Hitech Electric Inc
EP-2024-00577 | 2024-01-30 | 737 KEEFER STREET, Vancouver, BC V6A 1Y6 | Electrical Permit | Residential | Renovation | Issued | Installation / Repair - Residential - Extra low voltage data cables, Complete security alram >BP: Interior and Exterior alterations to this single detached house Scope of work is to repair fire damage to interior, cladding and window replacement on the east elevation, replace skylights, new window on south elevation, new sliding doors on north elevation, replace roof and addition of one plumbing fixture REUP submitted by Allen Joshua Selva Rabi Structural Schedule B submitted by Adam Samuel Densmore | AJ INTEGRATED SERVICES LTD
PP-2022-04377 | 2022-12-12 | 743 KEEFER STREET, Vancouver, BC V6A 1Y6 | Plumbing Permit | Residential | Renovation | Cancelled | Residential - all new plumbing to be installed >BP: Exterior and interior alterations to change the use of this existing One family dwelling to one family dwelling with a secondary suite in this existing Vancouver Heritage Register 'C' Building. | Harry Dash Plumbing Ltd
EP-2023-00552 | 2023-01-25 | 743 KEEFER STREET, Vancouver, BC V6A 1Y6 | Electrical Permit | Residential | Renovation | Cancelled | Installation / Repair - Residential - Upgrade to 200A service on private pole. Double meter base with 100A going to the suite and 100A going to the main house. Full re-wire of the home. Fittings, lighting & fixtures throughout. Suite has electric baseboard heaters. >BP: Exterior and interior alterations to change the use of this existing One family dwelling to one family dwelling with a secondary suite in this existing Vancouver Heritage Register 'C' Building. Address has been assigned per the approved plans as the access to the secondary suite is from the east site. This access must be provided & maintained at all times; the address must be posted to be easily visible from the street: AND posted by the suite entry in accordance with the Building by-law. Note: - No strata-titling will be permitted. - This is a one story building pursuant to the Zoning and Development By-law. - An annual Vancouver Business License must be obtained prior to the rental of this approved one- family dwelling and/ or secondary suite on this site - Install interconnected, hardwired, 120 volt smoke alarms with battery back-up and silencing feature, in each sleeping unit and within 5m outside each sleeping areas on each storey as per Building Bylaw 9.10.19 - Install Carbon Monoxide Alarm as per Building Bylaw 9.32.4.2 &Bulletin 2007-07-BU/EL - Upgrade work under Part 11 (base don the value of work - energuide related Part 11.2.1.4) | F & S Electrical Ltd
PP-2022-01923 | 2022-06-08 | 2020 HIGHBURY STREET, Vancouver, BC V6R 4N9 | Plumbing Permit | Commercial | Renovation | Completed | Commercial - To replace the single zone domestic water system, hot water pipes only | CURAFLO OF BRITISH COLUMBIA LTD
EP-2022-03442 | 2022-06-15 | 2020 HIGHBURY STREET, Vancouver, BC V6R 4N9 | Electrical Permit | Commercial | Addition | Completed | Installation / Repair - Commercial - Installation of 40amp infrastructure and wiring for EV charging throughout P-1 and P-2 utilizing a 4:1 ratio, and 3 new 125A panelboards supplying the new EVSE loads. The EV Charging stations are not being installed under this permit. We are installing infrastructure for a networked 4:1 EVSE management system. The management system, chargers and points of utilization will be installed under a different permit as the client has not yet chosen which manufacturer they are going with. The idea to put the chargers on the ramp has been abandon and replaced with a full upgrade of the parkade to ready for future EVSE installations. This project has been green lit by BC Hydro for a EVSE grant and and EV Ready plan was conducted and completed. Load calculation has been comprised from one year's BC Hydro bills taken from the meter of the panel supplying the entire system. | Nightingale Electric Ltd
EP-2022-06078 | 2022-07-22 | 2020 HIGHBURY STREET, Vancouver, BC V6R 4N9 | Electrical Permit | Commercial | Addition | Completed | Installation / Repair - Commercial - Installing 22 chargers to an existing EV infrastructure 4-1 ratio. Reference to EP-2022-03442: "Installation of 40amp infrastructure and wiring for EV charging throughout P-1 and P-2 utilizing a 4:1 ratio, and 3 new 125A panelboards supplying the new EVSE loads. The EV Charging stations are not being installed under this permit. We are installing infrastructure for a networked 4:1 EVSE management system. The management system, chargers and points of utilization will be installed under a different permit as the client has not yet chosen which manufacturer they are going with. The idea to put the chargers on the ramp has been abandon and replaced with a full upgrade of the parkade to ready for future EVSE installations. This project has been green lit by BC Hydro for a EVSE grant and and EV Ready plan was conducted and completed. Load calculation has been comprised from one year's BC Hydro bills taken from the meter of the panel supplying the entire system." | Nightingale Electric Ltd
EP-2022-03736 | 2022-05-09 | 2200 HIGHBURY STREET, Vancouver, BC V6R 4N8 | Electrical Permit | Residential | Renovation | Completed | Installation / Repair - Residential - Changing of parkade ballast and installation of new LED bulbs | All In Electric Inc
EP-2023-06924 | 2023-11-08 | 2556 HIGHBURY STREET, Vancouver, BC V6R 3T3 | Electrical Permit | Commercial | Tenant Improvement | Issued | Installation / Repair - Commercial - Installation of EVEMS and EVSE. Installation of NEMA 14-50 outlets for ten (10) residential stalls; 10X DCC-9-50 will be installed in the electrical room to feed 10 NEMA 14-50 receptacles w/ #6 Al ACWU >Permit Amendment Dec 15, 2023 -Amps: 200 (should be 800A) -Reconnect/Relocate Service: No (should be yes) - add grounding/bonding to installation details. #6 Copper (Size of Grounding Conductor) *Document(s) uploaded to "Application Documents" tab for Electrical Inspector review. Documents are at pending status at time of permit amendment approval | Black & McDonald Limited
GP-2024-00051 | 2024-01-08 | 2920 HIGHBURY STREET, Vancouver, BC V6R 3T8 | Gas Permit | Residential | Renovation | Issued | Residential - 1 Range, 1 BBQ & 2 Fireplaces supply & Install gas piping to 4 fixtures Install 1 underground line from gas meter to house >BP: Exterior and Interior alterations to reconstruct the interior of all 3 levels; retain the existing foundation wall, slab and exterior studs; to raise the height of the main floor by 1’0”; new sunken patio at front yard including at grade patio; change the roof line and install solar panels on the roof of this existing 2 storey plus basement single detached house on this site. | McKellar Plumbing & Heating Ltd
PP-2023-03394 | 2023-09-25 | 2920 HIGHBURY STREET, Vancouver, BC V6R 3T8 | Plumbing Permit | Residential | Renovation | Issued | Residential - Re and re: piping for new waterline and partial storm and sanitary piping >BP: Exterior and Interior alterations to reconstruct the interior of all 3 levels; retain the existing foundation wall, slab and exterior studs; to raise the height of the main floor by 1’0”; new sunken patio at front yard including at grade patio; change the roof line and install solar panels on the roof of this existing 2 storey plus basement single detached house on this site. This house is to be sprinklered in accordance with NFPA 13D standards. Scope of work includes sprinklering and the addition of three plumbing fixtures | Octiscapes Site Services Ltd
PP-2023-03453 | 2023-09-28 | 2920 HIGHBURY STREET, Vancouver, BC V6R 3T8 | Plumbing Permit | Residential | Renovation | Issued | Residential - Supply & Install drainage, venting & WP >BP: Exterior and Interior alterations to reconstruct the interior of all 3 levels; retain the existing foundation wall, slab and exterior studs; to raise the height of the main floor by 1’0”; new sunken patio at front yard including at grade patio; change the roof line and install solar panels on the roof of this existing 2 storey plus basement single detached house on this site. This house is to be sprinklered in accordance with NFPA 13D standards. Scope of work includes sprinklering and the addition of three plumbing fixtures >>>>>>>>>Amend: Jan. 25th -Please add 6 roof drains to permit. | McKellar Plumbing & Heating Ltd
GP-2023-01177 | 2023-04-10 | 2988 HIGHBURY STREET, Vancouver, BC V6R 3T8 | Gas Permit | Residential | Renovation | Completed | Residential - HWT re&re | Ferenc Nagy
GP-2022-03774 | 2022-11-29 | 2988 HIGHBURY STREET, Vancouver, BC V6R 3T8 | Gas Permit | Residential | Tenant Improvement | Completed | Residential - install gas fireplace | Campbell Care Plumbing, Heating & Air Ltd.
EP-2022-10281 | 2022-12-06 | 3332 HIGHBURY STREET, Vancouver, BC V6S 2H4 | Electrical Permit | Residential | Renovation - Dwelling Unit(s) only | Completed | Installation / Repair - Residential - removing all the knob and tube through out the house | ROYAL CITY ELECTRICAL INC.
NULL | NULL | 1260 HAMILTON STREET, Vancouver, BC V6B 2S8 | Gas Permit | Commercial | Renovation | Draft | Commercial - Replacement of 4 roof top units serving the commervcial building at 1260 Hamilton Street, Vancouver. | Allied Plumbing Heating and Air Conditioning
EP-2023-05927 | 2023-06-30 | 6872 HEATHER STREET, Vancouver, BC V6P 3P6 | Electrical Permit | Residential | Renovation | Completed | Installation / Repair - Residential - Service upgrade from 60A to 200A. | 578541 BC Ltd
GP-2023-03582 | 2023-11-17 | 6883 HEATHER STREET, Vancouver, BC V6P 3P5 | Gas Permit | Residential | Tenant Improvement | Completed | Residential - re and re furnace | Moore & Russell Heating Ltd
EP-2023-05423 | 2023-07-10 | 5769 HUDSON STREET, Vancouver, BC V6M 2Z2 | Electrical Permit | Residential | New | Issued | Installation / Repair - Residential - ¦ 1FD + 1SS/ 200A ¦ NEW ELECTRICAL WIRING WILL BE INSTALLED HP: 26.2X240=6288W *An approved mechanical permit is required for the installation of air conditioning or heat pump unit at the time of installation before an electrical inspection will be performed >BP: To construct a 2 storey one-family dwelling with a secondary suite located in the Basement ($1,327,250.00) with an open parking pad and with a detached accessory building (garage) ($10,000), providing a total of 3 parking spaces, having vehicular access from the 20' Lane. 1. Covenant registered at the Land Title Office under CA8723240 2. No Strata Titling permitted 3. A/C proposed – Exterior component located in rear yard, Interior component located in closet on second floor. 4. Bar sink located in Basement 5. Schedule B: (BILLY XU, P.Eng - 604-534-2118) Structural 6. Schedule B: (HEQING JIAN, P.Eng - 778-987-7461) Geotechnical 7. HPO: Residential Builder- (WHITESTONE MANAGEMENT LTD.) Note: This is a 2 storey building pursuant to the Zoning and Development By-Law | AMJ ELECTRIC SERVICES INC
PP-2023-01733 | NULL | 5769 HUDSON STREET, Vancouver, BC V6M 2Z2 | Plumbing Permit | Residential | New | Draft | Residential - Demolition and excavating for a new home being built on a property in Vancouver BC. | NULL
PP-2023-01628 | 2023-05-09 | 5769 HUDSON STREET, Vancouver, BC V6M 2Z2 | Plumbing Permit | Residential | New | Issued | Residential - 1FD+SS - #1 & #2 - New plumbing installation for single family home and laneway house. The entire building to be sprinklered to NFPA 13D >DB: To construct a 2 storey one-family dwelling with a secondary suite located in the Basement with an open parking pad and with a detached accessory building (garage), providing a total of 3 parking spaces, having vehicular access from the 20' Lane. 1. Covenant registered at the Land Title Office under CA8723240 2. No Strata Titling permitted 3. A/C proposed – Exterior component located in rear yard, Interior component located in closet on second floor. 4. Bar sink located in Basement | Any Hour Plumbing Heating and Electrical Ltd
EP-2023-02704 | 2023-03-28 | 5769 HUDSON STREET, Vancouver, BC V6M 2Z2 | Electrical Permit | Residential | New | Issued | Temporary Power - Residential - To provide temporary power. | AMJ ELECTRIC SERVICES INC
SP-2023-00555 | 2023-03-31 | 5769 HUDSON STREET, Vancouver, BC V6M 2Z2 | Sprinkler Permit | Residential | New | Issued | Residential - Installation of new fire sprinkler system. >BP: To construct a 2 storey one-family dwelling with a secondary suite located in the Basement with an open parking pad and with a detached accessory building (garage) ($10,000), providing a total of 3 parking spaces, having vehicular access from the 20' Lane. 1. Covenant registered at the Land Title Office under CA8723240 2. No Strata Titling permitted 3. A/C proposed – Exterior component located in rear yard, Interior component located in closet on second floor. 4. Bar sink located in Basement 5. Schedule B: (BILLY XU, P.Eng - 604-534-2118) Structural 6. Schedule B: (HEQING JIAN, P.Eng - 778-987-7461) Geotechnical 7. HPO: Residential Builder- (WHITESTONE MANAGEMENT LTD.) | Fire Busters Inc
EP-2023-04397 | 2023-05-29 | 5770 HUDSON STREET, Vancouver, BC V6M 2Z3 | Electrical Permit | Residential | Renovation | Issued | Installation / Repair - Residential - Install power and bonding for a new drop in steel pool. (CF-2021-013819) >BP: 5770 Hudson Street Permit to add a new 12'-3" x 30'-9" pool at the rear of this property. Schedule A & B (Arch): Ted Feenstra, 604-739-8888, Feenstra Architecture Inc. Schedule B (Struct): Jeff Allester, 604-228-0518, Allester Engineering Ltd Schedule B (Struct): Chad Skaret, 770-672-4910, CS Engineering Inc. Schedule B (Geotech): P.K.L. Fong #24049, 604-837-3205, Promatech Consultants Inc. Note to DBI: Please arrange for electrical inspector to attend the field review | Root 3 Electric Ltd
GP-2023-01815 | 2023-06-14 | 5770 HUDSON STREET, Vancouver, BC V6M 2Z3 | Gas Permit | Residential | New | Issued | Residential - 1 Boiler RUN UNDERGROUND GAS LINE TO NEW POOL >BP: 5770 Hudson Street Permit to add a new 12'-3" x 30'-9" pool at the rear of this property. | Neptune Plumbing & Heating Ltd
EP-2023-06555 | 2023-08-08 | 5770 HUDSON STREET, Vancouver, BC V6M 2Z3 | Electrical Permit | Residential | Renovation | Issued | Installation / Repair - Residential - Add a new 3 car garage at the back of this property. We will need to move the existing overhead service to the new garage. >BP: Permit to add a new 3 car garage at the back of this property. Requires removal of existing driveway crossing and Reinstallation of curb, boulevard, and sidewalk to current City of Vancouver construction design standards | Root 3 Electric Ltd
PP-2023-02602 | NULL | 5770 HUDSON STREET, Vancouver, BC V6M 2Z3 | Plumbing Permit | Residential | New | Application Incomplete | Residential - install toilet , basin and a outdoor shower in new detached garage | Neptune Plumbing & Heating Ltd
PP-2022-02940 | 2022-08-24 | 5770 HUDSON STREET, Vancouver, BC V6M 2Z3 | Plumbing Permit | Residential | Addition | Completed | Residential - Lawn irrigation | M&M Industries Ltd
GP-2021-03995 | 2022-03-29 | 5770 HUDSON STREET, Vancouver, BC V6M 2Z3 | Gas Permit | Residential | Renovation | Issued | Residential - 3 Gas fireplace installation >Exterior and interior alterations to repair basement and foundation damage on this existing one family dwelling on this site. Scope of work: repair and replace all interior finishes in the basement. Repair and improve south foundation wall. Replace drain tile. OK for field review as per Rosa Astorino - November 17, 2021 | Vaglio Fireplace LTD
PP-2022-00491 | 2022-02-14 | 5790 HUDSON STREET, Vancouver, BC V6M 2Z3 | Plumbing Permit | Residential | New | Issued | Residential - 1FD+SS - #1 & #2 - New Plumbing To construct a 2 storey one-family dwelling with a secondary suite located in the Basement and a detached accessory building (garage) at the rear providing 2 parking spaces and 1 open parking stall over gravel, all parking stalls having vehicular access from the 20' Lane. Note: This is a 2 storey building pursuant to the Zoning and Development By-Law 1. Covenant registered at the Land Title Office under CA8657748 2. No Strata Titling permitted 3. A/C Unit proposed in rear yard 4. Bar sink located in basement | Hundal Brothers Plumbing & Heating Ltd
GP-2022-00456 | 2022-02-14 | 5790 HUDSON STREET, Vancouver, BC V6M 2Z3 | Gas Permit | Residential | New | Issued | Residential - New project To construct a 2 storey one-family dwelling with a secondary suite located in the Basement and a detached accessory building (garage) , at the rear providing 2 parking spaces and 1 open parking stall over gravel, all parking stalls having vehicular access from the 20' Lane. | Hundal Brothers Plumbing & Heating Ltd
EP-2022-04834 | 2022-06-09 | 5790 HUDSON STREET, Vancouver, BC V6M 2Z3 | Electrical Permit | Residential | New | Issued | Installation / Repair - Residential - Low voltage RI data, tel, cctv, audio, vac, intercom and alarm finishing >BP: To construct a 2 storey one-family dwelling with a secondary suite located in the Basement ($1,215,205.00) and a detached accessory building (garage) ($10,000), at the rear providing 2 parking spaces and 1 open parking stall over gravel, all parking stalls having vehicular access from the 20' Lane. Note: Parking for the site has been provided under DB-2021-01038 (Laneway House) Note: This Building Permit will remain in a suspended status until the associated (green) Demolition Permit BP-2021-01036 is completed. Note: This is a 2 storey building pursuant to the Zoning and Development By-Law 1. Covenant registered at the Land Title Office under CA8657748 2. No Strata Titling permitted 3. A/C Unit proposed in rear yard 4. Bar sink located in basement 5. Schedule B: (Zhanchao Zhao) P.Eng (604.526.1305) Structural & Geotechnical 6. BC Housing (Hengwang Construction) Address Note: Building 1 #1-5790 Hudson St - One Family Dwelling (1st & 2nd floor, north & south west portion of basement) #2-5790 Hudson St - Secondary Suite (south east portion of basement) Address and suite numbers assigned as per approved plans for Fire and Emergency response. The address number is to be posted to the building to be visible from the street and the suite numbers are to be posted at the suite entries in accordance with the Building By-law prior to final inspection. ******THIS PERMIT HAS BEEN ISSUED UNDER THE REQUIREMENTS OF VBBL 2019****** | SHS Alarm BC Ltd
SP-2022-00694 | 2022-05-08 | 5790 HUDSON STREET, Vancouver, BC V6M 2Z3 | Sprinkler Permit | Residential | New | Cancelled | Residential - To install 45 sprinkler heads To construct a 2 storey one-family dwelling with a secondary suite located in the Basement and a detached accessory building (garage) , at the rear providing 2 parking spaces and 1 open parking stall over gravel, all parking stalls having vehicular access from the 20' Lane. | General Sprinkler Systems Ltd
SP-2022-00838 | 2022-05-27 | 5790 HUDSON STREET, Vancouver, BC V6M 2Z3 | Sprinkler Permit | Residential | New | Issued | Residential - To Install 45 sprinkler heads > To construct a 2 storey one-family dwelling with a secondary suite located in the Basement ($1,215,205.00) and a detached accessory building (garage) ($10,000), at the rear providing 2 parking spaces and 1 open parking stall over gravel, all parking stalls having vehicular access from the 20' Lane. Note: Parking for the site has been provided under DB-2021-01038 (Laneway House) Note: This is a 2 storey building pursuant to the Zoning and Development By-Law 1. Covenant registered at the Land Title Office under CA8657748 2. No Strata Titling permitted 3. A/C Unit proposed in rear yard 4. Bar sink located in basement 5. Schedule B: (Zhanchao Zhao) P.Eng (604.526.1305) Structural & Geotechnical 6. BC Housing (Hengwang Construction) Address Note: Building 1 #1-5790 Hudson St - One Family Dwelling (1st & 2nd floor, north & south west portion of basement) #2-5790 Hudson St - Secondary Suite (south east portion of basement) Address and suite numbers assigned as per approved plans for Fire and Emergency response. The address number is to be posted to the building to be visible from the street and the suite numbers are to be posted at the suite entries in accordance with the Building By-law prior to final inspection. ******THIS PERMIT HAS BEEN ISSUED UNDER THE REQUIREMENTS OF VBBL 2019****** | General Sprinkler Systems Ltd
EP-2022-08124 | 2022-09-27 | 5790 HUDSON STREET, Vancouver, BC V6M 2Z3 | Electrical Permit | Residential | New | Expired | Temporary Power - Residential - To provide temporary power. | Ying Shi dba York Electrical Services
NULL | NULL | 5790 HUDSON STREET, Vancouver, BC V6M 2Z3 | Electrical Permit | Residential | NULL | Draft | Temporary Power - Residential - To provide temporary power. | NULL
NULL | NULL | 5790 HUDSON STREET, Vancouver, BC V6M 2Z3 | Electrical Permit | Residential | New | Draft | Temporary Power - Residential - To provide temporary power. | NULL
NULL | NULL | 5790 HUDSON STREET, Vancouver, BC V6M 2Z3 | Electrical Permit | Residential | New | Draft | Temporary Power - Residential - To provide temporary power. | NULL
EP-2023-09208 | 2023-10-18 | 5790 HUDSON STREET, Vancouver, BC V6M 2Z3 | Electrical Permit | Residential | New | Issued | Temporary Power - Residential - To provide temporary power. Renewal of EP-2022-08124 Valid: Sep 27, 2023 to Sep 26, 2024 | Ying Shi dba York Electrical Services
EP-2024-00643 | 2024-01-30 | 5968 HUDSON STREET, Vancouver, BC V6M 2Z5 | Electrical Permit | Residential | Addition | Issued | Installation / Repair - Residential - Installation of security system | ADT Security Services Canada Inc
EP-2023-02312 | 2023-04-14 | 6008 HUDSON STREET, Vancouver, BC V6M 2Z5 | Electrical Permit | Residential | Tenant Improvement | Completed | Installation / Repair - Residential - Electrical installation of mini split MP-2023-00410 | Moore And Russell Heating And Air Conditioning Ltd
MP-2023-00410 | 2023-03-17 | 6008 HUDSON STREET, Vancouver, BC V6M 2Z5 | Mechanical Permit | NULL | NULL | Completed | NULL | Moore And Russell Heating And Air Conditioning Ltd
MP-2023-01911 | 2023-10-25 | 4586 JOHN STREET, Vancouver, BC V5V 3X2 | Mechanical Permit | NULL | NULL | Completed | NULL | 0994152 BC Ltd
EP-2023-09662 | 2023-11-06 | 4586 JOHN STREET, Vancouver, BC V5V 3X2 | Electrical Permit | Residential | Tenant Improvement | Completed | Installation / Repair - Residential - Electrical to outdoor heat pump. Exisitng service 200 amps. -reference: MP-2023-01911 | 0994152 BC Ltd
EP-2023-08334 | 2023-09-15 | 4586 JOHN STREET, Vancouver, BC V5V 3X2 | Electrical Permit | Residential | Renovation | Completed | Installation / Repair - Residential - Upgrade service to 200A | TCA Industries Ltd
GP-2023-04246 | 2023-12-31 | 4643 JOHN STREET, Vancouver, BC V5V 3X4 | Gas Permit | Residential | Renovation | Issued | Residential - re/re of hwt with tankless water heater | 1236318 BC Ltd DBA Aquatech Vancouver
MP-2023-00574 | 2023-04-04 | 5797 JOYCE STREET, Vancouver, BC V5R 4H8 | Mechanical Permit | NULL | NULL | Completed | NULL | Central Commercial & Residential Services
EP-2023-01997 | 2023-03-13 | 5797 JOYCE STREET, Vancouver, BC V5R 4H8 | Electrical Permit | Residential | New | Completed | Installation / Repair - Residential - 200A overhead service upgrade. Dedicated circuit to new heat pump. *An approved mechanical permit is required for the installation of air conditioning or heat pump unit at the time of installation before an electrical inspection will be performed | KOVAC ELECTRICAL GROUP LTD.
EP-2022-08166 | 2022-10-06 | 5815 JOYCE STREET, Vancouver, BC V5R 4H9 | Electrical Permit | Residential | New | Completed | Installation / Repair - Residential - ROUGH WIRING AND FINISHING DB: To construct a two-storey two-family dwelling with one lock off unit located in the basement, with an attached garage providing 2 parking spaces, having vehicular access from Joyce street. 1. Covenant registered at the Land Title Office under CA9707625 to CA9707626 2. No strata titling permitted 3. A/C units proposed on second floor & rear yard 4. No Bar sinks proposed 5. Schedule B: Md. Shahidul Alam, Structural & Geotechnical 6. HPO: Residential Builder - Avtar Enterprises Ltd **Amend 11/07/2022**** 400 amp service not being installed, 200 amp service is going to be installed | Holly Electric Ltd
PP-2022-03301 | 2022-09-21 | 5815 JOYCE STREET, Vancouver, BC V5R 4H9 | Plumbing Permit | Residential | New | Completed | Residential - Plumbing for: >BP: To construct a two-storey two-family dwelling with one lock off unit ($678,500) located in the basement, with an attached garage providing 2 parking spaces, having vehicular access from Joyce street. | Pro-Tech Plumbing Ltd
PP-2022-02686 | 2022-08-03 | 5815 JOYCE STREET, Vancouver, BC V5R 4H9 | Plumbing Permit | Residential | New | Completed | Residential - Sump >>Amend: Oct. 24th -2 sanitary pump sumps , 1 storm pump Sump installed NOTE: Engineering Assurance letter will be submitted to the Plumbing Inspector on the site. Letter shall conform to the requirements of Vancouver Bulletin 2000-008-EL/PL. | ON TIME EXCAVATING & DEMOLITION LTD
GP-2022-03473 | 2022-11-08 | 5815 JOYCE STREET, Vancouver, BC V5R 4H9 | Gas Permit | Residential | New | Completed | Residential - 2FD+LO - SOUTH - 5815 JOYCE ST NORTH - 5813 JOYCE ST - #1 & #2 To install two boilers, two ranges . >DB: To construct a two-storey two-family dwelling with one lock off unit located in the basement, with an attached garage providing 2 parking spaces, having vehicular access from Joyce street. 1. Covenant registered at the Land Title Office under CA9707625 to CA9707626 2. No strata titling permitted 3. A/C units proposed on second floor & rear yard 4. No Bar sinks proposed | Realistic Plumbing & Heating
EP-2022-09853 | 2022-11-22 | 5815 JOYCE STREET, Vancouver, BC V5R 4H9 | Electrical Permit | Residential | New | Completed | Installation / Repair - Residential - Complete Low voltage & security alarm work. >BP: To construct a two-storey two-family dwelling with one lock off unit ($678,500) located in the basement, with an attached garage providing 2 parking spaces, having vehicular access from Joyce street. 1. Covenant registered at the Land Title Office under CA9707625 to CA9707626 2. No strata titling permitted 3. A/C units proposed on second floor & rear yard 4. No Bar sinks proposed 5. Schedule B: Md. Shahidul Alam, Structural & Geotechnical 6. HPO: Residential Builder - Avtar Enterprises Ltd ******THIS PERMIT HAS BEEN ISSUED UNDER THE REQUIREMENTS OF VBBL #12511 (2019)****** >>>>Amend: July 12, 2023 -this permit was completed -however the incorrect building permit was in the subjob -should be: DB-2021-05093 to match parcel address | Xon Automation Ltd
SP-2022-01686 | 2022-10-19 | 5815 JOYCE STREET, Vancouver, BC V5R 4H9 | Sprinkler Permit | Residential | New | Completed | Residential - Install sprinklers in duplex WWOP fees required see CF-2022-011487 >BP: To construct a two-storey two-family dwelling with one lock off unit ($678,500) located in the basement, with an attached garage providing 2 parking spaces, having vehicular access from Joyce street. 1. Covenant registered at the Land Title Office under CA9707625 to CA9707626 2. No strata titling permitted 3. A/C units proposed on second floor & rear yard 4. No Bar sinks proposed 5. Schedule B: Md. Shahidul Alam, Structural & Geotechnical 6. HPO: Residential Builder - Avtar Enterprises Ltd ******THIS PERMIT HAS BEEN ISSUED UNDER THE REQUIREMENTS OF VBBL #12511 (2019)****** | Gold Key Fire Protection Ltd
EP-2022-04162 | 2022-05-20 | 5815 JOYCE STREET, Vancouver, BC V5R 4H9 | Electrical Permit | Residential | New | Expired | Temporary Power - Residential - To provide temporary power. NOTE: Work authorized by this permit is for placement of a temporary power pole only and does not authorize any site construction and/or excavation. A separate Building Permit will be required prior to commencement of any other work on this site | Holly Electric Ltd
EP-2022-09064 | 2022-10-24 | 2136 GRAVELEY STREET, Vancouver, BC V5L 3B9 | Electrical Permit | Residential | New | Expired | Temporary Power - Residential - To provide temporary power. | Pacific Storm Power and Electrical Services Ltd
PP-2023-00880 | 2023-03-14 | 2136 GRAVELEY STREET, Vancouver, BC V5L 3B9 | Plumbing Permit | Residential | Renovation | Issued | Residential - 1FD+SS - #1 & #2 - To install one outside sump >DB: Exterior and interior alterations to lift and relocate, replace cladding and windows, new exterior door at the front and to convert this existing two-family dwelling to 1 family dwelling with secondary suite on this inside lot with lane Building to be sprinklered in accordance with NFPA 13D requirements. A separate Sprinkler Permit is required. | Adam Kosel
EP-2023-05202 | 2023-06-29 | 2136 GRAVELEY STREET, Vancouver, BC V5L 3B9 | Electrical Permit | Residential | New | Issued | Installation / Repair - Residential - 1FD + SS installation of 400 Amp service .Three meter 125Amp for house ,125 Amp for laneway,100 Amp for suite *An approved mechanical permit is required for the installation of air conditioning or heat pump unit at the time of installation before an electrical inspection will be performed >BP: Exterior and interior alterations to lift and relocate, replace cladding and windows, new exterior door at the front and to convert this existing two-family dwelling to 1 family dwelling with secondary suite on this inside lot with lane | CROWN ELECTRICAL CONTRACTOR LTD
PP-2023-01603 | 2023-05-08 | 2136 GRAVELEY STREET, Vancouver, BC V5L 3B9 | Plumbing Permit | Residential | Renovation | Issued | Residential - Full house and secondary suite renovation. 2 kitchens, 3 3pc bathrooms and 1 powder >BP: Exterior and interior alterations to lift and relocate, replace cladding and windows, new exterior door at the front and to convert this existing two-family dwelling to 1 family dwelling with secondary suite on this inside lot with lane May 30/2023-AMEND Add floor drain. Add water closet, lav and tub all to below grade. | Ben Jesson
EP-2023-11272 | 2023-12-19 | 2136 GRAVELEY STREET, Vancouver, BC V5L 3B9 | Electrical Permit | Residential | New | Issued | Temporary Power - Residential - To provide temporary power. | CROWN ELECTRICAL CONTRACTOR LTD
EP-2023-11268 | 2023-12-19 | 2136 GRAVELEY STREET, Vancouver, BC V5L 3B9 | Electrical Permit | Residential | Renovation | Cancelled | Temporary Power - Residential - To provide temporary power. | Pacific Storm Power and Electrical Services Ltd
GP-2023-02664 | 2023-09-11 | 2136 GRAVELEY STREET, Vancouver, BC V5L 3B9 | Gas Permit | Residential | Renovation | Issued | Residential - Installation of 1 gas fireplace - venting and hook up only >BP: Exterior and interior alterations to lift and relocate, replace cladding and windows, new exterior door at the front and to convert this existing two-family dwelling to 1 family dwelling with secondary suite on this inside lot with lane | Urban Fireplaces Ltd
NULL | NULL | 2136 GRAVELEY STREET, Vancouver, BC V5L 3B9 | Gas Permit | Residential | Renovation | Draft | Residential - Install gas lines for 2 water heaters, stove and bbq box | NULL
MP-2023-01479 | 2023-08-11 | 2136 GRAVELEY STREET, Vancouver, BC V5L 3B9 | Mechanical Permit | NULL | NULL | Issued | NULL | Ultra Mechanical Ltd
MP-2023-01869 | 2023-10-23 | 2136 GRAVELEY STREET, Vancouver, BC V5L 3B9 | Mechanical Permit | NULL | NULL | Issued | NULL | Profix Mechanical Ltd
SP-2023-01913 | 2023-10-18 | 2136 GRAVELEY STREET, Vancouver, BC V5L 3B9 | Sprinkler Permit | Residential | New | Issued | Residential - New Fire Sprinkler system >BP: Exterior and interior alterations to lift and relocate, replace cladding and windows, new exterior door at the front and to convert this existing two-family dwelling to 1 family dwelling with secondary suite on this inside lot with lane | Alco Fire Protection Ltd
EP-2023-09293 | 2023-10-30 | 2136 GRAVELEY STREET, Vancouver, BC V5L 3B9 | Electrical Permit | Residential | Renovation | Issued | Installation / Repair - Residential - Telepone/Data wiring >BP: Exterior and interior alterations to lift and relocate, replace cladding and windows, new exterior door at the front and to convert this existing two-family dwelling to 1 family dwelling with secondary suite on this inside lot with lane Geotechnical Schedule B submitted by Tegbir Bajwa - 778.995.2404 Structural Schedule B submitted by Carlos Chiu - 604.737.9830 Building to be sprinklered in accordance with NFPA 13D requirements. A separate Sprinkler Permit is required. Note: - No strata titling is permitted. - This is a three-storey building pursuant to the Zoning and Development By-law. - An annual Vancouver Business License must be obtained prior to the rental of this approved one-family dwelling and/or secondary suite on this site. - Install interconnected, hardwired, 120 volt smoke alarms with battery back-up and silencing feature, in each sleeping unit and within 5 m outside each sleeping area on each storey as per Building By-law 9.1019. - Install carbon monoxide alarm as per Building By-la 9.32.4.2. & Bulletin 2007-007-BU/EL. - Upgrade work under Part 11 (based on value of work - energuide related 11.2.1.1.4). | LRM Marketing Ltd.
GP-2023-02875 | 2023-09-29 | 2136 GRAVELEY STREET, Vancouver, BC V5L 3B9 | Gas Permit | Residential | Renovation | Issued | Residential - Installing gas for 2 Navien, 1 fireplace, 1 stove/oven, 1 double outlet BBQ box at rear deck. House has been lifted. >BP: Exterior and interior alterations to lift and relocate, replace cladding and windows, new exterior door at the front and to convert this existing two-family dwelling to 1 family dwelling with secondary suite on this inside lot with lane | Andrew James Leask
EP-2023-04792 | 2024-01-15 | 2143 GRAVELEY STREET, Vancouver, BC V5L 3B8 | Electrical Permit | Residential | Renovation | Issued | Installation / Repair - Residential - Dedicated circuit for heat pump *MP-2023-00831: Completed (Heating and Cooling) ¦ WWOP Applied | Pacific Star Electric Inc
MP-2023-00831 | 2023-05-11 | 2143 GRAVELEY STREET, Vancouver, BC V5L 3B8 | Mechanical Permit | NULL | NULL | Completed | NULL | Thomson Industries Ltd
EP-2022-07656 | 2022-09-14 | 2148 GRAVELEY STREET, Vancouver, BC V5L 3B9 | Electrical Permit | Residential | Renovation | Completed | Installation / Repair - Residential - New 200a overhead service mounted on garage. Underground to main house | Clear Energy Solutions Inc
GP-2022-03503 | 2022-11-09 | 8123 HEATHER STREET, Vancouver, BC V6P 3R9 | Gas Permit | Residential | Addition | Completed | Residential - re and re gas hot water tank | Christopher Sterling
NULL | NULL | 8902 HEATHER STREET, Vancouver, BC V6P 6Y7 | Electrical Permit | Commercial | New | Withdrawn | Temporary Power - Commercial - To provide temporary power. | Houle Electric Limited
EP-2023-08787 | 2023-09-28 | 8902 HEATHER STREET, Vancouver, BC V6P 6Y7 | Electrical Permit | Commercial | New | Issued | Temporary Power - Commercial - To provide temporary power. Amend: Oct 18, 2023 amend this Temp Power permit to change it from Equipment to Service | Houle Electric Limited
GP-2022-01281 | 2022-04-24 | 2075 HARRISON DRIVE, Vancouver, BC V5P 2P7 | Gas Permit | Residential | New | Completed | Residential - gas range re/re | Super Tech Appliances Installation Ltd
EP-2022-01076 | 2022-02-17 | 2155 HARRISON DRIVE, Vancouver, BC V5P 2P7 | Electrical Permit | Residential | Addition | Completed | Installation / Repair - Residential - Installation of 12 solar PV panels on a sloped roof | Penfolds Roofing Inc.
GP-2023-03996 | 2023-12-12 | 2155 HARRISON DRIVE, Vancouver, BC V5P 2P7 | Gas Permit | Residential | Renovation | Issued | Residential - To replace 1 boiler in the same location. | Paolo's Plumbing & Heating Ltd
EP-2022-03450 | 2022-04-29 | 2165 HARRISON DRIVE, Vancouver, BC V5P 2P7 | Electrical Permit | Residential | New | Completed | Installation / Repair - Residential - Service relocation from temporary power to NEW laneway building >Building 1 #1-2165 Harrison Dr - One Family Dwelling (2 storey)--EXISTING Building 2 #3-2165 Harrison Dr - Laneway House (1.5 storey) | Kaler Electrical Ltd
EP-2022-02216 | 2022-03-21 | 2165 HARRISON DRIVE, Vancouver, BC V5P 2P7 | Electrical Permit | Residential | New | Completed | Installation / Repair - Residential - Rough in and plating of alarm, tv, tel, network. >BP: To construct a 2 storey laneway house building ($231,625) with an open parking pad, providing 1 parking space, having vehicular access from the lane. Note: This is a 1 ½ storey building pursuant to the Zoning & Development By-law 1. No Strata Titling permitted 2. No A/C unit proposed 3. Schedule B: MD. Shahidul Alam, P.Eng (604-653-7475) 4. HPO: Residential Builder - LaMai Homes Addressing Note: Building 2 #3-2165 Harrison Dr - Laneway House (1.5 storey) As a result of the addition of a laneway house, the existing one family dwelling / principal dwelling is to be assigned a suite number. The site will be as follows: #1-2165 Harrison Dr = Principal Dwelling #3-2165 Harrison Dr = Laneway House Address and suite numbers assigned as per approved plans for Fire and Emergency response. The address number is to be posted to the building to be visible from the street and the suite numbers are to be posted at the suite entries in accordance with the Building By-law prior to final inspection. ******THIS PERMIT HAS BEEN ISSUED UNDER THE REQUIREMENTS OF VBBL #12511 (2019)****** | Tuong Su
NULL | NULL | 2195 HARRISON DRIVE, Vancouver, BC V5P 2P7 | Gas Permit | Residential | Addition | Draft | Residential - Kitchen and heating | NULL
NULL | NULL | 2195 HARRISON DRIVE, Vancouver, BC V5P 2P7 | Plumbing Permit | Residential | Addition | Draft | Residential - Bathroom in basement. Kitchen in basement | NULL
NULL | NULL | 2195 HARRISON DRIVE, Vancouver, BC V5P 2P7 | Electrical Permit | Residential | Addition | Withdrawn | Installation / Repair - Residential - Installing kitchen, bath, bed electrical work | NULL
NULL | NULL | 2195 HARRISON DRIVE, Vancouver, BC V5P 2P7 | Electrical Permit | Residential | Addition | Draft | Installation / Repair - Residential - Electrical work installing kitchen, bath, bedrooms | NULL
NULL | NULL | 2195 HARRISON DRIVE, Vancouver, BC V5P 2P7 | Electrical Permit | Residential | Addition | Withdrawn | Installation / Repair - Residential - Installing kitchen into basement suite | NULL
GP-2022-03981 | 2022-12-13 | 2316 HARRISON DRIVE, Vancouver, BC V5P 2P8 | Gas Permit | Residential | Renovation | Completed | Residential - replace gas water heater | Joyce Heating Services Ltd
GP-2022-00717 | 2022-03-07 | 2322 HARRISON DRIVE, Vancouver, BC V5P 2P8 | Gas Permit | Residential | Renovation | Completed | Residential - Furnace Upgrade | Chappa Kurte, Ricardo DBA: The Cool Guys
EP-2022-08227 | 2022-09-27 | 4975 INVERNESS STREET, Vancouver, BC V5W 3N7 | Electrical Permit | Residential | New | Expired | Temporary Power - Residential - To provide temporary power. | AMPLE ELECTRICAL LTD.
MP-2023-01057 | 2023-06-08 | 4975 INVERNESS STREET, Vancouver, BC V5W 3N7 | Mechanical Permit | NULL | NULL | Issued | NULL | Sun Star Plumbing & Heating Ltd
PP-2023-01812 | 2023-05-24 | 4975 INVERNESS STREET, Vancouver, BC V5W 3N7 | Plumbing Permit | Residential | New | Issued | Residential - Plumbing and Heating >BP: To construct a 2 storey + basement one-family dwelling with a secondary suite located in the basement. Note: Parking for the site has been provided under DB-2022-03570 (Laneway House). | Sun Star Plumbing & Heating Ltd
GP-2023-02191 | 2023-07-24 | 4975 INVERNESS STREET, Vancouver, BC V5W 3N7 | Gas Permit | Residential | New | Issued | Residential - 2 range, 1 bbq & 1 dryer >BP: To construct a 2 storey + basement one-family dwelling with a secondary suite ($848,000) located in the basement. | Koolmax Heating and Cooling Ltd
EP-2023-06491 | 2023-07-18 | 4975 INVERNESS STREET, Vancouver, BC V5W 3N7 | Electrical Permit | Residential | New | Issued | Installation / Repair - Residential - Low voltage rough & finish for data, cable, alarm, CCTV & doorbell, Intercom. >BP: To construct a 2 storey + basement one-family dwelling with a secondary suite ($848,000) located in the basement. Note: Parking for the site has been provided under DB-2022-03570 (Laneway House). Note: This is a 2 storey building pursuant to the Zoning and Development By-Law. 1- Covenant registered at the Land Title Office under CB171412 2- No strata titling permitted 3- Bar sink proposed in the basement 4- A/C unit proposed in the rear yard 5- Schedule B: Shambhu N. Biswas, P.Eng (604-250-8666) Structural & Geotechnical 6- BC Housing Owner Builder Authorization No. 104008 ***This permit is issued under the VBBL 2019, with updated energy requirements as per bylaw # 12997 effective Jan 01, 2022.*** | Paratech Integrated Systems Ltd
SP-2023-01141 | 2023-06-27 | 4975 INVERNESS STREET, Vancouver, BC V5W 3N7 | Sprinkler Permit | Residential | New | Issued | Residential - New sprinkler system >BP: 1 FD + SS To construct a 2 storey + basement one-family dwelling with a secondary suite located in the basement. Note: Parking for the site has been provided under DB-2022-03570 (Laneway House). Note: This is a 2 storey building pursuant to the Zoning and Development By-Law. 1- Covenant registered at the Land Title Office under CB171412 2- No strata titling permitted 3- Bar sink proposed in the basement 4- A/C unit proposed in the rear yard 5- Schedule B: Shambhu N. Biswas, P.Eng (604-250-8666) Structural & Geotechnical 6- BC Housing Owner Builder Authorization No. 104008 | Haven Fire Protection Ltd
EP-2023-02734 | 2023-04-18 | 4975 INVERNESS STREET, Vancouver, BC V5W 3N7 | Electrical Permit | Residential | New | Issued | Installation / Repair - Residential - New dwelling house with legal suite and laneway house *An approved mechanical permit is required for the installation of air conditioning or heat pump unit at the time of installation before an electrical inspection will be performed >BP: To construct a 2 storey + basement one-family dwelling with a secondary suite ($848,000) located in the basement. Note: Parking for the site has been provided under DB-2022-03570 (Laneway House). Note: This Building Permit will remain in a suspended status until the associated (green) Demolition Permit BP-2022-03848 is completed. Note: This is a 2 storey building pursuant to the Zoning and Development By-Law. 1- Covenant registered at the Land Title Office under CB171412 2- No strata titling permitted 3- Bar sink proposed in the basement 4- A/C unit proposed in the rear yard 5- Schedule B: Shambhu N. Biswas, P.Eng (604-250-8666) Structural & Geotechnical 6- BC Housing Owner Builder Authorization No. 104008 ***This permit is issued under the VBBL 2019, with updated energy requirements as per bylaw # 12997 effective Jan 01, 2022.*** | AMPLE ELECTRICAL LTD.
PP-2023-00454 | 2023-02-09 | 4975 INVERNESS STREET, Vancouver, BC V5W 3N7 | Plumbing Permit | Residential | New | Issued | Residential - one sump | PTL Contracting Ltd
GP-2023-00461 | 2023-02-10 | 5027 INVERNESS STREET, Vancouver, BC V5W 3N7 | Gas Permit | Residential | New | Completed | Residential - installation of 2 furnaces, 2 water heaters & 2 ranges - PIPING ONLY for 2 BBQ's & 2 fireplaces >BP: To construct a two-storey two-family dwelling with two secondary suites ($751,000) located in the basement, with a detached accessory building (garage) at the rear providing 2 parking spaces, as well as two surface parking stalls, in total providing four parking stalls, having vehicular access from the lane. | Daniel Paul John
NULL | NULL | 5027 INVERNESS STREET, Vancouver, BC V5W 3N7 | Gas Permit | Residential | New | Withdrawn | Residential - Installation of 2 Furnaces, 2 water heaters, 2 ranges, 2 BBQ's, 2 fireplaces | Daniel Paul John
EP-2023-01421 | 2023-03-27 | 5027 INVERNESS STREET, Vancouver, BC V5W 3N7 | Electrical Permit | Residential | New | Completed | Installation / Repair - Residential - new duplex wiring -Work scope includes all wiring and finishing for new duplex with new service we are doing the lighting install, bonding grounding, normal plugs plates etc (General wiring and finishing for new duplex), we are only roughing in the wiring for EV *An approved mechanical permit is required for the installation of air conditioning or heat pump unit at the time of installation before an electrical inspection will be performed *2 Garages (4 parking spaces): -1 EV on DCC12: 3840W (not included in total calculated load) per garage -1 EV not on DCC12: 3840W (included in total calculated load) per garage >BP: To construct a two-storey two-family dwelling with two secondary suites ($751,000) located in the basement, with a detached accessory building (garage) at the rear providing 2 parking spaces, as well as two surface parking stalls, in total providing four parking stalls, having vehicular access from the lane. Note: This Building Permit will remain in a suspended status until the associated (green) Demolition Permit BP-2022-00490 is completed. Note: This is a 2 storey building pursuant to the Zoning and Development By-Law. 1. Covenant registered at the Land Title Office under CA9818863 2. No strata titling permitted 3. A/C units proposed in the rear yard 4. Bar sinks NOT proposed 5. Schedule B: Alan Prahalad, P.Eng. Structural & Geotechnical 6. HPO: Residential Builder -Maxalan Construction Ltd. 7. The entire building to be sprinklered to 2X NFPA 13D. | Roop Electric Co Ltd
EP-2023-01730 | 2023-03-02 | 5027 INVERNESS STREET, Vancouver, BC V5W 3N7 | Electrical Permit | Residential | New | Completed | Installation / Repair - Residential - Low Voltage, Data, Communication, Speaker Wiring >BP: To construct a two-storey two-family dwelling with two secondary suites located in the basement, with a detached accessory building (garage) at the rear providing 2 parking spaces, as well as two surface parking stalls, in total providing four parking stalls, having vehicular access from the lane. Note: This is a 2 storey building pursuant to the Zoning and Development By-Law. 1. Covenant registered at the Land Title Office under CA9818863 2. No strata titling permitted 3. A/C units proposed in the rear yard 4. Bar sinks NOT proposed 5. Schedule B: Alan Prahalad, P.Eng. Structural & Geotechnical 6. HPO: Residential Builder -Maxalan Construction Ltd. 7. The entire building to be sprinklered to 2X NFPA 13D. | Limitless Connected Technologies Inc
MP-2023-00512 | 2023-03-29 | 5027 INVERNESS STREET, Vancouver, BC V5W 3N7 | Mechanical Permit | NULL | NULL | Completed | NULL | Corona Gas Ltd
NULL | NULL | 5027 INVERNESS STREET, Vancouver, BC V5W 3N7 | Mechanical Permit | NULL | NULL | Withdrawn | NULL | NULL
NULL | NULL | 5027 INVERNESS STREET, Vancouver, BC V5W 3N7 | Mechanical Permit | NULL | NULL | Withdrawn | NULL | Corona Gas Ltd
EP-2022-06170 | 2022-07-21 | 5027 INVERNESS STREET, Vancouver, BC V5W 3N7 | Electrical Permit | Residential | New | Expired | Temporary Power - Residential - To provide temporary power. | Roop Electric Co Ltd
PP-2022-02485 | 2022-08-23 | 5027 INVERNESS STREET, Vancouver, BC V5W 3N7 | Plumbing Permit | Residential | New | Issued | Residential - 2FD+2SS - Sump | BESTWAY EXCAVATING & DEMOLITION 2008 LTD
PP-2022-04286 | 2022-11-29 | 5027 INVERNESS STREET, Vancouver, BC V5W 3N7 | Plumbing Permit | Residential | New | Completed | Residential - Plumbing >BP: To construct a two-storey two-family dwelling with two secondary suites ($751,000) located in the basement, with a detached accessory building (garage) at the rear providing 2 parking spaces, as well as two surface parking stalls, in total providing four parking stalls, having vehicular access from the lane. Note: This Building Permit will remain in a suspended status until the associated (green) Demolition Permit BP-2022-00490 is completed. Note: This is a 2 storey building pursuant to the Zoning and Development By-Law. 1. Covenant registered at the Land Title Office under CA9818863 2. No strata titling permitted 3. A/C units proposed in the rear yard 4. Bar sinks NOT proposed 5. Schedule B: Alan Prahalad, P.Eng. Structural & Geotechnical 6. HPO: Residential Builder -Maxalan Construction Ltd. 7. The entire building to be sprinklered to 2X NFPA 13D. ******THIS PERMIT HAS BEEN ISSUED UNDER THE REQUIREMENTS OF VBBL #12511 (2019)****** | Lally Plumbing & Heating Ltd
GP-2022-04140 | 2023-01-04 | 5027 INVERNESS STREET, Vancouver, BC V5W 3N7 | Gas Permit | Residential | New | Completed | Residential - Venting, installation and final hook up of 2 Gas Fireplaces | Galaxy Fireplaces Ltd
GP-2023-02798 | 2023-09-25 | 5108 INVERNESS STREET, Vancouver, BC V5W 3N8 | Gas Permit | Residential | Renovation | Completed | Residential - re re of HWT | Resilient Plumbing & Heating Inc
PP-2023-01709 | 2023-05-16 | 5118 INVERNESS STREET, Vancouver, BC V5W 3N8 | Plumbing Permit | Residential | Renovation | Completed | Residential - New water piping throughout Top floor rough in and finishing of Kitchen, bathroom and laundry ground floor rough in and finishing of legal suite bathroom kitchen and laundry Underground install new floor drain and move drain stack >DB: Exterior and interior alterations and change of use from Single Detached House to Single Detached House with Secondary suite at this existing 2 storey, building on this site with vehicular access from lane, providing one parking space in the attached carport. Exterior alterations are limited to: 1) Removal of unauthorized (approx. 14'0 by 15'8") awning over deck at rear. 2) Removal a portion of the existing unauthorized extended deck and retaining a deck size of approx. 7'3" by 14'0" in size at the rear. 3) Replacement of exterior stairs at the rear. 4) Removal of garden shed at the rear of the property line. | Vancouver City Plumbing Inc
PP-2023-01730 | 2023-05-17 | 5118 INVERNESS STREET, Vancouver, BC V5W 3N8 | Plumbing Permit | Residential | Renovation | Completed | Residential - 1x outside gravity sump | J & R Excavation & Demolition Ltd.
EP-2023-04324 | 2023-06-01 | 5118 INVERNESS STREET, Vancouver, BC V5W 3N8 | Electrical Permit | Residential | Renovation | Completed | Installation / Repair - Residential - Complete renovation of home and complete wiring of legal suite New 200 amp main electrical service with 2x100 amp duplex meter base *Amend Jun 07, 2023 Low voltage wiring (data and tv) Includes data hub panel 8 points of data 4 points of tv Value of installation $ 975 >BP: Exterior and interior alterations and change of use from Single Detached House to Single Detached House with Secondary suite at this existing 2 storey, building on this site with vehicular access from lane, providing one parking space in the attached carport. Exterior alterations are limited to: 1) Removal of unauthorized (approx. 14'0 by 15'8") awning over deck at rear. 2) Removal a portion of the existing unauthorized extended deck and retaining a deck size of approx. 7'3" by 14'0" in size at the rear. 3) Replacement of exterior stairs at the rear. 4) Removal of garden shed at the rear of the property line. Note: Installation of Gate/Fence at the rear is to comply with Section 10.10 of the Zoning and Development By-law. Letter of commitment submitted by: Bill Louwerse, PEng, Structural Schedule B. Note to applicant: A Sprinkler permit may be required, as determined by the District Building Inspector. | Infield Electrical Systems Inc
EP-2023-00123 | 2023-01-10 | 5235 INVERNESS STREET, Vancouver, BC V5W 3N9 | Electrical Permit | Residential | Renovation | Completed | Installation / Repair - Residential - install #10/2 teck wire to outdoor disconnect for heat pump. install 30 amp breaker MP-2023-00037 | York Electrical Ltd
MP-2023-00037 | 2023-01-09 | 5235 INVERNESS STREET, Vancouver, BC V5W 3N9 | Mechanical Permit | NULL | NULL | Completed | NULL | Westmount Heating Ltd
GP-2022-01505 | 2022-05-16 | 5255 INVERNESS STREET, Vancouver, BC V5W 3N9 | Gas Permit | Residential | New | Completed | Residential - Boiler installation in old house | Rain Coast Plumbing & Heating Ltd
EP-2022-04960 | 2022-06-14 | 5315 INVERNESS STREET, Vancouver, BC V5W 3N9 | Electrical Permit | Residential | New | Expired | Temporary Power - Residential - To provide temporary power. NOTE: There is no Building permit applied yet, only a Demo application which is in review at this time. NOTE: Work authorized by this permit is for placement of a temporary power pole only and does not authorize any site construction and/or excavation. A separate Building Permit will be required prior to commencement of any other work on this site. | Royal Canadian Electrical Ltd
GP-2022-00514 | 2022-02-16 | 5933 JOYCE STREET, Vancouver, BC V5R 4H9 | Gas Permit | Residential | Tenant Improvement | Completed | Residential - Furnace Replacement | General Heating Ltd
EP-2023-10063 | 2023-11-17 | 5933 JOYCE STREET, Vancouver, BC V5R 4H9 | Electrical Permit | Residential | Renovation | Issued | Installation / Repair - Residential - Inspected garage where wiring for a suite existed. All wires were removed and made safe to code. Related to CF-2021-001670 >BP: Interior alterations to remove the unauthorized suite in the basement and to validate addition to the basement and main floor at the rear of this existing single detached house | Panorama Integrated Systems Ltd
PP-2023-04297 | 2023-12-11 | 5933 JOYCE STREET, Vancouver, BC V5R 4H9 | Plumbing Permit | Residential | Renovation | Completed | Residential - removal of 3 fixtures from an illegal >DB: Interior alterations to remove the unauthorized suite in the basement and to validate addition to the basement and main floor at the rear of this existing single detached house Related to CF-2021-001670 | Ankon Plumbing & Heating Ltd
NULL | NULL | 5933 JOYCE STREET, Vancouver, BC V5R 4H9 | Plumbing Permit | Residential | Renovation | Draft | Residential - rermoval of 3 fixtures | Ankon Plumbing & Heating Ltd
GP-2022-00441 | 2022-02-10 | 5955 JOYCE STREET, Vancouver, BC V5R 4H9 | Gas Permit | Residential | Renovation | Completed | Residential - Furnace replacement | Maple Furnace Heating & Air Conditioning
GP-2023-02556 | 2023-09-01 | 1289 KAMLOOPS STREET, Vancouver, BC V5K 5E8 | Gas Permit | Residential | Renovation | Completed | Residential - REPLACE A BOILER AND TANKLESS | SUNFLOWER HOME SERVICE LTD
EP-2022-03350 | 2022-04-27 | 1444 KAMLOOPS STREET, Vancouver, BC V5K 3V9 | Electrical Permit | Residential | Addition | Completed | Installation / Repair - Residential - New wiring for New garage. includes approx 14 led potlights, receptacles, 2 baseboard heaters and low voltage wiring to garage >BP: To demolish the existing detached one-car garage and to construct a new detached 2-car garage at the rear of this existing one-family dwelling inside lot with lane. Structural/Geotechnical Schedule B - Yatendra Kumar Sharma - 778-863-7076 Notes: 1. Rock pit to the satisfaction of the District Building Inspector 2. The attic space (of accessory building) is not to be developed and/or used as habitable space at any time | Santec Electric Inc
GP-2023-02573 | 2023-09-05 | 1457 KAMLOOPS STREET, Vancouver, BC V5K 3V8 | Gas Permit | Residential | Renovation | Completed | Residential - RE&RE hot water tank | Milani Plumbing Heating & Air Conditioning Ltd
EP-2023-08788 | 2023-09-28 | 9001 HEATHER STREET, Vancouver, BC V6P 6Y7 | Electrical Permit | Commercial | New | Issued | Temporary Power - Commercial - To provide temporary power. Amend: Oct 18, 2023 amend this Temp Power permit to change it from Equipment to Service | Houle Electric Limited
EP-2022-01092 | 2022-02-11 | 330 HEATLEY AVENUE, Vancouver, BC V6A 3G3 | Electrical Permit | Commercial | Tenant Improvement | Completed | Installation / Repair - Commercial - RE & RE Split System. Retrofit - Like for like exact appliance replacement. Service remained the same, breaker & electrical feed confirmed to be originally sized properly. | Haakon Industries (Canada) Ltd.
EP-2022-04101 | 2022-07-27 | 3664 HAIDA DRIVE, Vancouver, BC V5M 3Z4 | Electrical Permit | Residential | Tenant Improvement | Completed | Installation / Repair - Residential - Power for the A/C units -service upgrade to 125A. Additional cost for the project increases on amount of $3000.00. Note: A mechanical permit is required. Amend: Aug 8, 2022 There is no need for the service upgrade, we installed dcc12 power management device. Load calculation is attached. | VS Electric Ltd
GP-2022-02716 | 2022-09-13 | 3664 HAIDA DRIVE, Vancouver, BC V5M 3Z4 | Gas Permit | Residential | Renovation | Completed | Residential - Cap of 1/2” gas supply to furnace. Homeowner to Decomission furnace at basement floor. | AE Mechanical Ltd
PP-2022-00829 | 2022-03-10 | 435 HELMCKEN STREET, Vancouver, BC V6B 2E6 | Plumbing Permit | Residential | Renovation | Completed | Residential - Adding and relocating fixtures Interior and exterior alterations with a minor vertical/horizontal addition of approx. 142.16 sf for this an existing three storey mixed use building consisting of General Office use on the first storey and Dwelling use (One Unit) on the second and third storeys. 71.08 sf addition in area for the existing office and 71.08 sf addition in area for the existing single family dwelling unit. | West Pender Mechanical Ltd
SP-2023-01048 | 2023-06-14 | 435 HELMCKEN STREET, Vancouver, BC V6B 2E6 | Sprinkler Permit | Residential | New | Completed | Residential - new sprinkler system to house >BP: Interior and exterior alterations with a minor vertical/horizontal total addition of approx. 108.07 sf and a change of major occupancy from office to a dwelling unit (secondary suite) on the main floor for this existing three-storey residential/commercial building. 36.99 sf of addition on the main floor. 71.08 sf of addition on the second floor. Revision #1 (Feb. 1, 2023) - A change of major occupancy from an Office to a Dwelling Unit (Secondary Suite) on the main floor. With the change of major occupancy, the existing building will be a single-family with a secondary suite. The main floor addition area is different on the Development Permit due to the reallocation of the area. VBBL2019 - NFPA 13D | Five Star Fire Protection Ltd
EP-2023-08204 | 2023-09-14 | 435 HELMCKEN STREET, Vancouver, BC V6B 2E6 | Electrical Permit | Residential | Addition | Completed | Installation / Repair - Residential - Wiring for New Kitchen and Pot lights in Main House and Suite >BP: Interior and exterior alterations with a minor vertical/horizontal total addition of approx. 108.07 sf and a change of major occupancy from office to a dwelling unit (secondary suite) on the main floor for this existing three-storey residential/commercial building. 36.99 sf of addition on the main floor. 71.08 sf of addition on the second floor. Revision #1 (Feb. 1, 2023) - A change of major occupancy from an Office to a Dwelling Unit (Secondary Suite) on the main floor. With the change of major occupancy, the existing building will be a single-family with a secondary suite. The main floor addition area is different on the Development Permit due to the reallocation of the area. VBBL2019 - NFPA 13D | Torro Electric Ltd
PP-2023-03186 | 2023-09-26 | 435 HELMCKEN STREET, Vancouver, BC V6B 2E6 | Plumbing Permit | Residential | Renovation | Completed | Residential - Single family home >BP: addition of approx. 108.07 sf and a change of major occupancy from office to a dwelling unit (secondary suite) on the main floor for this existing three-storey residential/commercial building. 36.99 sf of addition on the main floor. 71.08 sf of addition on the second floor. Revision #1 (Feb. 1, 2023) - A change of major occupancy from an Office to a Dwelling Unit (Secondary Suite) on the main floor. With the change of major occupancy, the existing building will be a single-family with a secondary suite. The main floor addition area is different on the Development Permit due to the reallocation of the area. VBBL2019 - NFPA 13D | Above and Beyond Mechanical Inc
GP-2023-02906 | 2023-10-05 | 435 HELMCKEN STREET, Vancouver, BC V6B 2E6 | Gas Permit | Residential | Renovation | Completed | Residential - move gas cook top line to new location >BP: Interior and exterior alterations with a minor vertical/horizontal total addition of approx. 108.07 sf and a change of major occupancy from office to a dwelling unit (secondary suite) on the main floor for this existing three-storey residential/commercial building. 36.99 sf of addition on the main floor. 71.08 sf of addition on the second floor. Revision #1 (Feb. 1, 2023) - A change of major occupancy from an Office to a Dwelling Unit (Secondary Suite) on the main floor. With the change of major occupancy, the existing building will be a single-family with a secondary suite. The main floor addition area is different on the Development Permit due to the reallocation of the area. | Lucky Five Eight Plumbing & Heating Ltd
EP-2024-00493 | 2024-01-26 | 488 HELMCKEN STREET, Vancouver, BC V6B 6E4 | Electrical Permit | Commercial | NULL | Issued | Annual / Operating - Annual Operating Permit Renewal for 2024 -Renewal of EP-2022-09540 -Valid: Nov 18, 2023 - Nov. 17, 2024 | Harbourview Electric Ltd
EP-2022-09540 | 2022-11-10 | 488 HELMCKEN STREET, Vancouver, BC V6B 6E4 | Electrical Permit | Commercial | NULL | Expired | Annual / Operating - ANNUAL OPERATING PERMIT RENEWAL Maintenance of existing operating electrical equipment. General lighting and power maintenance in the year. VALID: NOV 18/2022 TO NOV 17/2023 EXPIRED PERMIT: EP-2021-08551 | Harbourview Electric Ltd
MP-2022-00562 | 2022-11-14 | 2206 GRAVELEY STREET, Vancouver, BC V5L 3C2 | Mechanical Permit | NULL | NULL | Completed | NULL | Moore And Russell Heating And Air Conditioning Ltd
EP-2022-09610 | 2022-11-15 | 2206 GRAVELEY STREET, Vancouver, BC V5L 3C2 | Electrical Permit | Residential | Tenant Improvement | Completed | Installation / Repair - Residential - Building permit not required Electrical install of HP Mechanical permit issued. MP-2022-00562 No change to existing service | Moore And Russell Heating And Air Conditioning Ltd
GP-2022-03569 | 2022-11-15 | 2206 GRAVELEY STREET, Vancouver, BC V5L 3C2 | Gas Permit | Residential | Tenant Improvement | Completed | Residential - RE Re furnace | Moore & Russell Heating Ltd
MP-2023-00524 | 2023-03-29 | 2360 HARRISON DRIVE, Vancouver, BC V5P 2P8 | Mechanical Permit | NULL | NULL | Issued | NULL | Ashton Service Group/Ashton Mechanical Ltd.
EP-2023-02811 | 2023-04-14 | 2360 HARRISON DRIVE, Vancouver, BC V5P 2P8 | Electrical Permit | Residential | Renovation | Completed | Installation / Repair - Residential - We are adding a circuit for a heat pump MP-2023-00524 | Douglas Millington o/a Moose Electric
GP-2023-01315 | 2023-04-21 | 2360 HARRISON DRIVE, Vancouver, BC V5P 2P8 | Gas Permit | Residential | Renovation | Issued | Residential - Decommission and remove old furnace and install new heat pump | Ashton Service Group/Ashton Mechanical Ltd.
EP-2023-04294 | 2023-05-16 | 2384 HARRISON DRIVE, Vancouver, BC V5P 2P8 | Electrical Permit | Residential | New | Issued | Temporary Power - Residential - To provide temporary power. | DHESI ELECTRICAL LTD.
MP-2023-02246 | 2023-12-18 | 2384 HARRISON DRIVE, Vancouver, BC V5P 2P8 | Mechanical Permit | NULL | NULL | Issued | NULL | Advance Air Solutions Ltd
GP-2023-03002 | 2023-10-11 | 2384 HARRISON DRIVE, Vancouver, BC V5P 2P8 | Gas Permit | Residential | New | Issued | Residential - To install 1 Boiler, 2 Ranges & 1 BBQ Pipping for 1 range 1 BBQ >BP: To construct a 2 storey single detached house with a secondary suite located in the Basement ($1,069,370.00) with an open parking pad, providing 1 parking space, having vehicular access from the rear 20' Lane. | JOT MECHANICAL LTD
EP-2023-09551 | 2023-11-09 | 2384 HARRISON DRIVE, Vancouver, BC V5P 2P8 | Electrical Permit | Residential | New | Issued | Installation / Repair - Residential - New house wiring and finishing with 150 amp service connection >BP: To construct a 2 storey single detached house with a secondary suite located in the Basement ($1,069,370.00) with an open parking pad, providing 1 parking space, having vehicular access from the rear 20' Lane. 1. Covenant registered at the Land Title Office under CB701228 2. A/C proposed – Exterior component located in rear yard, Interior component located on second floor 3. Bar sink located in basement 4. Schedule B: (Md. Shahidul Alam) P.Eng (604.653.7475) Struct. & Geo. 5. HPO: Residential Builder - 0825886 BC Ltd. - #33891 Note: The entire building to be sprinklered to NFPA 13D Note: This is a 2 storey building pursuant to the Zoning and Development By-Law ***This permit is issued under the VBBL 2019, with updated energy requirements as per bylaw # 12997 effective Jan 01, 2022.*** | DHESI ELECTRICAL LTD.
EP-2023-09680 | 2023-11-06 | 2384 HARRISON DRIVE, Vancouver, BC V5P 2P8 | Electrical Permit | Residential | New | Issued | Installation / Repair - Residential - cable, internet, telephone, vacuum, security alarm, cameras, speakers >BP: To construct a 2 storey single detached house with a secondary suite located in the Basement ($1,069,370.00) with an open parking pad, providing 1 parking space, having vehicular access from the rear 20' Lane. 1. Covenant registered at the Land Title Office under CB701228 2. A/C proposed – Exterior component located in rear yard, Interior component located on second floor 3. Bar sink located in basement 4. Schedule B: (Md. Shahidul Alam) P.Eng (604.653.7475) Struct. & Geo. 5. HPO: Residential Builder - 0825886 BC Ltd. - #33891 Note: The entire building to be sprinklered to NFPA 13D Note: This is a 2 storey building pursuant to the Zoning and Development By-Law ***This permit is issued under the VBBL 2019, with updated energy requirements as per bylaw # 12997 effective Jan 01, 2022.*** Amend: Nov 22, 2023 change job value from 1950$ to 10,000.00$ | PLANET SMART HOMES LTD.
EP-2023-09847 | 2023-11-15 | 2384 HARRISON DRIVE, Vancouver, BC V5P 2P8 | Electrical Permit | Residential | New | Issued | Installation / Repair - Residential - Installation of 7.0 kW PV Array with 14 PV Modules and 7 APsystems DS3-L Micro-inverters >BP: To construct a 2 storey single detached house with a secondary suite located in the Basement ($1,069,370.00) with an open parking pad, providing 1 parking space, having vehicular access from the rear 20' Lane. 1. Covenant registered at the Land Title Office under CB701228 2. A/C proposed – Exterior component located in rear yard, Interior component located on second floor 3. Bar sink located in basement 4. Schedule B: (Md. Shahidul Alam) P.Eng (604.653.7475) Struct. & Geo. 5. HPO: Residential Builder - 0825886 BC Ltd. - #33891 Note: The entire building to be sprinklered to NFPA 13D Note: This is a 2 storey building pursuant to the Zoning and Development By-Law ***This permit is issued under the VBBL 2019, with updated energy requirements as per bylaw # 12997 effective Jan 01, 2022.*** | Shift Energy Group Inc
MP-2023-01642 | 2023-09-07 | 2384 HARRISON DRIVE, Vancouver, BC V5P 2P8 | Mechanical Permit | NULL | NULL | Issued | NULL | BRAR PLUMBING & HEATING LTD
PP-2023-03417 | 2023-09-26 | 2384 HARRISON DRIVE, Vancouver, BC V5P 2P8 | Plumbing Permit | Residential | New | Issued | Residential - INSTALATION OF SUMP FOR 2384 HARRISON DRIVE | Sukhman Construction Ltd
SP-2023-01752 | 2023-09-25 | 2384 HARRISON DRIVE, Vancouver, BC V5P 2P8 | Sprinkler Permit | Residential | New | Issued | Residential - New sprinkler system >BP: To construct a 2 storey single detached house with a secondary suite located in the Basement with an open parking pad, providing 1 parking space, having vehicular access from the rear 20' Lane. 1. Covenant registered at the Land Title Office under CB701228 2. A/C proposed – Exterior component located in rear yard, Interior component located on second floor 3. Bar sink located in basement 4. Schedule B: (Md. Shahidul Alam) P.Eng (604.653.7475) Struct. & Geo. 5. HPO: Residential Builder - 0825886 BC Ltd. - #33891 Note: The entire building to be sprinklered to NFPA 13D Note: This is a 2 storey building pursuant to the Zoning and Development By-Law ***This permit is issued under the VBBL 2019, with updated energy requirements as per bylaw # 12997 effective Jan 01, 2022.*** | Haven Fire Protection Ltd
NULL | NULL | 2384 HARRISON DRIVE, Vancouver, BC V5P 2P8 | Mechanical Permit | NULL | NULL | Draft | NULL | NULL
MP-2023-01616 | 2023-09-04 | 2384 HARRISON DRIVE, Vancouver, BC V5P 2P8 | Mechanical Permit | NULL | NULL | Cancelled | NULL | BRAR PLUMBING & HEATING LTD
PP-2023-02982 | 2023-08-22 | 2384 HARRISON DRIVE, Vancouver, BC V5P 2P8 | Plumbing Permit | Residential | New | Issued | Residential - 1FD+SS - #1 & #2 - Installation of plumbing piping and fixtures. >DB: To construct a 2 storey single detached house with a secondary suite located in the Basement with an open parking pad, providing 1 parking space, having vehicular access from the rear 20' Lane. 1. Covenant registered at the Land Title Office under CB701228 2. A/C proposed – Exterior component located in rear yard, Interior component located on second floor 3. Bar sink located in basement Note: The entire building to be sprinklered to NFPA 13D ***This permit is issued under the VBBL 2019, with updated energy requirements as per bylaw # 12997 effective Jan 01, 2022.*** | BRAR PLUMBING & HEATING LTD
EP-2023-01439 | 2023-03-02 | 2443 HARRISON DRIVE, Vancouver, BC V5P 2P9 | Electrical Permit | Residential | Addition | Completed | Installation / Repair - Residential - Installation of 40A EV Charging Circuit in Garage location up to 20' away from existing electrical panel | MJR Electric Ltd
PP-2022-01122 | 2022-04-01 | 1020 HARWOOD STREET, Vancouver, BC V6E 4R1 | Plumbing Permit | Commercial | New | Completed | Commercial - Installation of 2 hose bibs per strata request | Ashton Service Group/Ashton Mechanical Ltd.
SP-2022-02067 | NULL | 1020 HARWOOD STREET, Vancouver, BC V6E 4R1 | Sprinkler Permit | Residential | Addition | Application Incomplete | Residential - addition of one sprinkler head in front of a door as a alternative solution requested by the architect --The one head installed is not an alternative solution please see code reference below d) with a row of sprinkler heads running the full width of the glazing, installed on the garage side of the vestibule at a spacing of 1800 mm on centre parallel to the glass, located between 150 mm to 300 mm perpendicular to the glazing and vertically installed on the garage ceiling in conformance with NFPA requirements. (See Note A-3.3.7.7.(2).) | BLACK TUSK FIRE & SECURITY
SP-2022-01697 | 2023-01-03 | 1379 HOWE STREET, Vancouver, BC V6Z 1R7 | Sprinkler Permit | Commercial | Renovation | Issued | Commercial - This permit has been issued for the sprinkler head replacement (remove and replace) of 1358 sprinklers to the 2019 VBBL, NFPA 13, 2013 and NFPA 25, 2014 as described in the signed and sealed letter dated December 6th, 2022 prepared by Shoaib Khan. This application does not include any of the following: • change in the design • change in the characteristics between the existing sprinkler and new sprinkler, • hydraulic calculations, • change in occupancy and /or hazard classification, • warehouse storage arrangements, • mobile compact storage arrangements, • alternative solutions, • changes to the sprinkler system supply piping (e.g. valves, mains, cross-mains, branch-lines, etc.), or • flexible sprinkler pipe. Engineer of Record: Shoaib Khan 778-951-1946 info@oeng.ca | CENTRE LINE FIRE SPRINKLERS LTD
EP-2023-00551 | 2023-01-25 | 1455 HOWE STREET, Vancouver, BC V6Z 1C2 | Electrical Permit | Commercial | Addition | Completed | Installation / Repair - Commercial - Install wiring rated for a 208 v 40 a circuit. Wiring to be left in a junction box unless otherwise noted below. Distribution for EVSE was installed under Electrical Permit EP-2020-02028. Parking Stall Number and notes: 17, Existing circuit to be used. EVSE to be mounted 37/38, Wiring to be terminated in a junction box 41, NEMA 6-50r receptacle 49, NEMA 6-50r receptacle 53, NEMA 6-50r receptacle 64/65, NEMA 6-50r receptacle 68, NEMA 6-50r receptacle 69, NEMA 6-50r receptacle 73/74, Wiring to be terminated in a junction box 100/101, Wiring to be terminated in a junction box 130, Wiring to be terminated in a junction box 146/147, NEMA 6-50r receptacle 161, NEMA 6-50r receptacle 164/165, NEMA 6-50r receptacle 166, NEMA 6-50r receptacle 183, Wiring to be terminated in a junction box 185, Wiring to be terminated in a junction box | Cielo Electric Ltd
EP-2023-07713 | 2023-08-25 | 1455 HOWE STREET, Vancouver, BC V6Z 1C2 | Electrical Permit | Commercial | Addition | Completed | Installation / Repair - Commercial - Install (2) 208v 40a circuits for EVSE, stall 46 and 186 to be made EV Ready. Distribution for EVSE was installed under Electrical Permit EP-2020-02028. | Cielo Electric Ltd
EP-2022-00689 | 2022-02-02 | 1455 HOWE STREET, Vancouver, BC V6Z 1C2 | Electrical Permit | Commercial | Addition | Completed | Installation / Repair - Commercial - Install an EVSE, maximum output of EVSE is 32a. Power for EV charging infrastructure was installed via EP-2020-02028 and EP-2021-00098 | Cielo Electric Ltd
EP-2023-07930 | 2023-08-31 | 7871 HUDSON STREET, Vancouver, BC V6P 4L9 | Electrical Permit | Residential | Addition | Issued | Temporary Power - Residential - To provide temporary power. | MILKYWAY INDUSTRY LTD
PP-2023-02825 | 2023-08-09 | 7871 HUDSON STREET, Vancouver, BC V6P 4L9 | Plumbing Permit | Residential | New | Issued | Residential - 2FD - FRONT - 7871 HUDSON ST - #1 BACK - 7871 HUDSON ST - #2 Plumbing >DB: To construct a two-storey duplex with a detached accessory building (garage) at the rear providing 2 parking spaces, plus 1 surface parking space over gravel having vehicular access from the lane. Note: This is a 2 storey building pursuant to the Zoning and Development By-Law 1. A/C units proposed in the front yard/ rear yard and on the second level/ attic level 2. Bar sinks not proposed ***This permit is issued under the VBBL 2019, with updated energy requirements as per bylaw # 12997 effective Jan 01, 2022.*** | KSS Mechanical Ltd
NULL | NULL | 7871 HUDSON STREET, Vancouver, BC V6P 4L9 | Gas Permit | Residential | New | Withdrawn | Residential - Plumbing both units | KSS Mechanical Ltd
EP-2023-07583 | 2023-08-28 | 7871 HUDSON STREET, Vancouver, BC V6P 4L9 | Electrical Permit | Residential | New | Issued | Installation / Repair - Residential - wiring a new duplex. 2x200amps separate services installed side by side >BP: To construct a two-storey duplex ($752,572.50) with a detached accessory building (garage) at the rear providing 2 parking spaces, plus 1 surface parking space over gravel having vehicular access from the lane. Note: This is a 2 storey building pursuant to the Zoning and Development By-Law 1. A/C units proposed in the front yard/ rear yard and on the second level/ attic level 2. Bar sinks not proposed 3. Schedule B: Paullus K.F. Young, P.Eng. (604) 841-7748 Geotechnical 4. Schedule B: Tsung- Hua Yang, P.Eng. (604) 729-0585 Structural 5. HPO: Residential Builder - One Engineering Ltd. | MILKYWAY INDUSTRY LTD
SP-2023-01730 | 2023-09-20 | 7871 HUDSON STREET, Vancouver, BC V6P 4L9 | Sprinkler Permit | Residential | New | Issued | Residential - 2FD - FRONT - 7871 HUDSON ST - #1 BACK - 7871 HUDSON ST - #2 To Install 28 sprinkler heads >DB: To construct a two-storey duplex with a detached accessory building (garage) at the rear providing 2 parking spaces, plus 1 surface parking space over gravel having vehicular access from the lane. Note: This is a 2 storey building pursuant to the Zoning and Development By-Law 1. A/C units proposed in the front yard/ rear yard and on the second level/ attic level 2. Bar sinks not proposed ***This permit is issued under the VBBL 2019, with updated energy requirements as per bylaw # 12997 effective Jan 01, 2022.*** AMEND: OCT 11/2023 REVISED DWGS UPLOADED | General Sprinkler Systems Ltd
GP-2023-02790 | 2023-09-25 | 7871 HUDSON STREET, Vancouver, BC V6P 4L9 | Gas Permit | Residential | New | Issued | Residential - 3 Ranges >BP: To construct a two-storey duplex ($752,572.50) with a detached accessory building (garage) at the rear providing 2 parking spaces, plus 1 surface parking space over gravel having vehicular access from the lane. | CEN'S MECHANICAL F & C ENTERPRISES LTD
EP-2023-08270 | 2023-09-14 | 7871 HUDSON STREET, Vancouver, BC V6P 4L9 | Electrical Permit | Residential | New | Issued | Installation / Repair - Residential - TV, Network, alarm, CCTV rough in and finish. >BP: To construct a two-storey duplex ($752,572.50) with a detached accessory building (garage) at the rear providing 2 parking spaces, plus 1 surface parking space over gravel having vehicular access from the lane. Note: This is a 2 storey building pursuant to the Zoning and Development By-Law 1. A/C units proposed in the front yard/ rear yard and on the second level/ attic level 2. Bar sinks not proposed 3. Schedule B: Paullus K.F. Young, P.Eng. (604) 841-7748 Geotechnical 4. Schedule B: Tsung- Hua Yang, P.Eng. (604) 729-0585 Structural 5. HPO: Residential Builder - One Engineering Ltd. ***This permit is issued under the VBBL 2019, with updated energy requirements as per bylaw # 12997 effective Jan 01, 2022.*** | Columbia Security Systems & Surveillance Inc
MP-2023-01831 | 2023-10-13 | 7871 HUDSON STREET, Vancouver, BC V6P 4L9 | Mechanical Permit | NULL | NULL | Issued | NULL | Lumi HVAC Ltd
PP-2023-03480 | 2023-10-03 | 7871 HUDSON STREET, Vancouver, BC V6P 4L9 | Plumbing Permit | Residential | New | Completed | Residential - 2FD - FRONT - 7871 HUDSON ST - #1 BACK - 7871 HUDSON ST - #2 Deck drain >DB: To construct a two-storey duplex with a detached accessory building (garage) at the rear providing 2 parking spaces, plus 1 surface parking space over gravel having vehicular access from the lane. Note: This is a 2 storey building pursuant to the Zoning and Development By-Law 1. A/C units proposed in the front yard/ rear yard and on the second level/ attic level 2. Bar sinks not proposed ***This permit is issued under the VBBL 2019, with updated energy requirements as per bylaw # 12997 effective Jan 01, 2022.*** | CEN'S MECHANICAL F & C ENTERPRISES LTD
EP-2022-07203 | 2022-08-29 | 7871 HUDSON STREET, Vancouver, BC V6P 4L9 | Electrical Permit | Residential | New | Expired | Temporary Power - Residential - To provide temporary power. NOTE: Work authorized by this permit is for placement of a temporary power pole only and does not authorize any site construction and/or excavation. A separate Building Permit will be required prior to commencement of any other work on this site. | MILKYWAY INDUSTRY LTD
PP-2023-01940 | 2023-05-31 | 7871 HUDSON STREET, Vancouver, BC V6P 4L9 | Plumbing Permit | Residential | New | Issued | Residential - 2FD - Sump installation for main house | Finest Construction & Renovation Ltd
NULL | NULL | 7871 HUDSON STREET, Vancouver, BC V6P 4L9 | Electrical Permit | Residential | NULL | Draft | Installation / Repair - Residential - WEQW | MILKYWAY INDUSTRY LTD
EP-2023-03278 | 2023-04-16 | 6649 HEATHER STREET, Vancouver, BC V6P 3P3 | Electrical Permit | Residential | New | Issued | Temporary Power - Residential - To provide temporary power. | JR ELECTRIC LTD.
GP-2023-00039 | 2023-01-05 | 6709 HEATHER STREET, Vancouver, BC V6P 3P3 | Gas Permit | Residential | Tenant Improvement | Completed | Residential - Re and Re the boiler. | Moore & Russell Heating Ltd
GP-2022-01067 | 2022-04-05 | 6729 HEATHER STREET, Vancouver, BC V6P 3P3 | Gas Permit | Residential | Renovation | Completed | Residential - Decommission and remove furnace. Replace with new. | Ashton Service Group/Ashton Mechanical Ltd.
PP-2023-00707 | 2023-03-02 | 1190 HORNBY STREET, Vancouver, BC V6Z 2K5 | Plumbing Permit | Commercial | Addition | Completed | Commercial - DCVA Backflow Installation for Coffee Machine | Modern Niagara Vancouver Inc
EP-2023-06150 | 2023-07-10 | 1190 HORNBY STREET, Vancouver, BC V6Z 2K5 | Electrical Permit | Commercial | Addition | Issued | Installation / Repair - Commercial - Emergency Repair - Building on fire watch due to failed fire pump controller. To remove and replace existing fire pump controller with new fire pump controller. Testing and commissioning of controller.. | All Tech Fire Solutions Inc
EP-2023-09517 | 2023-11-02 | 1190 HORNBY STREET, Vancouver, BC V6Z 2K5 | Electrical Permit | Commercial | Renovation | Issued | Installation / Repair - Commercial - New Medical clinic -The grounding for the Z32 patient care area only. -We are running a new 400 amp service from P2 to the suite. We are installing a new 400 amp panel in the suite and will be removing the existing 200 amp panel. We are installing all new lighting and controls as needed. We are installing new emergency lights and exits as needed. We are installing new data and telephone drops as needed. >BP: #1156 - 1190 Hornby St Interior alterations to accommodate new medical imaging centre in the ground floor unit (#1156) of this existing commercial building. Scope of work will include interior layout changes to construct five ultrasound rooms and two x-ray rooms, a new universal washroom, new mechanical and electrical services and minor exterior modification (air handling unit on exterior wall). | Sam Campbell
EP-2023-08586 | 2023-10-17 | 1190 HORNBY STREET, Vancouver, BC V6Z 2K5 | Electrical Permit | Commercial | Addition | Completed | Installation / Repair - Commercial - Installation of four EV chargers and two EV branch circuit rated 40A 208V. We will be taking power from an existing panel to feed 4 new EV chargers, we will be doing all new piping runs, we are installing them on P2. | Yastremski Associates Inc
GP-2023-02531 | 2023-08-30 | 1506 KAMLOOPS STREET, Vancouver, BC V5K 3W2 | Gas Permit | Residential | Renovation | Completed | Residential - replacement furnace | Hillcrest Plumbing & Heating (1991) Ltd
PP-2022-02925 | 2022-08-22 | 1516 KAMLOOPS STREET, Vancouver, BC V5K 3W2 | Plumbing Permit | Residential | Addition | Completed | Residential - Add bathroom to upper floor addition >Interior and exterior alterations to provide improvements to this existing one-family dwelling including new addition floor area to the second floor, stripping the entire interior down to studs, layout changes, new plumbing and electrical, new finishes. The entire building to be sprinklered to NFPA 13-D The renovation energy upgrade proposal prepared by Peter Cho, 778.316.9053 Structural schedule B signed and sealed by Jeff Allester, 604.228.0518 | William Jones
EP-2022-01175 | 2022-02-16 | 1516 KAMLOOPS STREET, Vancouver, BC V5K 3W2 | Electrical Permit | Residential | Renovation | Completed | Installation / Repair - Residential - New top floor turning attic into living space. Potential new service or service disconnect/reconnect. >BP: Interior and exterior alterations to provide improvements to this existing one-family dwelling including new addition floor area to the second floor, stripping the entire interior down to studs, layout changes, new plumbing and electrical, new finishes. The entire building to be sprinklered to NFPA 13-D >>>Amend: July 29th -During the course of renovation, the builder has determined a upgrade to 200A service is required. In addition to a renovation we will upgrade the BC Hydro service to 200A c/w new main panel and new 100A sub panel | Fowlstone Electric Ltd
PP-2022-00644 | 2022-02-24 | 1516 KAMLOOPS STREET, Vancouver, BC V5K 3W2 | Plumbing Permit | Residential | Renovation | Completed | Residential - Renovation - new external sewers from sump to PL, no pump Interior and exterior alterations to provide improvements to this existing one-family dwelling including new addition floor area to the second floor, stripping the entire interior down to studs, layout changes, new plumbing and electrical, new finishes. | Octiscapes Site Services Ltd
SP-2022-00244 | 2022-02-23 | 1516 KAMLOOPS STREET, Vancouver, BC V5K 3W2 | Sprinkler Permit | Residential | Addition | Completed | Residential - Installation of new fire sprinkler system Interior and exterior alterations to provide improvements to this existing one-family dwelling including new addition floor area to the second floor, stripping the entire interior down to studs, layout changes, new plumbing and electrical, new finishes. The entire building to be sprinklered to NFPA 13-D | Fire Busters Inc
GP-2022-00267 | 2022-01-28 | 4448 JOHN STREET, Vancouver, BC V5V 3X1 | Gas Permit | Residential | Tenant Improvement | Completed | Residential - Furnace Replacement | Wah Fai Plumbing & Heating Inc
EP-2022-03006 | 2022-04-13 | 4477 JOHN STREET, Vancouver, BC V5V 3W9 | Electrical Permit | Residential | New | Completed | Installation / Repair - Residential - complete security system, cable ,network,speaker wiring, cameras wiring >BP: To construct a 2 storey one-family dwelling with a secondary suite located in the Basement ($702,375.00) with an attached garage providing 1 parking space, having vehicular access from the street. 1. Covenant registered at the Land Title Office under CA9158038 2. No Strata Titling permitted 3. A/C proposed – Exterior component located in Rear Yard (West), Interior component located in second floor 4. Bar sink located in basement flex room 5. Schedule B: (Henry S.N Hsu) P.Eng (604.322.7158) Structural 6. Schedule B: (Tegbir Bajwa) P.Eng (778.995.2404) Geotechnical 7. HPO: Residential Builder- Solaris Properties Inc. Note: This is a 2 storey building pursuant to the Zoning and Development By-Law Address Information: Principle Dwelling: #1-4477 John St Secondary Suite: #2-4477 John St Addresses have been assigned per the approved plans, access to the secondary unit is from the west side. This access must be provided & maintained at all times and the building addresses posted to be visible from the street in accordance with the Building By-law. **THIS PERMIT HAS BEEN ISSUED UNDER THE REQUIREMENTS OF VBBL #12511 (2019)** ****ALL PROJECT COORINATOR NOTES HAS BEEN ACCEPTED BY THE APPLICANT**** | Tutronic Security Sytem Co Ltd
EP-2022-02869 | 2022-04-08 | 4477 JOHN STREET, Vancouver, BC V5V 3W9 | Electrical Permit | Residential | New | Completed | Installation / Repair - Residential - 200 amp service private pole full house re wiring, basement suite, A/C lights, plugs switches, garage electric heat >BP: To construct a 2 storey one-family dwelling with a secondary suite located in the Basement ($702,375.00) with an attached garage providing 1 parking space, having vehicular access from the street. 1. Covenant registered at the Land Title Office under CA9158038 2. No Strata Titling permitted 3. A/C proposed – Exterior component located in Rear Yard (West), Interior component located in second floor 4. Bar sink located in basement flex room 5. Schedule B: (Henry S.N Hsu) P.Eng (604.322.7158) Structural 6. Schedule B: (Tegbir Bajwa) P.Eng (778.995.2404) Geotechnical 7. HPO: Residential Builder- Solaris Properties Inc. Note: This is a 2 storey building pursuant to the Zoning and Development By-Law Address Information: Principle Dwelling: #1-4477 John St Secondary Suite: #2-4477 John St Addresses have been assigned per the approved plans, access to the secondary unit is from the west side. This access must be provided & maintained at all times and the building addresses posted to be visible from the street in accordance with the Building By-law. **THIS PERMIT HAS BEEN ISSUED UNDER THE REQUIREMENTS OF VBBL #12511 (2019)** ****ALL PROJECT COORINATOR NOTES HAS BEEN ACCEPTED BY THE APPLICANT**** | F & S Electrical Ltd
GP-2022-00727 | 2022-03-09 | 4477 JOHN STREET, Vancouver, BC V5V 3W9 | Gas Permit | Residential | New | Completed | Residential - INSTALL 1 GAS FIREPLACE I NEW HOME CONSTRUCTION, BASIC UP AND OUT. APPLIANCE ONLY To construct a 2 storey one-family dwelling with a secondary suite located in the Basement with an attached garage providing 1 parking space, having vehicular access from the street. 1. Covenant registered at the Land Title Office under CA9158038 2. No Strata Titling permitted 3. A/C proposed – Exterior component located in Rear Yard (West), Interior component located in second floor 4. Bar sink located in basement flex room 5. Schedule B: (Henry S.N Hsu) P.Eng (604.322.7158) Structural 6. Schedule B: (Tegbir Bajwa) P.Eng (778.995.2404) Geotechnical 7. HPO: Residential Builder- Solaris Properties Inc. | The LM Fireplace Warehouse Ltd.
SP-2022-00412 | 2022-03-22 | 4477 JOHN STREET, Vancouver, BC V5V 3W9 | Sprinkler Permit | Residential | New | Completed | Residential - new sprinkler system for single family To construct a 2 storey one-family dwelling with a secondary suite located in the Basement with an attached garage providing 1 parking space, having vehicular access from the street. 1. Covenant registered at the Land Title Office under CA9158038 2. No Strata Titling permitted 3. A/C proposed – Exterior component located in Rear Yard (West), Interior component located in second floor 4. Bar sink located in basement flex room 5. Schedule B: (Henry S.N Hsu) P.Eng (604.322.7158) Structural 6. Schedule B: (Tegbir Bajwa) P.Eng (778.995.2404) Geotechnical 7. HPO: Residential Builder- Solaris Properties Inc. | Spectrum Fire Protection Ltd
NULL | NULL | 4477 JOHN STREET, Vancouver, BC V5V 3W9 | Plumbing Permit | Residential | New | Withdrawn | Residential - Installation of DCVA for irrigation | NULL
PP-2022-03983 | 2022-11-03 | 4477 JOHN STREET, Vancouver, BC V5V 3W9 | Plumbing Permit | Residential | New | Completed | Residential - Lawn irrigation | Able Irrigation Ltd
EP-2022-02023 | 2022-03-16 | 4486 JOHN STREET, Vancouver, BC V5V 3X1 | Electrical Permit | Residential | Renovation | Completed | Installation / Repair - Residential - Panel change- upgrade from 100 amp to 200 amp (CF-2021-002938) | Larry Husty
EP-2022-06415 | 2022-07-29 | 4487 JOHN STREET, Vancouver, BC V5V 3W9 | Electrical Permit | Residential | Renovation | Completed | Installation / Repair - Residential - Overhead service upgrade from 100 Amp to 200 Amp | ENERGY ELECTRIC LTD
PP-2022-02642 | 2022-08-02 | 4521 JOHN STREET, Vancouver, BC V5V 3X3 | Plumbing Permit | Residential | Renovation | Completed | Residential - DWV and water line installation for new basement plumbing fixtures, main floor plumbing fixtures and hook up to existing bathroom on main floor. Exterior/Interior alterations to existing character one family dwelling. Scope of work to include renovation to basement, new foundation/footing and lowering slab, interior layout changes to basement and main floor including new bath on basement level and kitchen updates on main floor. AMEND: AUG 10/2022 ADD 1 AUTO WASHER & REMOVE 1 BATHTUB ON 1ST FLOOR AMEND: NOV 15/2022 Add one toilet, one lavatory sink and one tub for the top floor. | GVA Plumbing & Heating Ltd
MP-2022-00547 | 2022-11-10 | 4521 JOHN STREET, Vancouver, BC V5V 3X3 | Mechanical Permit | NULL | NULL | Completed | NULL | Energy 1 Services Ltd
EP-2022-09920 | 2022-11-29 | 4521 JOHN STREET, Vancouver, BC V5V 3X3 | Electrical Permit | Residential | Renovation | Completed | Installation / Repair - Residential - run 1 x cat5. rg6 and fibre from d mark to basement rec for service feeds run 2 x access point cat6 runs to kitchen counter and upstairs closet >BP: Exterior/Interior alterations to existing character one family dwelling. Scope of work to include renovation to basement, new foundation/footing and lowering slab, interior layout changes to basement and main floor including new bath on basement level and kitchen updates on main floor. REVISION #1: - Relocate rear sunken patio stairs - Relocate stairs to the rear deck | One Stop Alarm Systems Ltd
EP-2022-03918 | 2022-11-24 | 4521 JOHN STREET, Vancouver, BC V5V 3X3 | Electrical Permit | Residential | Renovation | Completed | Installation / Repair - Residential - MP-2022-00547 Kitchen Reno, Service Change, Heatpump, EV Charger -Service is to be upgraded. from 100A to 200A >BP: Exterior/Interior alterations to existing character one family dwelling. Scope of work to include renovation to basement, new foundation/footing and lowering slab, interior layout changes to basement and main floor including new bath on basement level and kitchen updates on main floor. Schedule B submitted by: James Lee 604-325-7503 REUP submitted by: Scott Silverthorn of Capture Energy 604-787-1952 REVIEWED UNDER VBBL 2019 | MD White Electrical Ltd
PP-2022-00320 | 2022-02-01 | 4521 JOHN STREET, Vancouver, BC V5V 3X3 | Plumbing Permit | Residential | Renovation | Completed | Residential - new draintile, RWL, storm sump Exterior/Interior alterations to existing character one family dwelling. Scope of work to include renovation to basement, new foundation/footing and lowering slab, interior layout changes to basement and main floor including new bath on basement level and kitchen updates on main floor. | J & R Excavation & Demolition Ltd.
GP-2022-01255 | 2022-04-21 | 4565 INVERNESS STREET, Vancouver, BC V5V 4X3 | Gas Permit | Residential | Renovation | Completed | Residential - New Furnace Installation | Pro Ace Heating & Air Conditioning Services Ltd
GP-2023-00525 | 2023-02-15 | 4565 INVERNESS STREET, Vancouver, BC V5V 4X3 | Gas Permit | Residential | Renovation | Completed | Residential - Tankless Installation | Pro Ace Heating & Air Conditioning Services Ltd
EP-2023-11085 | 2023-12-18 | 4596 INVERNESS STREET, Vancouver, BC V5V 4X4 | Electrical Permit | Residential | Addition | Issued | Installation / Repair - Residential - Add two bed rooms all rough wiring and finishing -Add two bedrooms in house to cover garage area as with building code We are do rough wiring and finishing in those two rooms >BP: Exterior and interior alterations and change of use to this existing two-storey one-family dwelling to convert to one-family dwelling1fd with secondary suite with two surface parking space provided in the rear yard with access from the lane. Scope of work includes to convert attached garage into bedrooms and propose new kitchen layout on the second floor. Structural schedule B signed and sealed by Iman Sharif, 778.882.6716 Note: - No strata-titling permitted. - An annual Vancouver Business License must be obtained prior to the rental of this approved one-family dwelling and/or secondary suite on this site. - Dedicated 3'-0" wide firefighting access path with overhead clearance of 2m to be maintained at all times. - Smoke alarms to be installed in conformance with Vancouver Building Bylaw subsections 3.2.4 and 9.10.19. - CO Alarms to be installed in conformance with Vancouver Building Bylaw subsections 6.2.4 and 9.32.4. - All unsafe guards and handrails to be upgraded to the satisfaction of the Chief Building Official. | H.L. ELECTRICAL LTD
PP-2023-04317 | 2023-12-18 | 4596 INVERNESS STREET, Vancouver, BC V5V 4X4 | Plumbing Permit | Residential | Addition | Issued | Residential - Addition of bathroom to new bedroom >BP: Exterior and interior alterations and change of use to this existing two-storey one-family dwelling to convert to one-family dwelling with two surface parking space provided in the rear yard with access from the lane. Scope of work includes to convert attached garage into bedrooms and propose new kitchen layout on the second floor. Structural schedule B signed and sealed by Iman Sharif, 778.882.6716 Note: - No strata-titling permitted. - An annual Vancouver Business License must be obtained prior to the rental of this approved one-family dwelling and/or secondary suite on this site. - Dedicated 3'-0" wide firefighting access path with overhead clearance of 2m to be maintained at all times. - Smoke alarms to be installed in conformance with Vancouver Building Bylaw subsections 3.2.4 and 9.10.19. - CO Alarms to be installed in conformance with Vancouver Building Bylaw subsections 6.2.4 and 9.32.4. - All unsafe guards and handrails to be upgraded to the satisfaction of the Chief Building Official. | Metro Plumbing Ltd
NULL | NULL | 4596 INVERNESS STREET, Vancouver, BC V5V 4X4 | Plumbing Permit | Residential | Addition | Draft | Residential - Drain tile installation | Metro Plumbing Ltd
EP-2021-04005 | 2022-09-21 | 4596 INVERNESS STREET, Vancouver, BC V5V 4X4 | Electrical Permit | Residential | Addition | Completed | Installation / Repair - Residential - Wiring and installation of new 40 amp circuit including disconnect switch for AC in rear Total load including AC 28880 watts ,120.33 am House has 200 amp >4596 Inverness St Exterior and interior alteration add secondary suite, convert attached garage to bedroom NOTE: DB-2020-01294 has been revised to include AC Rev.#1 1) Install A/C unit | BC Highlight Electric Corp
GP-2022-00905 | 2022-03-22 | 4649 INVERNESS STREET, Vancouver, BC V5V 4X3 | Gas Permit | Residential | Renovation | Completed | Residential - Re/re of hot water tank with tankless water heater | 1236318 BC Ltd DBA Aquatech Vancouver
EP-2022-02382 | 2022-03-24 | 4649 INVERNESS STREET, Vancouver, BC V5V 4X3 | Electrical Permit | Residential | Renovation | Completed | Installation / Repair - Residential - service upgrade from 100amp to 200 amps | Mountain Point Electrical Inc.
GP-2023-03007 | 2023-10-11 | 2217 GRAVELEY STREET, Vancouver, BC V5L 3C1 | Gas Permit | Residential | Addition | Completed | Residential - re and re gas range | Christopher Sterling
GP-2023-01975 | 2023-06-30 | 2217 GRAVELEY STREET, Vancouver, BC V5L 3C1 | Gas Permit | Residential | Renovation | Completed | Residential - Replace Hot water tank | Hillcrest Plumbing & Heating (1991) Ltd
EP-2023-05284 | 2023-06-13 | 2240 GRAVELEY STREET, Vancouver, BC V5L 3C2 | Electrical Permit | Residential | Renovation | Cancelled | Installation / Repair - Residential - Service upgrade from 100A to 200A | Centre Electric Ltd
GP-2022-01524 | 2022-08-09 | 2240 GRAVELEY STREET, Vancouver, BC V5L 3C2 | Gas Permit | Residential | Renovation | Completed | Residential - Conversion of existing wood burning fireplaces to gas. Rough-in new gasline to each fireplace and complete installation with 2 gas inserts. | SIERRA MECHANICAL LTD
GP-2022-00257 | 2022-01-28 | 2309 GRAVELEY STREET, Vancouver, BC V5L 3C3 | Gas Permit | Residential | Renovation | Completed | Residential - RE AND RE GAS LOG SET TO E25I INSERT | BC Fireplace Service Inc
PP-2023-04104 | 2023-11-22 | 2331 GRAVELEY STREET, Vancouver, BC V5L 3C3 | Plumbing Permit | Residential | Renovation | Completed | Residential - drainage and water lines to kitchen sink install a new laundry box to service. The new area for laundry will include new waterlines and drainage. **No Building alterations or Building work otherwise a BP will be required | Across Town Plumbing & Heating (2017) Ltd
GP-2023-03661 | 2023-11-27 | 2331 GRAVELEY STREET, Vancouver, BC V5L 3C3 | Gas Permit | Residential | Renovation | Completed | Residential - 1 Range 1/2 branch arm for kitchen stove | Across Town Plumbing & Heating (2017) Ltd
GP-2023-03913 | 2023-12-12 | 2331 GRAVELEY STREET, Vancouver, BC V5L 3C3 | Gas Permit | Residential | Renovation | Issued | Residential - 1 Hot Water Heater Install chimney liner 4” and connect hot water tank | Slavi A Asenov
EP-2023-06535 | 2023-07-19 | 2331 GRAVELEY STREET, Vancouver, BC V5L 3C3 | Electrical Permit | Residential | Renovation | Issued | Installation / Repair - Residential - Upgrade 60 amp overhead 120/240V electrical service to 200 amp. Install dryer and washer branch circuits; install smoke alarms in the bedrooms; install cooper wire to bond gas and water lines. >Permit Amendment Sep 07, 2023 1) addition of kitchen wiring: fridge, microwave, counter plugs, stove to move to adjacent wall. 2) addition of 1 bedroom receptacle 3) removal of knob and tube wiring for upstairs lighting and rerun NMD 90 for lighting upstairs | Kato Electrical Inc
MP-2023-01175 | 2023-06-26 | 2335 GRAVELEY STREET, Vancouver, BC V5L 3C3 | Mechanical Permit | NULL | NULL | Completed | NULL | Moore & Russell Heating Ltd
EP-2023-05745 | 2023-07-10 | 2335 GRAVELEY STREET, Vancouver, BC V5L 3C3 | Electrical Permit | Residential | Tenant Improvement | Issued | Installation / Repair - Residential - Electrical installation of heat pump and air handler including swapping panel MP-2023-01175 | Moore And Russell Heating And Air Conditioning Ltd
GP-2023-00651 | 2023-02-22 | 2351 GRAVELEY STREET, Vancouver, BC V5L 3C3 | Gas Permit | Residential | Renovation | Completed | Residential - Re & Re HWT Gas | Milani Plumbing Heating & Air Conditioning Ltd
EP-2022-03462 | 2022-04-28 | 8056 HAIG STREET, Vancouver, BC V6P 4R9 | Electrical Permit | Residential | New | Expired | Temporary Power - Residential - To provide temporary power. | Myarc Electrical Inc
SP-2023-00734 | 2023-04-28 | 8056 HAIG STREET, Vancouver, BC V6P 4R9 | Sprinkler Permit | Residential | New | Completed | Residential - Install sprinklers in duplex >BP: To construct a 2 and a half storey two-family dwelling with a detached accessory building (garage) at the rear providing 2 parking spaces, having vehicular access from the lane. **Environmental Soil Report to be submitted prior to forms inspection for the Underground Storage Tank. Environmental Protection review and approval will be required prior to forms inspection.** The entire building, INCLUDING THE ATTACHED GARAGE (if applicable), to be sprinklered to 2x NFPA 13D. Note: This is a 2 and a half storey building pursuant to the Zoning and Development By-Law 1. A/C unit proposed in the rear, inter- upper half storey 2. No bar sink proposed 3. Structural & Geotechnical Schedule B: Ma Ke Jian P.Eng. (604)-599-8890 4. Architectural item #1.5 schedule B: Bill Ma P.Eng. (778)-512-9688 5. HPO: Jinye Development & Investment | Gold Key Fire Protection Ltd
EP-2023-02705 | 2023-04-20 | 8056 HAIG STREET, Vancouver, BC V6P 4R9 | Electrical Permit | Residential | New | Completed | Installation / Repair - Residential - Install electrical service, panel box, light fixtures, smoke detectors, bathroom fans, receptacles and switches, wiring branch/appliance circuits. >BP: 2FD To construct a 2 and a half storey two-family dwelling with a detached accessory building (garage) at the rear providing 2 parking spaces, having vehicular access from the lane. **Environmental Soil Report to be submitted prior to forms inspection for the Underground Storage Tank. Environmental Protection review and approval will be required prior to forms inspection.** The entire building, INCLUDING THE ATTACHED GARAGE (if applicable), to be sprinklered to 2x NFPA 13D. 1. A/C unit proposed in the rear, inter- upper half storey 2. No bar sink proposed 3. Structural & Geotechnical Schedule B: Ma Ke Jian P.Eng. (604)-599-8890 4. Architectural item #1.5 schedule B: Bill Ma P.Eng. (778)-512-9688 5. HPO: Jinye Development & Investment | Myarc Electrical Inc
GP-2023-00919 | 2023-03-20 | 8056 HAIG STREET, Vancouver, BC V6P 4R9 | Gas Permit | Residential | New | Completed | Residential - To install 2 boiler 2 range >BP: To construct a 2 and a half storey two-family dwelling with a detached accessory building (garage) at the rear providing 2 parking spaces, having vehicular access from the lane. | JOT MECHANICAL LTD
EP-2023-02244 | 2023-03-16 | 8056 HAIG STREET, Vancouver, BC V6P 4R9 | Electrical Permit | Residential | New | Completed | Installation / Repair - Residential - extra low voltage ( tv, tel, net, alarm, doorbells and cctv ) >BP: To construct a 2 and a half storey two-family dwelling with a detached accessory building (garage) at the rear providing 2 parking spaces, having vehicular access from the lane. **Environmental Soil Report to be submitted prior to forms inspection for the Underground Storage Tank. Environmental Protection review and approval will be required prior to forms inspection.** The entire building, INCLUDING THE ATTACHED GARAGE (if applicable), to be sprinklered to 2x NFPA 13D. Note: This Building Permit will remain in a suspended status until the associated (green) Demolition Permit BP-2022-01806 is completed. Note: This is a 2 and a half storey building pursuant to the Zoning and Development By-Law 1. A/C unit proposed in the rear, inter- upper half storey 2. No bar sink proposed 3. Structural & Geotechnical Schedule B: Ma Ke Jian P.Eng. (604)-599-8890 4. Architectural item #1.5 schedule B: Bill Ma P.Eng. (778)-512-9688 5. HPO: Jinye Development & Investment "Combustible projections or roof soffits on an exposing building face shall not project to less than .45m from the property line and shall be in compliance with VBBL 2019 9.10.15.5.(9)" Any alterations or conversions to the attached garage (if applicable) to habitable living space shall not be permitted without first obtaining the approval of the Director of Planning and the Chief Building Official. Thermal protection measures and Laneway house design guidelines shall be required to be met prior to the approval of the conversion. ***This permit is issued under the VBBL 2019 *** | RAJNESH RAJU DBA: OPTIMUS SECURITY SYSTEMS
PP-2022-04401 | 2022-12-12 | 8056 HAIG STREET, Vancouver, BC V6P 4R9 | Plumbing Permit | Residential | New | Completed | Residential - PLUMBING >BP: To construct a 2 and a half storey two-family dwelling with a detached accessory building (garage) at the rear providing 2 parking spaces, having vehicular access from the lane. **Environmental Soil Report to be submitted prior to forms inspection for the Underground Storage Tank. Environmental Protection review and approval will be required prior to forms inspection.** The entire building, INCLUDING THE ATTACHED GARAGE (if applicable), to be sprinklered to 2x NFPA 13D. Note: This Building Permit will remain in a suspended status until the associated (green) Demolition Permit BP-2022-01806 is completed. Note: This is a 2 and a half storey building pursuant to the Zoning and Development By-Law 1. A/C unit proposed in the rear, inter- upper half storey 2. No bar sink proposed 3. Structural & Geotechnical Schedule B: Ma Ke Jian P.Eng. (604)-599-8890 4. Architectural item #1.5 schedule B: Bill Ma P.Eng. (778)-512-9688 5. HPO: Jinye Development & Investment | Forbes Mechanical Ltd
MP-2023-00058 | 2023-01-13 | 8056 HAIG STREET, Vancouver, BC V6P 4R9 | Mechanical Permit | NULL | NULL | Completed | NULL | Forbes Mechanical Ltd
PP-2022-03765 | 2022-10-20 | 8056 HAIG STREET, Vancouver, BC V6P 4R9 | Plumbing Permit | Residential | New | Completed | Residential - SUMP | J B Siteworks Inc
EP-2022-08970 | 2022-11-10 | 8192 HAIG STREET, Vancouver, BC V6P 4R9 | Electrical Permit | Residential | New | Issued | Installation / Repair - Residential - New house electrical installation *An approved mechanical permit is required for the installation of air conditioning or heat pump unit at the time of installation before an electrical inspection will be performed >>BP: To construct a two-storey two-family dwelling ($672,125.00) with a detached accessory building (garage) at the rear providing 2 parking spaces, having vehicular access from the lane. Note: This is a 2 storey building pursuant to the Zoning and Development By-Law 1. A/C units proposed in the rear yard 2. Schedule B: Tsung-Hua Yang, P. Eng. (604-729-0585) Structural & Geotechnical 3. HPO: Residential Builder - Canada Wing-Form Development Ltd. 4. The entire building to be sprinklered to 2 X NFPA 13D. ***This permit has been issued under the VBBL 2019, with updated energy requirements as per bylaw # 12997 effective Jan 01, 2022.*** >>>Amend:Nov 10/22 Both unit need 1 Phase 3 wires 120/240 V 200A panel, 250 kcmil cable; Service need 1 Phase 3 wires 120/240 V 400A 2 meters 2x250 kcmil cable >>>Amend: Apr 27/23 Work Description Amended: The builder checked the application materials of the house and found that the house can be heated by gas, so he wanted to change the electric meter to 200A to save the construction period | ACS INDUSTRY LTD
PP-2022-04033 | 2022-11-08 | 8192 HAIG STREET, Vancouver, BC V6P 4R9 | Plumbing Permit | Residential | New | Issued | Residential - 2FD - to install 1 gravity sump | Trust Excavation & Demolition Ltd
PP-2023-00168 | 2023-01-17 | 8192 HAIG STREET, Vancouver, BC V6P 4R9 | Plumbing Permit | Residential | New | Issued | Residential - plumbing >BP: To construct a two-storey two-family dwelling with a detached accessory building (garage) at the rear providing 2 parking spaces, having vehicular access from the lane. Note: This is a 2 storey building pursuant to the Zoning and Development By-Law 1. A/C units proposed in the rear yard 2. Schedule B: Tsung-Hua Yang, P. Eng. (604-729-0585) Structural & Geotechnical 3. HPO: Residential Builder - Canada Wing-Form Development Ltd. 4. The entire building to be sprinklered to 2 X NFPA 13D. | Forbes Mechanical Ltd
EP-2022-06361 | 2022-07-28 | 8192 HAIG STREET, Vancouver, BC V6P 4R9 | Electrical Permit | Residential | New | Expired | Temporary Power - Residential - TEMPORARY POWER POLE VALID: JULY 28/2022 TO JULY 27/2023 To provide temporary power. | ACS INDUSTRY LTD
GP-2023-00917 | 2023-03-15 | 8192 HAIG STREET, Vancouver, BC V6P 4R9 | Gas Permit | Residential | New | Issued | Residential - To install 2 boiler 2 range 2 BBQ There is pipping for 2 BBQ >BP: To construct a two-storey two-family dwelling with a detached accessory building (garage) at the rear providing 2 parking spaces, having vehicular access from the lane. May 24/2023-AMEND -please remove the gas boilers from the permit | JOT MECHANICAL LTD
SP-2023-00735 | 2023-05-01 | 8192 HAIG STREET, Vancouver, BC V6P 4R9 | Sprinkler Permit | Residential | New | Completed | Residential - 2FD - FRONT - 8192 HAIG ST - #1 BACK - 8192 HAIG ST - #2 Install sprinklers in Duplex >DB: To construct a two-storey two-family dwelling with a detached accessory building (garage) at the rear providing 2 parking spaces, having vehicular access from the lane. Note: This is a 2 storey building pursuant to the Zoning and Development By-Law 1. A/C units proposed in the rear yard 4. The entire building to be sprinklered to 2 X NFPA 13D. | Gold Key Fire Protection Ltd
MP-2023-00167 | 2023-02-07 | 8192 HAIG STREET, Vancouver, BC V6P 4R9 | Mechanical Permit | NULL | NULL | Completed | NULL | Forbes Mechanical Ltd
MP-2023-00813 | 2023-05-10 | 8192 HAIG STREET, Vancouver, BC V6P 4R9 | Mechanical Permit | NULL | NULL | Completed | NULL | UComfort Services Inc
EP-2023-03865 | 2023-05-03 | 8192 HAIG STREET, Vancouver, BC V6P 4R9 | Electrical Permit | Residential | New | Completed | Installation / Repair - Residential - Tel, TV, DATA, intercom, CCTV, alarm finish. >BP: To construct a two-storey two-family dwelling ($672,125.00) with a detached accessory building (garage) at the rear providing 2 parking spaces, having vehicular access from the lane. Note: This Building Permit will remain in a suspended status until the associated (green) Demolition Permit BP-2022-03291 is completed. Note: This is a 2 storey building pursuant to the Zoning and Development By-Law 1. A/C units proposed in the rear yard 2. Schedule B: Tsung-Hua Yang, P. Eng. (604-729-0585) Structural & Geotechnical 3. HPO: Residential Builder - Canada Wing-Form Development Ltd. 4. The entire building to be sprinklered to 2 X NFPA 13D. ***This permit has been issued under the VBBL 2019, with updated energy requirements as per bylaw # 12997 effective Jan 01, 2022.*** | Anmi Technology Corp.
EP-2023-10368 | 2023-12-21 | 1500 HOWE STREET, Vancouver, BC V6Z 2N1 | Electrical Permit | Commercial | Renovation | Completed | Installation / Repair - Commercial - ATS Installation:; Remove existing ATS; Install new customer supplied ATS; Installing wiring for new ATS; Assisting Simson Maxwell with testing and commissioning of new ATS.-Re/Re from old to new ATS lugs to EM distribution as this was not installed to current code.Like for Like replacement only As per contractor. | Houle Electric Limited
EP-2022-07834 | NULL | 1286 HOMER STREET, Vancouver, BC | Electrical Permit | Commercial | Tenant Improvement | In Review | Installation / Repair - Commercial - LED UPGRADE - Bypass balast V to tombstones | Energy Network Services Inc
EP-2022-03640 | 2022-05-13 | 1290 HOMER STREET, Vancouver, BC V6B 2Y5 | Electrical Permit | Commercial | Tenant Improvement | Completed | Installation / Repair - Commercial - INSTALL, WIRE (4) relocate existing C02 sensors for existing VAV's.....(28) stats for existing / relocated VRF FCs...communication wiring included | Modern Systems Management Ltd
EP-2022-02374 | 2022-03-30 | 1290 HOMER STREET, Vancouver, BC V6B 2Y5 | Electrical Permit | Commercial | Tenant Improvement | Completed | Installation / Repair - Commercial - - Supply & install all new lighting and lighting controls, receptacles & data cabling on 5th floor . Provide power to mechanical equipment as required. Install additional F/A speakers per drawings, provide hardwired connection to workstations, Supply & install new 100A sub-panel >BP: #500 - 5th floor Interior alterations to provide a first tenant improvements to this office (shell) space for a new multi-floor office tenant on the 5th floor (#500) in this existing mixed use commercial building. Scope of work: complete tenant fit out for new offices, boardroom, staff lounge. Electrical, Plumbing, Mechanical, sprinklers to suit. TENANT: PayByPhone Technologies Inc | Ino-Tek Electric Ltd.
EP-2022-02375 | 2022-03-30 | 1290 HOMER STREET, Vancouver, BC V6B 2Y5 | Electrical Permit | Commercial | Tenant Improvement | Completed | Installation / Repair - Commercial - - - Supply & install all new lighting and lighting controls, receptacles & data cabling on 4th floor . Provide power to mechanical equipment as required. Install additional F/A speakers per drawings, provide hardwired connection to workstations, Supply & install new 100A sub-panel >BP: #400 - 4th floor First tenant improvement for a new multi-floor office tenant on the 4th floor (#400) in this existing mixed use building. Scope of work per VBBL 2019: complete tenant fit out for new offices, boardroom, staff lounge. Electrical, Plumbing, Mechanical, Sprinklers to suit. TENANT: PayByPhone Technologies Inc | Ino-Tek Electric Ltd.
EP-2022-02376 | 2022-03-30 | 1290 HOMER STREET, Vancouver, BC V6B 2Y5 | Electrical Permit | Commercial | Tenant Improvement | Completed | Installation / Repair - Commercial - - - Supply & install all new lighting and lighting controls & receptacles as shown on plans for 3rd floor . Provide power to mechanical equipment as required. Install additional F/A speakers per drawings >BP: #300 - 3rd floor First tenant improvement for a new multi-floor office tenant on the 3rd floor (#300) in this existing mixed use commercial building. Scope of work per VBBL 2019: complete tenant fit out for new offices, boardroom, staff lounge. Electrical, Plumbing, Mechanical, Sprinklers to suit. TENANT: PayByPhone Technologies Inc | Ino-Tek Electric Ltd.
EP-2022-02338 | 2022-03-30 | 1290 HOMER STREET, Vancouver, BC V6B 2Y5 | Electrical Permit | Commercial | Tenant Improvement | Completed | Installation / Repair - Commercial - Supply & install all new lighting and lighting controls, receptacles & data cabling on 4 floors (3, 4, 5, &6). Provide power to mechanical equipment as required. Install additional F/A speakers per drawings, provide hardwired connection to workstations, Supply & install new 100A sub-panels on 4th 5th & 6th floors. - I selected grounding/bonding as we will bond the data rack on each floor, we are adding a 60A sub panel >BP: Interior alterations to provide the first tenant improvement to this office (shell) space for a new multi-floor office tenant on the 6th floor (#600) in this existing mixed use commercial building. Scope of work: complete tenant fit out for offices, boardroom, staff lounge. Electrical, Plumbing, Mechanical, sprinklers to suit. TENANT: PayByPhone Technologies Inc OK for Field Review per Kim V - Dec 17/21 Letters of Assurance submitted: Schedule A by Andrew Igel, Architect, AIBC. Ph#778-839-4260. Architectural Schedule B letter by Andrew Igel, Architect, AIBC. Ph#778-839-4260. Electrical Schedule B by by Birinder Walia, P.Eng. Ph#604-561-3234 Pluming/Mechanical Schedule B by Recep Ahmet Ozata, P.Eng. Ph#604-684-5995. Energy upgrade exempt - 1st TI Energy checklist is currently no longer required with your Building Permit (BP) application. Some supporting documents are still required at BP stage, specifically Envelope and HVAC, if applicable. Service Water Heating and Lighting supporting documents, if applicable, must be submitted with your related trades permits (e.g. electrical and plumbing). All energy upgrades will be checked during inspections stage. It is the applicant's responsibility to identify and note all required upgrades including energy upgrades on their BP drawings at BP stage. | Ino-Tek Electric Ltd.
SP-2022-00352 | 2022-03-17 | 1290 HOMER STREET, Vancouver, BC V6B 2Y5 | Sprinkler Permit | Commercial | Tenant Improvement | Completed | Commercial - ADD AND RELOCATE 15 SPRINKLER HEADS #300 - 3rd floor First tenant improvement for a new multi-floor office tenant on the 3rd floor (#300) in this existing mixed use commercial building. Scope of work per VBBL 2019: complete tenant fit out for new offices, boardroom, staff lounge. Electrical, Plumbing, Mechanical, Sprinklers to suit. TENANT: PayByPhone Technologies Inc *****This application does not include any of the following: 1. Not more than 20 sprinklers (add, relocate, or remove), 2. hydraulic calculations, 3. change in occupancy and /or hazard classification, 4. warehouse storage arrangements, 5. mobile compact storage arrangements, 6. alternative solutions, 7. changes to the sprinkler system supply piping (e.g. valves, mains, cross-mains, branch-lines, etc.), or 8. flexible sprinkler pipe. | Priority Fire Systems Ltd
SP-2022-00353 | 2022-03-15 | 1290 HOMER STREET, Vancouver, BC V6B 2Y5 | Sprinkler Permit | Commercial | Tenant Improvement | Completed | Commercial - ADD AND RELOCATE 20 SPRINKLER HEADS #400 - 4th floor First tenant improvement for a new multi-floor office tenant on the 4th floor (#400) in this existing mixed use building. Scope of work per VBBL 2019: complete tenant fit out for new offices, boardroom, staff lounge. Electrical, Plumbing, Mechanical, Sprinklers to suit. For Plan Sketch and Under 20 sprinkler heads TI *****This application does not include any of the following: 1. Not more than 20 sprinklers (add, relocate, or remove), 2. hydraulic calculations, 3. change in occupancy and /or hazard classification, 4. warehouse storage arrangements, 5. mobile compact storage arrangements, 6. alternative solutions, 7. changes to the sprinkler system supply piping (e.g. valves, mains, cross-mains, branch-lines, etc.), or 8. flexible sprinkler pipe. | Priority Fire Systems Ltd
SP-2022-00354 | 2022-03-17 | 1290 HOMER STREET, Vancouver, BC V6B 2Y5 | Sprinkler Permit | Commercial | Tenant Improvement | Completed | Commercial - ADD AND RELOCATE 18 SPRINKLER HEADS IT is on our plans, in title blocks, on sch B page 2 with company name, front of calcs with company name It is 1002123 #500 - 5th floor Interior alterations to provide a first tenant improvements to this office (shell) space for a new multi-floor office tenant on the 5th floor (#500) in this existing mixed use commercial building. Scope of work: complete tenant fit out for new offices, boardroom, staff lounge. Electrical, Plumbing, Mechanical, sprinklers to suit. TENANT: PayByPhone Technologies Inc *****This application does not include any of the following: 1. Not more than 20 sprinklers (add, relocate, or remove), 2. hydraulic calculations, 3. change in occupancy and /or hazard classification, 4. warehouse storage arrangements, 5. mobile compact storage arrangements, 6. alternative solutions, 7. changes to the sprinkler system supply piping (e.g. valves, mains, cross-mains, branch-lines, etc.), or 8. flexible sprinkler pipe. | Priority Fire Systems Ltd
SP-2022-00355 | 2022-03-16 | 1290 HOMER STREET, Vancouver, BC V6B 2Y5 | Sprinkler Permit | Commercial | Tenant Improvement | Completed | Commercial - UNIT #600 - 6th FLOOR ADD AND RELOCATE 20 SPRINKLER HEADS #600 - 6th floor Interior alterations to provide the first tenant improvement to this office (shell) space for a new multi-floor office tenant on the 6th floor (#600) in this existing mixed use commercial building. Scope of work: complete tenant fit out for offices, boardroom, staff lounge. Electrical, Plumbing, Mechanical, sprinklers to suit. TENANT: PayByPhone Technologies Inc This application does not include any of the following: 1. Not more than 20 sprinklers (add, relocate, or remove), 2. hydraulic calculations, 3. change in occupancy and /or hazard classification, 4. warehouse storage arrangements, 5. mobile compact storage arrangements, 6. alternative solutions, 7. changes to the sprinkler system supply piping (e.g. valves, mains, cross-mains, branch-lines, etc.), or 8. flexible sprinkler pipe. | Priority Fire Systems Ltd
PP-2022-01087 | 2022-03-31 | 1290 HOMER STREET, Vancouver, BC V6B 2Y5 | Plumbing Permit | Commercial | New | Completed | Commercial - Adding New Fixtures >BP: #300 - 3rd floor First tenant improvement for a new multi-floor office tenant on the 3rd floor (#300) in this existing mixed use commercial building. Scope of work per VBBL 2019: complete tenant fit out for new offices, boardroom, staff lounge. Electrical, Plumbing, Mechanical, Sprinklers to suit. TENANT: PayByPhone Technologies Inc | DAVIDSON BROS MECHANICAL CONTRACTORS
PP-2022-01088 | 2022-03-31 | 1290 HOMER STREET, Vancouver, BC V6B 2Y5 | Plumbing Permit | Commercial | New | Completed | Commercial - Adding new fixtures >#400 - 4th floor First tenant improvement for a new multi-floor office tenant on the 4th floor (#400) in this existing mixed use building. Scope of work per VBBL 2019: complete tenant fit out for new offices, boardroom, staff lounge. Electrical, Plumbing, Mechanical, Sprinklers to suit. TENANT: PayByPhone Technologies Inc >>>>>>>> Amend: May 10th -L4 2x DCVA (coffee & fridge) | DAVIDSON BROS MECHANICAL CONTRACTORS
PP-2022-01089 | 2022-03-31 | 1290 HOMER STREET, Vancouver, BC V6B 2Y5 | Plumbing Permit | Commercial | Renovation | Completed | Commercial - Adding New Fixtures >#500 - 5th floor Interior alterations to provide a first tenant improvements to this office (shell) space for a new multi-floor office tenant on the 5th floor (#500) in this existing mixed use commercial building. Scope of work: complete tenant fit out for new offices, boardroom, staff lounge. Electrical, Plumbing, Mechanical, sprinklers to suit. TENANT: PayByPhone Technologies Inc | DAVIDSON BROS MECHANICAL CONTRACTORS
PP-2022-01090 | 2022-03-31 | 1290 HOMER STREET, Vancouver, BC V6B 2Y5 | Plumbing Permit | Commercial | New | Completed | Commercial - Adding New Fixtures >#600 - 6th floor Interior alterations to provide the first tenant improvement to this office (shell) space for a new multi-floor office tenant on the 6th floor (#600) in this existing mixed use commercial building. Scope of work: complete tenant fit out for offices, boardroom, staff lounge. Electrical, Plumbing, Mechanical, sprinklers to suit. TENANT: PayByPhone Technologies Inc | DAVIDSON BROS MECHANICAL CONTRACTORS
EP-2022-09434 | 2022-11-07 | 1290 HOMER STREET, Vancouver, BC V6B 2Y5 | Electrical Permit | Commercial | Tenant Improvement | Completed | Installation / Repair - Commercial - Install 3 plugs in kitchen and switch for garburator. | Blueline Electrical Services Ltd
EP-2022-08871 | 2022-10-19 | 1290 HOMER STREET, Vancouver, BC V6B 2Y5 | Electrical Permit | Commercial | NULL | Expired | Annual / Operating - ANNUAL OPERATING PERMIT VALID: SEPT 24/2022 TO SEPT 23/2023 EXPIRED PERMIT: EP-2021-07125 | Ino-Tek Electric Ltd.
EP-2023-09853 | 2023-11-01 | 1290 HOMER STREET, Vancouver, BC V6B 2Y5 | Electrical Permit | Commercial | NULL | Issued | Annual / Operating - ANNUAL OPERATING PERMIT CF-2023-01158 VALID: SEPT 24/2023 TO SEPT 23/2024 RENEWAL OF EP-2022-08871 | Ino-Tek Electric Ltd.
EP-2023-09004 | 2023-10-06 | 1331 HOMER STREET, Vancouver, BC V6B 5M5 | Electrical Permit | Commercial | NULL | Issued | Annual / Operating - Annual / Operating permit Annual Operating Permit for maintenance of building common areas. -Renewal of EP-2022-08509 -Valid Oct. 9, 2023 - Oct. 8, 2024 | Santec Electric Inc
EP-2022-08509 | 2022-10-07 | 1331 HOMER STREET, Vancouver, BC V6B 5M5 | Electrical Permit | Commercial | NULL | Expired | Annual / Operating - Annual / Operating permit Annual Operating Permit for maintenance of building common areas. -Renewal of EP-2021-07362 -Valid: Oct. 9, 2022 - Oct. 8, 2023 | Santec Electric Inc
GP-2023-03969 | NULL | 2555 HEMLOCK STREET, Vancouver, BC V6H 2V2 | Gas Permit | Commercial | Renovation | Application Incomplete | Commercial - Re and re boiler and indirect hot water heater | DELCO MECHANICAL SYSTEMS LTD
EP-2022-03092 | 2022-04-19 | 2620 HEMLOCK STREET, Vancouver, BC V6H 2V5 | Electrical Permit | Residential | Renovation | Issued | Installation / Repair - Residential - New 400amp 3 phase service to replace existing 200 amp service. New wiring to each suite for future upgrade roughed in. Re connect all existing house and suite wiring to new service and label. | Balsam Electric Ltd
EP-2023-10378 | 2023-11-21 | 2835 HEMLOCK STREET, Vancouver, BC V6H 2V8 | Electrical Permit | Commercial | Renovation - Dwelling Unit(s) only | Issued | Installation / Repair - Commercial - replace the existing panel and install new panel -wiring the kitchen -replace the Bath room Fan - install and wired the Smoke Alarm -install wired total of 10 -LED pot light >BP: Interior alterations to provide improvements to dwelling unit #304 on the third floor of this multiple dwelling building on this site. Work to replace insulation between roof and ceiling. Work to include: - Demolish the walls between the kitchen and the living room - Alteration to the kitchen and install a new kitchen island - Remove drop ceiling - Install new roof insulation and GWB where required - New paint and finished - New 60 min Timer in the bathroom Letter of assurance provided by: Schedule B(Arch) & D: Robert Bradbury, Architect AIBC,604-831-9451 Note: - DBI to determine on site whether Structural drawings and schedule B are required - Energy checklist is currently no longer required with your Building Permit (BP) application. Some supporting documents are still required at BP stage, specifically Envelope and HVAC, if applicable. Service Water Heating and Lighting supporting documents, if applicable, must be submitted with your related trades permits (e.g. electrical and plumbing). All energy upgrades will be checked during the inspections stage. It is the applicant’s responsibility to identify and note all required upgrades including energy upgrades on their BP drawings at BP stage. | Amptec Electric Ltd
PP-2023-04038 | 2023-11-16 | 2835 HEMLOCK STREET, Vancouver, BC V6H 2V8 | Plumbing Permit | Commercial | Renovation - Dwelling Unit(s) only | Issued | Commercial - UNIT #304 - Relocate kitchen sink faucet >BP: #304 Interior alterations to provide improvements to dwelling unit #304 on the third floor of this multiple dwelling building on this site. Work to replace insulation between roof and ceiling. Work to include: - Demolish the walls between the kitchen and the living room - Alteration to the kitchen and install a new kitchen island - Remove drop ceiling - Install new roof insulation and GWB where required - New paint and finished - New 60 min Timer in the bathroom | Aquaman Plumbing And Heating Ltd
GP-2022-01124 | 2022-04-08 | 3623 HENNEPIN AVENUE, Vancouver, BC V5S 3X3 | Gas Permit | Residential | Renovation | Completed | Residential - RE&RE Furnace BTU: 60.000 | Milani Plumbing Heating & Air Conditioning Ltd
EP-2022-04180 | 2022-05-24 | 1360 HORNBY STREET, Vancouver, BC V6Z 1W5 | Electrical Permit | Commercial | Addition | Completed | Installation / Repair - Commercial - INSTALLATION OF ENTREPHONE MESH VISCOUNT, CAMERA AND ACCESS SYSTEMS -No Maglocks | ACCURATE ALARMS Ltd
EP-2023-03973 | 2023-06-07 | 1360 HORNBY STREET, Vancouver, BC V6Z 1W5 | Electrical Permit | Commercial | Renovation | Issued | Installation / Repair - Commercial - Blectrical and fire alarm work related to elevator modernization. Drawings submitted under BP >BP: Elevator modernization Interior alterations for fire alarm and elevator modernization. Single stage, DDRS Interior alterations to provide elevator modernization to the existing addressable single stage fire alarm system to incorporate emergency recall of two elevators to meet the requirements of CSA-B44 in this existing 9 storey multiple dwelling residential building. | Fina Electrical Systems Ltd
GP-2022-03079 | 2022-10-11 | 5457 INVERNESS STREET, Vancouver, BC V5W 3P2 | Gas Permit | Residential | Renovation | Completed | Residential - Replacing super hot boiler with Navien NFC 200 combi boiler | Anastase Vlassopoulos DBA Taso Services
PP-2022-03652 | 2022-10-13 | 4744 INVERNESS STREET, Vancouver, BC V5V 4X6 | Plumbing Permit | Residential | New | Completed | Residential - SUMPS | Canadian Excavating Ltd
EP-2023-00185 | 2023-02-24 | 4744 INVERNESS STREET, Vancouver, BC V5V 4X6 | Electrical Permit | Residential | New | Completed | Installation / Repair - Residential - New home electrical installation 200A main house 100A suite dual meter base. >BP: To construct a 2 storey one-family dwelling with a secondary suite located in the Basement with a detached accessory building (garage), at the rear providing 2 parking spaces, having vehicular access from the lane. The entire building, INCLUDING THE ATTACHED GARAGE (if applicable), to be sprinklered to NFPA 13D. Note: This is a 2 storey building pursuant to the Zoning and Development By-Law 1- Covenant registered at the Land Title Office under CA9985406 2- No strata titling permitted 3- A/C unit proposed in rear yard and upper floor 4- No bar sink proposed 5- Schedule B: Jason Hui, P.Eng. (778)-319-3403 Structural & Geotechnical 6- HPO: Medallion Homes Inc. "Combustible projections or roof soffits on an exposing building face shall not project to less than .45m from the property line and shall be in compliance with VBBL 2014 9.10.15.5.(9) Any alterations or conversions to the attached garage (if applicable) to habitable living space shall not be permitted without first obtaining the approval of the Director of Planning and the Chief Building Official. Thermal protection measures and Laneway house design guidelines shall be required to be met prior to the approval of the conversion. ***This permit is issued under the VBBL 2019, with updated energy requirements as per bylaw # 12997 effective Jan 01, 2022.***. | Advance Electric Solutions Ltd
MP-2022-00747 | 2022-12-29 | 4744 INVERNESS STREET, Vancouver, BC V5V 4X6 | Mechanical Permit | NULL | NULL | Completed | NULL | Plumko Plumbing & Heating Services Ltd
PP-2022-04362 | 2022-12-07 | 4744 INVERNESS STREET, Vancouver, BC V5V 4X6 | Plumbing Permit | Residential | New | Completed | Residential - 1FD+SS - #1 & #2 - New house plumbing roughin and finishing >DB: To construct a 2 storey one-family dwelling with a secondary suite located in the Basement with a detached accessory building (garage), at the rear providing 2 parking spaces, having vehicular access from the lane. The entire building, INCLUDING THE ATTACHED GARAGE (if applicable), to be sprinklered to NFPA 13D. Note: This is a 2 storey building pursuant to the Zoning and Development By-Law 1- Covenant registered at the Land Title Office under CA9985406 2- No strata titling permitted 3- A/C unit proposed in rear yard and upper floor 4- No bar sink proposed | Plumko Plumbing & Heating Services Ltd
NULL | NULL | 4744 INVERNESS STREET, Vancouver, BC V5V 4X6 | Mechanical Permit | NULL | NULL | Draft | NULL | Plumko Plumbing & Heating Services Ltd
EP-2022-06814 | 2022-08-16 | 4744 INVERNESS STREET, Vancouver, BC V5V 4X6 | Electrical Permit | Residential | New | Expired | Temporary Power - Residential - To provide temporary power. "NOTE: Work authorized by this permit is for placement of a temporary power pole only and does not authorize any site construction and/or excavation. A separate Building Permit will be required prior to commencement of any other work on this site." | Advance Electric Solutions Ltd
PP-2023-01795 | 2023-05-23 | 4744 INVERNESS STREET, Vancouver, BC V5V 4X6 | Plumbing Permit | Residential | New | Completed | Residential - 3/4 dcva backflow preventer for lawn irrigation >BP: To construct a 2 storey one-family dwelling with a secondary suite located in the Basement with a detached accessory building (garage), at the rear providing 2 parking spaces, having vehicular access from the lane. | Yue Jin Qiu
SP-2023-00303 | 2023-02-22 | 4744 INVERNESS STREET, Vancouver, BC V5V 4X6 | Sprinkler Permit | Residential | New | Completed | Residential - 1FD+SS - #1 & #2 - Install sprinklers in SFD >DB: To construct a 2 storey one-family dwelling with a secondary suite located in the Basement with a detached accessory building (garage), at the rear providing 2 parking spaces, having vehicular access from the lane. The entire building, INCLUDING THE ATTACHED GARAGE (if applicable), to be sprinklered to NFPA 13D. Note: This is a 2 storey building pursuant to the Zoning and Development By-Law 1- Covenant registered at the Land Title Office under CA9985406 2- No strata titling permitted 3- A/C unit proposed in rear yard and upper floor 4- No bar sink proposed | Gold Key Fire Protection Ltd
EP-2023-00635 | 2023-01-26 | 4744 INVERNESS STREET, Vancouver, BC V5V 4X6 | Electrical Permit | Residential | New | Completed | Installation / Repair - Residential - Alarm/TV/Tel/Data rough in and complete Vacuum Rough in Only >BP: To construct a 2 storey one-family dwelling with a secondary suite located in the Basement with a detached accessory building (garage), at the rear providing 2 parking spaces, having vehicular access from the lane. The entire building, INCLUDING THE ATTACHED GARAGE (if applicable), to be sprinklered to NFPA 13D. Note: This is a 2 storey building pursuant to the Zoning and Development By-Law 1- Covenant registered at the Land Title Office under CA9985406 2- No strata titling permitted 3- A/C unit proposed in rear yard and upper floor 4- No bar sink proposed 5- Schedule B: Jason Hui, P.Eng. (778)-319-3403 Structural & Geotechnical 6- HPO: Medallion Homes Inc. | Summit Digital Systems Ltd
GP-2023-00324 | 2023-03-06 | 4744 INVERNESS STREET, Vancouver, BC V5V 4X6 | Gas Permit | Residential | New | Completed | Residential - 2 Fireplace, 2 Range, 1 BBQ New house gas piping. >BP: To construct a 2 storey one-family dwelling with a secondary suite located in the Basement with a detached accessory building (garage), at the rear providing 2 parking spaces, having vehicular access from the lane. | Plumko Plumbing & Heating Services Ltd
GP-2023-00930 | 2023-03-15 | 4744 INVERNESS STREET, Vancouver, BC V5V 4X6 | Gas Permit | Residential | New | Completed | Residential - 1FD+SS - #1 & #2 - Venting, installation and final hook up of an indoor fireplace and installation and final hook up of an outdoor fireplace. >DB: To construct a 2 storey one-family dwelling with a secondary suite located in the Basement with a detached accessory building (garage), at the rear providing 2 parking spaces, having vehicular access from the lane. The entire building, INCLUDING THE ATTACHED GARAGE (if applicable), to be sprinklered to NFPA 13D. Note: This is a 2 storey building pursuant to the Zoning and Development By-Law 1- Covenant registered at the Land Title Office under CA9985406 2- No strata titling permitted 3- A/C unit proposed in rear yard and upper floor 4- No bar sink proposed >>Amend: June 30th to add a BBQ at 48,000BTU for the outdoor kitchen installation and hook up | Galaxy Fireplaces Ltd
EP-2022-08086 | 2022-10-03 | 4838 INVERNESS STREET, Vancouver, BC V5V 4X6 | Electrical Permit | Residential | New | Completed | Installation / Repair - Residential - Low voltage cabling for data/communication To construct a 2.5 storey two-family dwelling with a detached accessory building (garage) at the rear providing 2 parking spaces, having vehicular access from the lane. 1. A/C proposed – Exterior component located in attic balcony, Interior component located in attic floor. 2. Schedule B: (J.J.S Hui) P.Eng (778.319.3403) Structural & Geotechnical 3. HPO: Residential Builder- Lidher Developments Ltd | Raicor Contracting Ltd
PP-2022-02625 | 2022-07-27 | 4838 INVERNESS STREET, Vancouver, BC V5V 4X6 | Plumbing Permit | Residential | New | Completed | Residential - ONE STORM WATER SUMP FOR ALL DRAINTILE & RWL 1 SANITARY LINE FROM EACH UNIT BROUGHT TO FRONT OF PROPERTY JOINED TOGETHER WITH Y AND LEFT AT EDGE OF PROPERTY FOR CITY TO CONNECT STORM LINE LEFT AT EDGE OF PROPERTY FOR CITY TO CONNECT | Lidher Excavating & Demolition Ltd
PP-2022-02619 | 2022-07-27 | 4838 INVERNESS STREET, Vancouver, BC V5V 4X6 | Plumbing Permit | Residential | New | Completed | Residential - 2FD - FRONT - 4838 INVERNESS ST - BACK - 4840 INVERNESS ST New construction plumbing , radiant heat & Gas To construct a 2.5 storey two-family dwelling with a detached accessory building (garage) at the rear providing 2 parking spaces, having vehicular access from the lane. Note: the entire building, INCLUDING THE ATTACHED GARAGE (if applicable), to be sprinklered to 2 x NFPA 13D 1. A/C proposed – Exterior component located in attic balcony, Interior component located in attic floor. AMEND: OCT 24/2022 Add 2 deck drains to exist permit on main floor AMEND: MAR 21/2023 I would like to add - Top floor 2 wash basins, 2 toilets To exist permit | High End Plumbing & Heating Ltd
MP-2022-00051 | 2022-07-26 | 4838 INVERNESS STREET, Vancouver, BC V5V 4X6 | Mechanical Permit | NULL | NULL | Completed | NULL | High End Plumbing & Heating Ltd
GP-2022-02193 | 2022-07-27 | 4838 INVERNESS STREET, Vancouver, BC V5V 4X6 | Gas Permit | Residential | New | Completed | Residential - 2FD - FRONT - 4838 INVERNESS ST - BACK - 4840 INVERNESS ST Rough in 1/2 black iron gas line for duplex project at 4838 & 4840 Inverness st , Gas Navien combi boiler with 2” exhaust pipe Bbq rough in only with 2 psi tag Gas range/ cooktop install To construct a 2.5 storey two-family dwelling with a detached accessory building (garage) at the rear providing 2 parking spaces, having vehicular access from the lane. Note: the entire building, INCLUDING THE ATTACHED GARAGE (if applicable), to be sprinklered to 2 x NFPA 13D 1. A/C proposed – Exterior component located in attic balcony, Interior component located in attic floor. | High End Plumbing & Heating Ltd
EP-2022-06265 | 2022-07-28 | 4838 INVERNESS STREET, Vancouver, BC V5V 4X6 | Electrical Permit | Residential | New | Completed | Installation / Repair - Residential - New construction >BP: To construct a 2.5 storey two-family dwelling ($633,325) with a detached accessory building (garage) at the rear providing 2 parking spaces, having vehicular access from the lane. Note: the entire building, INCLUDING THE ATTACHED GARAGE (if applicable), to be sprinklered to 2 x NFPA 13D 1. A/C proposed – Exterior component located in attic balcony, Interior component located in attic floor. 2. Schedule B: (J.J.S Hui) P.Eng (778.319.3403) Structural & Geotechnical 3. HPO: Residential Builder- Lidher Developments Ltd Note: This is a 2.5 storey building pursuant to the Zoning and Development By-Law Address Information: Principle Dwelling #1: 4838 Inverness St Principle Dwelling #2: 4840 Inverness St Address numbers assigned as per approved plans for Fire and Emergency response. The address numbers are to be posted to the building to be visible from the street and in accordance with the Building By-law prior to final inspection. **THIS PERMIT HAS BEEN ISSUED UNDER THE REQUIREMENTS OF VBBL #12511 (2019) ** | Raicor Contracting Ltd
EP-2022-03219 | 2022-04-21 | 4838 INVERNESS STREET, Vancouver, BC V5V 4X6 | Electrical Permit | Residential | New | Expired | Temporary Power - Residential - To provide temporary power. | C G Electrical Contractors Ltd
GP-2022-00612 | 2022-02-25 | 4839 INVERNESS STREET, Vancouver, BC V5V 4X5 | Gas Permit | Residential | Renovation | Completed | Residential - Bertazzoni 36" Gas Range | Han Appliances & Refrigeration Ltd
GP-2023-02920 | 2023-10-05 | 3935 INVERNESS STREET, Vancouver, BC V5V 4W4 | Gas Permit | Residential | New | Completed | Residential - 1 Gas fireplace installation | 496302 BC Ltd
GP-2022-02594 | 2022-08-30 | 3946 INVERNESS STREET, Vancouver, BC V5V 4W3 | Gas Permit | Residential | Renovation | Completed | Residential - re/re Furnace ** Amend 10/12/2022** Need to add Installation of HWT to Permit.@ 38,000 BTU | Lambert Plumbing & Heating Ltd
GP-2022-02665 | NULL | 3946 INVERNESS STREET, Vancouver, BC V5V 4W3 | Gas Permit | Residential | Renovation | Withdrawn | Residential - installation of furnace | ROMA Heating Ltd
GP-2023-03631 | 2023-11-20 | 7465 INVERNESS STREET, Vancouver, BC V5X 4G9 | Gas Permit | Residential | Renovation | Completed | Residential - RE&RE hot water tank | Milani Plumbing Heating & Air Conditioning Ltd
EP-2022-05072 | 2022-07-04 | 700 HAMILTON STREET, Vancouver, BC V6B 2R5 | Electrical Permit | Commercial | NULL | Expired | Annual / Operating - ANNUAL OPERATING PERMIT CBC Vancouver - 700 Hamilton St -Renewal of: EP-2021-04651 VALID JUNE 18, 2022 TIL JUNE 17, 2023 | CoV Annual Electrical Permits
NULL | NULL | 700 HAMILTON STREET, Vancouver, BC V6B 2R5 | Electrical Permit | Commercial | NULL | Withdrawn | Annual / Operating - ANNUAL OPERATING PERMIT CBC Vancouver - 700 Hamilton St EXPIRED PERMIT EP-2020-06000 VALID JUNE 18/2021 TIL JUNE 17/2022 | CoV Annual Electrical Permits
EP-2022-03393 | 2022-07-20 | 700 HAMILTON STREET, Vancouver, BC V6B 2R5 | Electrical Permit | Commercial | Tenant Improvement | Completed | Installation / Repair - Commercial - Add 6 heat detectors | Mott Electric General Partnership
EP-2023-09399 | NULL | 700 HAMILTON STREET, Vancouver, BC V6B 2R5 | Electrical Permit | Commercial | Renovation | Applicant Revisions | Installation / Repair - Commercial - Remove old fluorescent fixtures and install new LED wall packs. | Mott Electric General Partnership
EP-2022-09999 | 2022-12-12 | 700 HAMILTON STREET, Vancouver, BC V6B 2R5 | Electrical Permit | Commercial | Addition | Completed | Installation / Repair - Commercial - CCTV NO MAGLOCKS | PALADIN TECHNOLOGIES INC
EP-2023-01320 | 2023-02-22 | 700 HAMILTON STREET, Vancouver, BC V6B 2R5 | Electrical Permit | Commercial | Tenant Improvement | Completed | Installation / Repair - Commercial - Popeyes Lousiana kitchen tennant improvement. New kitchen equipment, exisiting walk in cooler and exhuast systems, new lighting, interior and exterior signage, low voltage -SI-2023-00008 & SI-2023-00009 >BP: Unit #10 Exterior and interior alterations for new tenant in this existing restaurant including the existing private patio. Scope of work includes installation of Carbon Filter System on the roof. OK for DB as per Aemelia Patterson on May 11, 2022. Occupant load = max 113 persons (52 inside + 25 staff + 36 patio) Tenant: PK Hamilton Food Inc. (Popeyes) ******REVIEWED UNDER THE PROVISIONS OF VBBL 2019******** Building Review Branch Notes: - Separate permits required for all signage. - All new work shall conform to 3.1.5 Noncombustible Construction. - Existing private patio is approved under DB449918. The new seat layout is under this permit. Separate staff washroom is provided. - Emergency lighting average illumination level in dining and kitchen area shall be accepted with District Building Inspector as per VBBL 3.2.7.3.(1) - Accessibility Design as per CSA B651-12. REVISION #1 (Nov 24, 2022): Changed General Contractor from BC Restaurant Builders to Warren Construction Inc. | 2061843 Alberta Ltd
GP-2023-00564 | NULL | 700 HAMILTON STREET, Vancouver, BC V6B 2R5 | Gas Permit | Commercial | Tenant Improvement | Withdrawn | Commercial - tie into existing 2psi gas line 2ft away install regulator and hook up to 360,000 btu vat fryer. | Gordon Brackett
PP-2023-00549 | 2023-02-16 | 700 HAMILTON STREET, Vancouver, BC V6B 2R5 | Plumbing Permit | Commercial | Tenant Improvement | Completed | Commercial - plumbing for Popeyes chicken restaurant. most plumbing is existing and only few locations being moved and added. >BP: Unit #10 Exterior and interior alterations for new tenant in this existing restaurant including the existing private patio. Scope of work includes installation of Carbon Filter System on the roof. | Gordon Brackett
NULL | NULL | 700 HAMILTON STREET, Vancouver, BC V6B 2R5 | Gas Permit | Commercial | Tenant Improvement | Draft | Commercial - connect deep fat fryer to existing gas line 4ft away | Gordon Brackett
SP-2023-01096 | 2023-06-28 | 700 HAMILTON STREET, Vancouver, BC V6B 2R5 | Sprinkler Permit | Commercial | Tenant Improvement | Completed | Commercial - UNIT #10 - Replace and Relocated Sprinkler Heads >DB: Unit #10 Exterior and interior alterations for new tenant in this existing restaurant including the existing private patio. Scope of work includes installation of Carbon Filter System on the roof. *****This application does not include any of the following: 1. Not more than 20 sprinklers (add, relocate, or remove), 2. hydraulic calculations, 3. change in occupancy and /or hazard classification, 4. warehouse storage arrangements, 5. mobile compact storage arrangements, 6. alternative solutions, 7. changes to the sprinkler system supply piping (e.g. valves, mains, cross-mains, branch-lines, etc.), or 8. flexible sprinkler pipe. | Viking Fire Protection Inc
NULL | NULL | 700 HAMILTON STREET, Vancouver, BC V6B 2R5 | Electrical Permit | Commercial | NULL | Draft | Annual / Operating - ANNUAL OPERATING PERMIT CBC Vancouver - 700 Hamilton St -Renewal of: EP-2021-04651 VALID JUNE 18, 2022 TIL JUNE 17, 2023 | CoV Annual Electrical Permits
EP-2023-06348 | NULL | 700 HAMILTON STREET, Vancouver, BC V6B 2R5 | Electrical Permit | Commercial | NULL | Application Incomplete | Annual / Operating - Annual Operating Permit. -renewal for EP-2022-05072 -valid June 18, 2023 - June 17, 2024 | NULL
EP-2023-06761 | 2023-08-09 | 700 HAMILTON STREET, Vancouver, BC V6B 2R5 | Electrical Permit | Commercial | Tenant Improvement | Completed | Installation / Repair - Commercial - Install Extra Low Voltage Alarm system. >BP: Unit #10 Exterior and interior alterations for new tenant in this existing restaurant including the existing private patio. Scope of work includes installation of Carbon Filter System on the roof. OK for DB as per Aemelia Patterson on May 11, 2022. Occupant load = max 113 persons (52 inside + 25 staff + 36 patio) Tenant: PK Hamilton Food Inc. (Popeyes) ******REVIEWED UNDER THE PROVISIONS OF VBBL 2019******** Building Review Branch Notes: - Separate permits required for all signage. - All new work shall conform to 3.1.5 Noncombustible Construction. - Existing private patio is approved under DB449918. The new seat layout is under this permit. Separate staff washroom is provided. - Emergency lighting average illumination level in dining and kitchen area shall be accepted with District Building Inspector as per VBBL 3.2.7.3.(1) - Accessibility Design as per CSA B651-12. REVISION #1 (Nov 24, 2022): Changed General Contractor from BC Restaurant Builders to Warren Construction Inc. | Alarmtron BC Ltd
EP-2022-04883 | 2022-06-10 | 867 HAMILTON STREET, Vancouver, BC V6B 6B7 | Electrical Permit | Residential | Renovation | Completed | Installation / Repair - Residential - Voluntary upgrade of existing fire alarm system as per Bulletin 2018-004-BU/EL Option 1 - C Replace the FA Panels, Replace the following devices with new addressable devices: Pull stations, Smoke detectors, Heat detectors, Duct smoke, and field relays. Assist full fire alarm verification at end of the project. Fire phones and speakers will be reused and reconnected to the new panel. Includes new digital amplifiers for speakers. Complete verification of the FAS in conformance with CAN/ULC-S537. | Sasco Contractors Ltd
EP-2022-10155 | 2022-12-02 | 867 HAMILTON STREET, Vancouver, BC V6B 6B7 | Electrical Permit | Commercial | Addition | Completed | Installation / Repair - Commercial - Install of a ULC listed dialer for the monitoring of the fire panel only | Chubb Fire & Security Canada Corp
EP-2022-07435 | 2023-04-11 | 888 HAMILTON STREET, Vancouver, BC V6B 5W4 | Electrical Permit | Commercial | Addition | Completed | Installation / Repair - Commercial - Install x4 EV chargers and a communication hub / router in the parkade area. *Site visit Mar 31, 2023, all work complete for 4 EV chargers. RMN WWOP fees added. | Vancity Electric Inc
EP-2023-11353 | 2024-01-02 | 888 HAMILTON STREET, Vancouver, BC V6B 5W4 | Electrical Permit | Residential | Renovation | Issued | Installation / Repair - Residential - Relocate switch and receptacle, add new light for washroom, install bathroom fan. >BP: Interior alterations to provide improvements to the common amenity room of this existing multiple dwelling building on this site. Scope of work includes removal of two washrooms, sauna room and hot tub. New washroom and storage room. New partitions and interior finishes. Letter of assurance submitted: - Sch B (Arch): Eric Law, AIBC, 604.505.2099 Ok for Field Review as per Kirat Kang - Sept. 27, 2023 Note: Occupant load can not exceed 25 persons due to washroom capacity restriction. A permanent sign indicating that occupant load shall be posted in a conspicuous location DBI to confirm if a sprinkler permit is required. | INTROPROELECTRIC INC
PP-2024-00101 | 2024-01-23 | 888 HAMILTON STREET, Vancouver, BC V6B 5W4 | Plumbing Permit | Commercial | Renovation | Issued | Commercial - The amenity room of a multi-unit residential building is going to be renovated. this includes one water closet, two bathroom sinks, one kitchen sink, and one outdoor hose bib.. >BP: Interior alterations to provide improvements to the common amenity room of this existing multiple dwelling building on this site. Scope of work includes removal of two washrooms, sauna room and hot tub. New washroom and storage room. New partitions and interior finishes. | Oxin Mechanical Ltd
SP-2024-00087 | 2024-01-25 | 888 HAMILTON STREET, Vancouver, BC V6B 5W4 | Sprinkler Permit | Commercial | Tenant Improvement | Issued | Commercial - relocate sprinklers for tenant improvement >BP: Interior alterations to provide improvements to the common amenity room of this existing multiple dwelling building on this site. Scope of work includes removal of two washrooms, sauna room and hot tub. New washroom and storage room. New partitions and interior finishes. *****This application does not include any of the following: 1. Not more than 20 sprinklers (add, relocate, or remove), 2. hydraulic calculations, 3. change in occupancy and /or hazard classification, 4. warehouse storage arrangements, 5. mobile compact storage arrangements, 6. alternative solutions, 7. changes to the sprinkler system supply piping (e.g. valves, mains, cross-mains, branch-lines, etc.), or 8. flexible sprinkler pipe. | CENTRE LINE FIRE SPRINKLERS LTD
EP-2022-10489 | 2022-12-13 | 1020 HAMILTON STREET, Vancouver, BC | Electrical Permit | Commercial | New | Cancelled | Installation / Repair - Commercial - Supply/install surface mount conduit and data cabling for 2x new owner supplied cameras. Terminate and test as needed. Supply and install 1x dedicated outlet in mechanical room. Dec 20/22 AMEND Declaration to cancel and refund permit EP-2022-10489. Customer has canceled project and no work has been completed. Dec 13/22 - AMEND sorry, please amend to add $1000 to job value. Total should be $1100, not $100. | Houle Electric Limited
SP-2022-00089 | 2022-01-24 | 1040 HAMILTON STREET, Vancouver, BC V6B 2R9 | Sprinkler Permit | Commercial | Tenant Improvement | Completed | Commercial - 14 ADD AND RELOCATE SPRINKLER HEADS Interior alterations to remove all existing partition walls on the entire second floor to make empty shell space for future tenant improvements in this existing commercial building on this site. Separate permit required for future tenant improvements. This application does not include any of the following: 1. Not more than 20 sprinklers (add, relocate, or remove), 2. hydraulic calculations, 3. change in occupancy and /or hazard classification, 4. warehouse storage arrangements, 5. mobile compact storage arrangements, 6. alternative solutions, 7. changes to the sprinkler system supply piping (e.g. valves, mains, cross-mains, branch-lines, etc.), or 8. flexible sprinkler pipe. This sprinkler permit has been issued to the 2014 VBBL and NFPA 13, 2013 to return this space to an empty space (no interior partitions, furnishings, etc.), as described below, to base building sprinkler coverage (relocate and remove sprinklers to ensure sprinkler coverage to the base building design, VBBL, and NFPA 13). The tenant space within the building is not to be occupied, and is not to be used for storage. This application does not include any of the following: • hydraulic calculations, • change in occupancy and /or hazard classification, • storage arrangements (e.g. warehouse, mobile compact storage arrangements), • New alternative solutions and/or modifications to existing alternative solutions. • changes to the sprinkler system supply piping (e.g. valves, mains, cross-mains, branch-lines, etc.), or • flexible sprinkler pipe. | Priority Fire Systems Ltd
EP-2022-00426 | 2022-01-24 | 1040 HAMILTON STREET, Vancouver, BC V6B 2R9 | Electrical Permit | Commercial | Tenant Improvement | Completed | Installation / Repair - Commercial - New lighting, relocate panels, and electrical demo. no fire alarm or security wiring. This is to put back to the shell. Interior alterations to remove all existing partition walls on the entire second floor to make empty shell space for future tenant improvements in this existing commercial building on this site. | Wynn's Electrical Contractors Ltd
PP-2022-00083 | 2022-05-05 | 1040 HAMILTON STREET, Vancouver, BC V6B 2R9 | Plumbing Permit | Commercial | Renovation | Completed | Commercial - Removal and replacement of 2nd floor Men's and Women's washrooms Interior alterations to remove all existing partition walls on the entire second floor to make empty shell space for future tenant improvements in this existing commercial building on this site. | Edwards Mechanical Contracting Ltd
EP-2022-07973 | 2022-09-23 | 1040 HAMILTON STREET, Vancouver, BC V6B 2R9 | Electrical Permit | Commercial | Tenant Improvement | Completed | Installation / Repair - Commercial - Led upgrade - Bypass Ballast | Energy Network Services Inc
SP-2023-00880 | 2023-06-09 | 1040 HAMILTON STREET, Vancouver, BC V6B 2R9 | Sprinkler Permit | Commercial | Tenant Improvement | Issued | Commercial - For sprinkler system alterations to the 2019 VBBL and NFPA 13, 2013 for the tenant improvements to provide interior alterations in this vacant full floor office (shell) space to prepare for leasing on the 2nd floor of this existing commercial building on this site Engineer of Record: Dan Wong 778-847-0572 denveng7@gmail.com | Priority Fire Systems Ltd
GP-2023-01610 | 2023-05-19 | 1977 HARRISON DRIVE, Vancouver, BC V5P 2P4 | Gas Permit | Residential | Renovation - Dwelling Unit(s) only | Completed | Residential - TANKLESS REPLACEMENT | CoStar Home Energy Ltd
MP-2022-00661 | 2022-12-09 | 2520 GRAVELEY STREET, Vancouver, BC V5K 3J6 | Mechanical Permit | NULL | NULL | Completed | NULL | Ferenc Nagy
GP-2022-03468 | 2022-11-09 | 2520 GRAVELEY STREET, Vancouver, BC V5K 3J6 | Gas Permit | Residential | Renovation | Completed | Residential - FURNACE RE&RE | Ferenc Nagy
GP-2022-02365 | 2022-08-11 | 3680 HENNEPIN AVENUE, Vancouver, BC V5S 4C5 | Gas Permit | Residential | Tenant Improvement | Completed | Residential - Re Re Furnace | Moore & Russell Heating Ltd
PP-2022-03179 | 2022-11-07 | 1534 HARWOOD STREET, Vancouver, BC V6G 1X9 | Plumbing Permit | Commercial | Tenant Improvement | Completed | Commercial - Installation of: - One 2" Watts DCVA Backflow Device - One 2" Watts U5B PRV, - One 2.5 DCVA Backflow Device CROSS CONNECTION - LTR UPLOADED | Haakon Industries (Canada) Ltd.
PP-2022-03238 | 2022-09-23 | 1534 HARWOOD STREET, Vancouver, BC V6G 1X9 | Plumbing Permit | Residential | New | Cancelled | Residential - Retroactively install a 2.5" DCVA on the building fire hose standpipe system. -result of a CROSS CONNECTION inspection -We will be installing a DCVA on the fire stand pipe system. Once we have drawings, hydraulic calculations and schedule B, we will upload to the permit. | Peak Fire Protection Ltd
SP-2022-01782 | NULL | 1534 HARWOOD STREET, Vancouver, BC V6G 1X9 | Sprinkler Permit | Residential | New | Cancelled | Residential - ***Replaced by SP-2023-01097*** For sprinkler system alterations to the 2019 VBBL, NFPA 13, 2013 and NFPA 14, 2013 for the retroactive installation of an 2 1/2" Zurn Model 350 DCVA on the existing fire protection system in this existing building. Notes: 1. Fire protection Engineer of record Glen Visser, P.Eng. of Sureworks Engineering T: 604-944-3473 E: sureworkseng@gmail.com 2. One set of approved drawings and permit to be available for viewing at the jobsite. 3. Separate permit and documents required for any electrical or fire alarm related work. ***If the building is equipped with a fire alarm system the DCVA must be monitored by the fire alarm system.*** | Peak Fire Protection Ltd
SP-2023-01097 | 2023-06-28 | 1534 HARWOOD STREET, Vancouver, BC V6G 1X9 | Sprinkler Permit | Residential | New | Completed | Residential - For sprinkler system alterations to the 2019 VBBL, NFPA 13, 2013 and NFPA 14, 2013 for the retroactive installation of an 2 1/2" Zurn Model 350 DCVA on the existing fire protection system in this existing building. Notes: 1. Fire protection Engineer of record Shoaib Khan, P.Eng. of Oculus Engineering T: 778-968-1945 E: shoaib.khan@oeng.ca 2. One set of approved drawings and permit to be available for viewing at the jobsite. 3. Separate permit and documents required for any electrical or fire alarm related work. ***If the building is equipped with a fire alarm system the DCVA must be monitored by the fire alarm system.*** ***Replaced permit SP-2022-01782*** | Peak Fire Protection Ltd
SP-2021-01343 | 2022-04-26 | 1555 HARWOOD STREET, Vancouver, BC V6G 1X8 | Sprinkler Permit | Residential | Renovation | Completed | Residential - For sprinkler system alterations to the 2019 VBBL and NFPA 13, 2013 for the retroactive installation of a new 3" Watts 757 DCVA. Notes: 1. Fire protection Engineer of record Yadim Casillo of NWSC T: (604) 779-5750 E: yadim@nwsprinkler.com 2. One set of approved drawings and permit to be available for viewing at the jobsite. | H20 Fire Systems Ltd
PP-2022-00247 | 2022-01-26 | 1558 HARWOOD STREET, Vancouver, BC V6G 1X9 | Plumbing Permit | Commercial | Renovation | Completed | Commercial - Installation of backflow preventers Scope of work: - Supply and install one DCVA backflow preventer to serve as premise isolation. - Supply and install hose bib vacuum breakers for all domestic water hose bibs in the parkade. - Supply and install hose bib vacuum breakers for all domestic water hose bibs on the roof patio area. - Supply and install hose bib vacuum breakers for all domestic water hose bibs on the building exterior. | Milani Plumbing Heating & Air Conditioning Ltd
EP-2022-10472 | 2022-12-13 | 1651 HARWOOD STREET, Vancouver, BC V6G 1Y2 | Electrical Permit | Residential | Renovation | Completed | Installation / Repair - Residential - Electrical for roof top air handler replacement. Includes dual pump controller and panel upgrade in basement mechanical room. -all equipment is to be installed in same location as equipment to be removed. Yes all new equipment to be connected is of same type and power requirements as equipment to be removed. | Corporate Electric Limited
PP-2022-02411 | 2022-07-14 | 1651 HARWOOD STREET, Vancouver, BC V6G 1Y2 | Plumbing Permit | Commercial | Renovation | Completed | Commercial - Adding a booster pump station in the mechanical room to serve the high zone domestic water. Replacing existing Air Handling Unit on roof. | Total Energy Systems Ltd
EP-2024-00519 | 2024-01-30 | 1651 HARWOOD STREET, Vancouver, BC V6G 1Y2 | Electrical Permit | Commercial | Addition | Issued | Installation / Repair - Commercial - Install generator connection box and manual transfer switch -This is a connection for a portable generator that is towed to a site during a prolonged power outage. This is a major hub for Rogers in the West End that impacts 911 calls if the site runs out of battery back up. Most cell sites, 90% or more have these connection boxes | Infinite Systems Inc
EP-2023-10838 | 2023-12-13 | 1651 HARWOOD STREET, Vancouver, BC V6G 1Y2 | Electrical Permit | Commercial | Tenant Improvement | Issued | Installation / Repair - Commercial - Electrical requirements for boiler upgrades. CF-2022-003951 No MP boilers being replaced under Provincial regulation because of the size of the gas service BTU. | Vancouver Static Industries Ltd
EP-2022-02975 | 2022-04-12 | 5074 HIGHGATE STREET, Vancouver, BC V5R 3G8 | Electrical Permit | Residential | Renovation | Completed | Installation / Repair - Residential - Upgrade and relocation of existing service. Construct new 200amp service on detached garage, re powering existing house off new service. Amperage and panel in main house will not change | Cityscape Electrical Ltd
EP-2022-05466 | 2022-06-28 | 5075 HIGHGATE STREET, Vancouver, BC V5R 3G9 | Electrical Permit | Residential | Tenant Improvement | Completed | Installation / Repair - Residential - Electrical install of heat pump. BP not required. No change to existing service | Moore And Russell Heating And Air Conditioning Ltd
GP-2022-01931 | 2022-06-27 | 5075 HIGHGATE STREET, Vancouver, BC V5R 3G9 | Gas Permit | Residential | Tenant Improvement | Completed | Residential - Re Re Furnace | Moore & Russell Heating Ltd
GP-2023-02033 | 2023-07-06 | 4125 HEATHER STREET, Vancouver, BC V5Z 4H1 | Gas Permit | Residential | Renovation | Completed | Residential - Re&re furnace | Milani Plumbing Heating & Air Conditioning Ltd
EP-2023-02087 | 2023-03-31 | 4125 HEATHER STREET, Vancouver, BC V5Z 4H1 | Electrical Permit | Residential | Renovation | Completed | Installation / Repair - Residential - Panel upgrade from 100amp to 200amp. Heat pump installation *An approved mechanical permit is required for the installation of air conditioning or heat pump unit at the time of installation before an electrical inspection will be performed | Milani Electric Limited
MP-2023-00705 | 2023-04-26 | 4125 HEATHER STREET, Vancouver, BC V5Z 4H1 | Mechanical Permit | NULL | NULL | Completed | NULL | Milani Electric Limited
EP-2022-02193 | 2022-03-18 | 4567 HEATHER STREET, Vancouver, BC V5Z 0C9 | Electrical Permit | Commercial | NULL | Expired | Annual / Operating - Minor electrical installation, repair and maintenance... Valid April 8, 2022 - April 7, 2023 Renewal of EP-2021-02268 | Berts Electric (2001) Ltd
EP-2023-03127 | 2023-04-12 | 4567 HEATHER STREET, Vancouver, BC V5Z 0C9 | Electrical Permit | Commercial | NULL | Issued | Annual / Operating - Minor electrical installation, repair, and maintenance. -renewal of EP-2022-02193 -Valid: April 8, 2023 - April 7, 2024 | Berts Electric (2001) Ltd
EP-2023-02850 | 2023-04-03 | 4875 HEATHER STREET, Vancouver, BC V5Z 0B3 | Electrical Permit | Commercial | NULL | Issued | Annual / Operating - RENEWAL ANNUAL HONORIA CONWAY @ 4875 HEATHER ST Renewal of EP-2022-03485 VALID: Feb 20/2023 til Feb 19/2024 Note: contact on AOP is Chris Tassin ctassin@providencehealth.bc.ca | Houle Electric Limited
EP-2023-01328 | 2023-03-29 | 4875 HEATHER STREET, Vancouver, BC V5Z 0B3 | Electrical Permit | Commercial | Addition | Completed | Installation / Repair - Commercial - Installing new power for a MUA unit on the roof. They are switching from a gas unit to a full electrical unit. There will be some demo of existing electrical and install of controls as well. | Modern Niagara Vancouver Inc
EP-2022-03485 | 2022-04-29 | 4875 HEATHER STREET, Vancouver, BC V5Z 0B3 | Electrical Permit | Commercial | NULL | Expired | Annual / Operating - RENEWAL ANNUAL EXPIRED EP-2021-01333 HONORIA CONWAY @ 4875 HEATHER ST VALID: Feb 20/2022 til Feb 19/2023 Note: contact on AOP is Alex Gorkounov AGorkounov@providencehealth.bc.ca | Houle Electric Limited
PP-2022-03131 | 2022-09-09 | 4949 HEATHER STREET, Vancouver, BC V5Z 3L7 | Plumbing Permit | Commercial | Addition | Completed | Commercial - backflow device needs to be decommissioned and capped | MLM National Plumbing Com Inc
EP-2022-05569 | 2022-06-30 | 4950 HEATHER STREET, Vancouver, BC V5Z 3L9 | Electrical Permit | Commercial | Renovation | Completed | Installation / Repair - Commercial - Supply and install 1-1/4" Conduit on the exterior of the building for communication cable chase, core and scan hole through mechanical room for 1-1/4" Conduit, Supply and install 2x 3/4" branches from main conduit to 2x condensers with WP flex fittings, supply and install 2x 350 foot runs of 14 4C shielded coms cable from condenser to duct split >BP: Exterior and interior alterations to the existing Community Care Facility - Class B (group B3 occupancy) to replace an existing rooftop unit with two new air source heat pumps, to install two new DHW boilers, pumps, valves, and piping in the basement mechanical room. Cleared by Benjamin Dufix May 5, 2021 Schedule A/Mechanical Schedule B submitted by Ben Mills, 778.233.7978 Structural Schedule B submitted by Brett Halicki, P.Eng. - 604.688.9861 Electrical Schedule B submitted by Leon P. Gander - 604.618.9103 Energy Checklist Exemption submitted Required Energy Upgrade: Level E2 | MJR Electric Ltd
SP-2022-01665 | 2022-10-12 | 4950 HEATHER STREET, Vancouver, BC V5Z 3L9 | Sprinkler Permit | Commercial | Tenant Improvement | Completed | Commercial - Remove & Replace Sprinkler Heads *****This application does not include any of the following: 1. Not more than 20 sprinklers (add, relocate, or remove), 2. hydraulic calculations, 3. change in occupancy and /or hazard classification, 4. warehouse storage arrangements, 5. mobile compact storage arrangements, 6. alternative solutions, 7. changes to the sprinkler system supply piping (e.g. valves, mains, cross-mains, branch-lines, etc.), or 8. flexible sprinkler pipe. | Viking Fire Protection Inc
EP-2023-06065 | 2023-07-06 | 4950 HEATHER STREET, Vancouver, BC V5Z 3L9 | Electrical Permit | Commercial | Renovation | Completed | Installation / Repair - Commercial - 6th floor washroom renovation >BP: Interior alterations to renovate rooms #604, #605, #606 and #622 on the 6th floor of this existing Community Care Facility - Class B on this site. Scope of work is to demo interior non load-bearing walls, renovate the washroom and update with finishes and millwork. OK for Field Review as per S. Yu and J. Lau on May 17, 2023 A sprinkler and plumbing permit are required as per B.Cowan letters of assurance provided by: Ted Feenstra, AIBC Architect, Schedule A, Architectural Schedule B. Jose Luiz Lopez, P.Eng, Electrical Schedule B Energy requirements: Rehabilitation - Minor Renovation (E2) / E2 - Retrofit Path: 1 @ E2 / E2 - Lighting - Upgrade to incorporate Automatic Full OFF (per 9.4.1.1.(h) of ASHRAE 90.1-2016) | Protech Electric
PP-2023-02446 | 2023-07-12 | 4950 HEATHER STREET, Vancouver, BC V5Z 3L9 | Plumbing Permit | Commercial | Tenant Improvement | Completed | Commercial - UNIT #606 - relocating new toilet and wall hung basin in Unit 606 >BP: Interior alterations to renovate rooms #604, #605, #606 and #622 on the 6th floor of this existing Community Care Facility - Class B on this site. Scope of work is to demo interior non load-bearing walls, renovate the washroom and update with finishes and millwork. | Pine Mechanical Ltd.
EP-2023-06685 | 2023-07-25 | 4950 HEATHER STREET, Vancouver, BC V5Z 3L9 | Electrical Permit | Commercial | Renovation | Completed | Installation / Repair - Commercial - Replacement of existing air handling units and condensing units with new units. Disconnect 8 air handling units. Disconnect 8 condensing units. Re connect 8 new air handling units. Re connect 8 new condensing units. Replacing existing ones. See attached engineered drawings (page 4 is the load calc). | Steele Electric (2001) Ltd
EP-2024-00796 | NULL | 4950 HEATHER STREET, Vancouver, BC V5Z 3L9 | Electrical Permit | Commercial | Renovation | Application Incomplete | Installation / Repair - Commercial - re-do 6 residence rooms >BP: Exterior and interior alterations: Exterior and interior alterations to the ground floor of an existing Community Care Class B facility on this site. Scope of work includes the removal of Office Space and converting the space into 6 new Sleeping units, new support removes and care station. Exterior alterations are limited to the installation of new rooftop unit. Interior and exterior alteration reviewed and accepted by Planner K. Kallweit-Graham, April 12, 2022. CRP: Ted Feenstra DBA: Feenstra Architecture Inc. Tel. 604-739-8888 Email: ted@feenstra.ca Note: "This permit has been reviewed under the provision of Vancouver Building By-law 2019 (#12511)." | Jagg Electric Ltd
PP-2023-03680 | 2023-11-21 | 4950 HEATHER STREET, Vancouver, BC V5Z 3L9 | Plumbing Permit | Commercial | Renovation | Issued | Commercial - Installation of new Fixtures including sinks, Lav, water closets and pump >BP: Exterior and interior alterations: Exterior and interior alterations to the ground floor of an existing Community Care Class B facility on this site. Scope of work includes the removal of Office Space and converting the space into 6 new Sleeping units, new support removes and care station. | JQ Mechanical Corporation
SP-2023-01859 | 2023-12-05 | 4950 HEATHER STREET, Vancouver, BC V5Z 3L9 | Sprinkler Permit | Commercial | Tenant Improvement | Issued | Commercial - For sprinkler system alterations to the 2019 VBBL and NFPA 13, 2013 for the tenant improvements to provide exterior and interior alterations to the ground floor of an existing Community Care Class B facility on this site. Engineer of Record: Yadim Amador Castillo 778-707-6797 yadim@nwsprinkler.com | Fire Pro Fire Protection Ltd.
SP-2023-01816 | 2023-09-29 | 4950 HEATHER STREET, Vancouver, BC V5Z 3L9 | Sprinkler Permit | Commercial | Renovation | Cancelled | Commercial - install new heads to accommodate washroom renovation. >BP: Interior alterations to renovate rooms #604, #605, #606 and #622 on the 6th floor of this existing Community Care Facility - Class B on this site. Scope of work is to demo interior non load-bearing walls, renovate the washroom and update with finishes and millwork. | Five Star Fire Protection Ltd
EP-2022-01978 | 2022-03-11 | 4950 HEATHER STREET, Vancouver, BC V5Z 3L9 | Electrical Permit | Commercial | Renovation | Completed | Installation / Repair - Commercial - Nurse Call System Retrofit -throughout the entire building | ESC Automation Inc
EP-2022-03246 | 2022-04-25 | 4950 HEATHER STREET, Vancouver, BC V5Z 3L9 | Electrical Permit | Commercial | Addition | Completed | Installation / Repair - Commercial - Installation of 3 duplex receptacles for communication/security equipment in electrical closets. >BP: Exterior and interior alterations to the existing Community Care Facility - Class B (group B3 occupancy) to replace an existing rooftop unit with two new air source heat pumps, to install two new DHW boilers, pumps, valves, and piping in the basement mechanical room. Cleared by Benjamin Dufix May 5, 2021 Schedule A/Mechanical Schedule B submitted by Ben Mills, 778.233.7978 Structural Schedule B submitted by Brett Halicki, P.Eng. - 604.688.9861 Electrical Schedule B submitted by Leon P. Gander - 604.618.9103 Energy Checklist Exemption submitted Required Energy Upgrade: Level E2 | Ainsworth Inc
PP-2022-00002 | 2022-01-04 | 4950 HEATHER STREET, Vancouver, BC V5Z 3L9 | Plumbing Permit | Commercial | Renovation | Completed | Commercial - Replace existing janitors sink with new, Upgrade domestic water system (storage tanks) Exterior and interior alterations to the existing Community Care Facility - Class B (group B3 occupancy) to replace an existing rooftop unit with two new air source heat pumps, to install two new DHW boilers, pumps, valves, and piping in the basement mechanical room. ** Amend 11/23/2022** Remove Janitors sink from scope of work | Mountain West Mechanical Ltd
EP-2024-00068 | 2024-01-03 | 2828 HORLEY STREET, Vancouver, BC V5R 4R9 | Electrical Permit | Residential | New | Issued | Temporary Power - Residential - To provide temporary power. | Kooner Electrical Ltd
GP-2022-01375 | 2022-05-10 | 7347 INVERNESS STREET, Vancouver, BC V5X 4G9 | Gas Permit | Residential | Renovation | Completed | Residential - replace boiler and hot water tank with combi boiler | Vector Home Services Inc
EP-2022-02397 | 2022-05-04 | 535 HORNBY STREET, Vancouver, BC V6C 2E8 | Electrical Permit | Commercial | Renovation | Completed | Installation / Repair - Commercial - Relocation of Fire Alarm Annunciator Panel | Brodan Industries Ltd.
EP-2023-04358 | NULL | 535 HORNBY STREET, Vancouver, BC V6C 2E8 | Electrical Permit | Commercial | Addition | Application Incomplete | Installation / Repair - Commercial - Extra Low Voltage security system – two elevator card reader add-on into base building KANTECH base building security system | Tyco Integrated Fire & Security Canada Inc/Tyco Feu Et Securite Integres Canada Inc
EP-2022-05177 | 2022-06-20 | 535 HORNBY STREET, Vancouver, BC V6C 2E8 | Electrical Permit | Commercial | Addition | Completed | Installation / Repair - Commercial - Supply and install (4) new 40A breakers in existing EV panel, cable, conduit, wire and support to (2) new charger locations, (1) Vehicle protection bollard, install (3) customer supplied chargers and (1) pedestal, relocate (1) existing charger pedestal, rewire (1) existing pedestal for dedicated branch circuits to each charger, test and commission new chargers. 12,480W is the original connected load for (3) 30A chargers, 2 load sharing and 1 dedicated. 37,440W is the new total connected load after we changed the two load sharing chargers to dedicated and added three additional chargers. the final installations consists of (6) dedicated 40A branch circuits (30A FLA Flo EV Chargers) for a total of 37,440W fed from 45KVA transformer/EV Panel. | Houle Electric Limited
EP-2022-06679 | 2022-08-10 | 535 HORNBY STREET, Vancouver, BC V6C 2E8 | Electrical Permit | Commercial | Tenant Improvement | Completed | Installation / Repair - Commercial - Replace UV control panel for the pool -Just replacing the existing UV controller with a new controller in the same location with the same cable on the existing rack. | TZ Electric Ltd
EP-2022-07968 | 2022-09-22 | 580 HORNBY STREET, Vancouver, BC V6C 3B6 | Electrical Permit | Commercial | Renovation | Completed | Installation / Repair - Commercial - add plugs, move devices >BP: #490 - 4th floor Interior alterations to provide tenant improvements in this existing office unit for a new office tenant on the 4th floor (#490) in this existing commercial building on this site. Scope of work: install glass partition and door to create an office, and new lunch counter, electrical and sprinkler work. TENANT: Railtown AI Technnologies See BP-2020-03108 for interior demolition DBI to determine if structural engineer is required for glass partitions E2 upgrade - Lighting: #9) Upgrade to incorporate Scheduled shutoff (per 9.4.1.1.(i) of ASHRAE 90.1.1-2016) Energy checklist is currently no longer required with your Building Permit (BP) application. Some supporting documents are still required at BP stage, specifically Envelope and HVAC, if applicable. Service Water Heating and Lighting supporting documents, if applicable, must be submitted with your related trades permits (e.g. electrical and plumbing). All energy upgrades will be checked during inspections stage. It is the applicant's responsibility to identify and note all required upgrades including energy upgrades on their BP drawings at BP stage. | ICS Electric Ltd
SP-2022-01698 | 2022-10-17 | 580 HORNBY STREET, Vancouver, BC V6C 3B6 | Sprinkler Permit | Commercial | Tenant Improvement | Completed | Commercial - UNIT #490 - 4TH FLOOR - Add one head for tenant improvement. >BP: #490 - 4th floor Interior alterations to provide tenant improvements in this existing office unit for a new office tenant on the 4th floor (#490) in this existing commercial building on this site. Scope of work: install glass partition and door to create an office, and new lunch counter, electrical and sprinkler work. *****This application does not include any of the following: 1. Not more than 20 sprinklers (add, relocate, or remove), 2. hydraulic calculations, 3. change in occupancy and /or hazard classification, 4. warehouse storage arrangements, 5. mobile compact storage arrangements, 6. alternative solutions, 7. changes to the sprinkler system supply piping (e.g. valves, mains, cross-mains, branch-lines, etc.), or 8. flexible sprinkler pipe. | Priority Fire Systems Ltd
EP-2022-10259 | 2022-12-07 | 580 HORNBY STREET, Vancouver, BC V6C 3B6 | Electrical Permit | Commercial | Tenant Improvement | Completed | Installation / Repair - Commercial - Demo - 83 base building fixtures, all power in walls, exits, and EM Lighting - Supply 31 x new fixtures and controls to satisfy Ashrae Power Requirements - S&I 4 new convenient receptacles Life Safety - Re & Re FA speakers with Verification >BP: Interior alteration on the 8th floor in this existing office suite #880 in this existing commercial building on this site. Scope of work: to remove interior walls, lighting, ceiling and to bring back to shell space. Energy Upgrade Exempted: BOMA best Okay for field review as per Kirat Kang - October 5, 2022 | Sasco Contractors Ltd
EP-2023-05300 | 2023-06-14 | 580 HORNBY STREET, Vancouver, BC V6C 3B6 | Electrical Permit | Commercial | New | Completed | Installation / Repair - Commercial - Installation of one LV2 EV charger with backbone conduit system. | Mott Electric General Partnership
SP-2023-01521 | 2023-08-21 | 580 HORNBY STREET, Vancouver, BC V6C 3B6 | Sprinkler Permit | Commercial | Tenant Improvement | Completed | Commercial - Relocate sprinkler heads for tenant improvement. >BP: #900 - 9th floor (full floor tenant) Interior alterations to provide improvements to the office unit on the 9th floor (#900) in this existing commercial building on this site. Scope of work: remove select partition walls, doors, flooring, millwork, and install new flooring. Sprinkler work. | Priority Fire Systems Ltd
EP-2023-07532 | 2023-08-17 | 580 HORNBY STREET, Vancouver, BC V6C 3B6 | Electrical Permit | Commercial | Tenant Improvement | Completed | Installation / Repair - Commercial - Install new lighting, (7) exit sign, (15) Occ sensor switch and replace existing plugs to decora. >BP: #900 - 9th floor (full floor tenant) Interior alterations to provide improvements to the office unit on the 9th floor (#900) in this existing commercial building on this site. Scope of work: remove select partition walls, doors, flooring, millwork, and install new flooring. Sprinkler work. OK for Office TI per W. Wong Building Sprinklered – Separate sprinkler permit required for proposed sprinkler work Energy checklist is currently no longer required with your Building Permit (BP) application. Some supporting documents are still required at BP stage, specifically Envelope and HVAC, if applicable. Service Water Heating and Lighting supporting documents, if applicable, must be submitted with your related trades permits (e.g. electrical and plumbing). | Blueline Electrical Services Ltd
EP-2023-03784 | NULL | 639 HORNBY STREET, Vancouver, BC | Electrical Permit | Commercial | Renovation | Withdrawn | Installation / Repair - Commercial - Heat Trace to Cooling Tower >BP: Exterior alterations to provide improvements to this existing commercial building on this site. Scope of work includes to replace cooling tower on the roof. Schedule A / Schedule B - Mechanical/Plumbing - Mr. Kai Chen - 604-687-1800 Schedule B - Structural - Nicole Babuik , BASc, P.Eng Schedule B - Electrical - Mr. Jose Luis Lopez - 604-687-1800 Ok for Field Review as per Kirat Kang - September 14, 2022 | BRENMACK ELECTRIC LTD
EP-2022-10087 | 2023-06-09 | 639 HORNBY STREET, Vancouver, BC | Electrical Permit | Commercial | Tenant Improvement | Completed | Installation / Repair - Commercial - Cooling Tower Replacement >BP: Exterior alterations to provide improvements to this existing commercial building on this site. Scope of work includes to replace cooling tower on the roof. Schedule A / Schedule B - Mechanical/Plumbing - Mr. Kai Chen - 604-687-1800 Schedule B - Structural - Nicole Babuik , BASc, P.Eng Schedule B - Electrical - Mr. Jose Luis Lopez - 604-687-1800 | Sasco Contractors Ltd
EP-2022-09028 | 2022-10-24 | 777 HORNBY STREET, Vancouver, BC V6Z 1S4 | Electrical Permit | Commercial | Tenant Improvement | Completed | Installation / Repair - Commercial - Relocate receptacles/circuits and install GFCI receptacles for newly installed tenant kitchen space. Pull new circuit for dishwasher >BP: Interior alterations to provide tenant improvements for this existing Office on the 10th floor (#1040) of this existing Commercial Building on this site. Scope to Include: a new kitchen proposed to office suite including plumbing for new sink. Energy Upgrade: E2 - Lighting - Upgrade to incorporate Scheduled Shutoff (per 9.4.1.1.(i) of ASHRAE 90.1-2016) OK to process as DTI as per N. Jalalkamali August 10, 2022. | Mott Electric General Partnership
PP-2022-03526 | 2022-10-05 | 777 HORNBY STREET, Vancouver, BC V6Z 1S4 | Plumbing Permit | Commercial | Tenant Improvement | Completed | Commercial - Addition of a small kitchen: 1 sink/faucet, one inside backflow and one dishwasher. >BP: Interior alterations to provide tenant improvements for this existing Office on the 10th floor (#1040) of this existing Commercial Building on this site. Scope to Include: a new kitchen proposed to office suite including plumbing for new sink. Energy Upgrade: E2 - Lighting - Upgrade to incorporate Scheduled Shutoff (per 9.4.1.1.(i) of ASHRAE 90.1-2016) OK to process as DTI as per N. Jalalkamali August 10, 2022. | KERN BSG MANAGEMENT LTD
SP-2022-01806 | 2022-11-01 | 777 HORNBY STREET, Vancouver, BC V6Z 1S4 | Sprinkler Permit | Commercial | Tenant Improvement | Completed | Commercial - Add and relocate sprinkler heads for tenant improvement. #1930 & #1940 Interior alterations to provide tenant improvements for the existing office tenant in #1930 to expand into adjacent unit #1940 retaining #1930 on the 19th floor in this existing commercial building. Scope of work to include: remove a portion of the demising wall to combine the units, re&re interior walls to accommodate new layout, electrical, mechanical *****This application does not include any of the following: 1. Not more than 20 sprinklers (add, relocate, or remove), 2. hydraulic calculations, 3. change in occupancy and /or hazard classification, 4. warehouse storage arrangements, 5. mobile compact storage arrangements, 6. alternative solutions, 7. changes to the sprinkler system supply piping (e.g. valves, mains, cross-mains, branch-lines, etc.), or 8. flexible sprinkler pipe. | Priority Fire Systems Ltd
SP-2022-01810 | 2022-11-03 | 777 HORNBY STREET, Vancouver, BC V6Z 1S4 | Sprinkler Permit | Commercial | Tenant Improvement | Completed | Commercial - Add and Relocated Sprinkler Heads >BP: Interior alterations to provide improvements for a new office tenant on the 9th floor (#970) in this existing commercial building. Scope of work: remove a portion of a demising wall to expand #970 into #960 (retaining #970) and to provide improvements for new layout including construction of new partition wall, door, finishes, and sprinkler work. **For Plan Sketch and Under 20 sprinkler heads TI *****This application does not include any of the following: 1. Not more than 20 sprinklers (add, relocate, or remove), 2. hydraulic calculations, 3. change in occupancy and /or hazard classification, 4. warehouse storage arrangements, | Viking Fire Protection Inc
EP-2022-09325 | 2022-11-08 | 777 HORNBY STREET, Vancouver, BC V6Z 1S4 | Electrical Permit | Commercial | Tenant Improvement | Completed | Installation / Repair - Commercial - Remove and replace 49 T8 Fluorescent lights with new Stanpro 1x4 flat panel LED fixtures. Install new receptacles and data in (4) new offices being built. Install (2) new exit signs As per BP-2022-03839 >BP: #1930 & #1940 Interior alterations to provide tenant improvements for the existing office tenant in #1930 to expand into adjacent unit #1940 retaining #1930 on the 19th floor in this existing commercial building. Scope of work to include: remove a portion of the demising wall to combine the units, re&re interior walls to accommodate new layout, electrical, mechanical E2 - Lighting - Upgrade to local control (per 7.4.4.1 of ASHRAE 90.1-2016) TENANT: Welbec properties Ltd. Separate sprinkler permit required The services of a Structural Engineer may be required, based upon site inspection by the District Building Inspector. OK for Field Review as per Nehzat J. August 03, 2022 | Sasco Contractors Ltd
EP-2022-07038 | 2022-10-24 | 777 HORNBY STREET, Vancouver, BC V6Z 1S4 | Electrical Permit | Commercial | Addition | Completed | Installation / Repair - Commercial - 4 camera need to be installed inside the office >BP: Interior alterations to provide tenant improvements for this existing Office on the 10th floor (#1040) of this existing Commercial Building on this site. Scope to Include: a new kitchen proposed to office suite including plumbing for new sink. Energy Upgrade: E2 - Lighting - Upgrade to incorporate Scheduled Shutoff (per 9.4.1.1.(i) of ASHRAE 90.1-2016) OK to process as DTI as per N. Jalalkamali August 10, 2022. | Unity Electric Limited
SP-2022-01487 | 2022-09-14 | 777 HORNBY STREET, Vancouver, BC V6Z 1S4 | Sprinkler Permit | Commercial | Tenant Improvement | Completed | Commercial - Re-route existing 6" feed main out of new transformer room. Interior alterations to provide improvements for electrical room upgrade in the basement parking level 1 in this existing commercial building on this site. OK for DB per A.Wroblewski, January 29, 2021 OK for Field Review per W.Wong, January 29, 2021. A Sprinkler Permit is required for the proposed work to the sprinkler system. | Priority Fire Systems Ltd
EP-2022-05770 | 2022-07-08 | 777 HORNBY STREET, Vancouver, BC V6Z 1S4 | Electrical Permit | Commercial | NULL | Expired | Annual / Operating - Misc electrical work throughout Renewal of EP-2021-04976 Valid: July 03, 2022 to July 02, 2023 | Mott Electric General Partnership
EP-2023-05328 | 2023-06-27 | 777 HORNBY STREET, Vancouver, BC V6Z 1S4 | Electrical Permit | Commercial | Tenant Improvement | Issued | Installation / Repair - Commercial - Lighting upgrade and power additions | Action Electric Ltd
EP-2023-07021 | 2023-08-03 | 777 HORNBY STREET, Vancouver, BC V6Z 1S4 | Electrical Permit | Commercial | Addition | Completed | Installation / Repair - Commercial - Install one card reader door and one camera in the bike cage. Site contact Sylvain (778) 676-0056. No Maglocks. | Paladin Technologies Inc
EP-2023-06025 | 2023-07-06 | 777 HORNBY STREET, Vancouver, BC V6Z 1S4 | Electrical Permit | Commercial | NULL | Issued | Annual / Operating - misc electrical work throughout Renewal of EP-2022-05770 Valid: Jul 3, 2023 to Jul 2, 2024 | Mott Electric General Partnership
EP-2023-02141 | 2023-03-14 | 777 HORNBY STREET, Vancouver, BC V6Z 1S4 | Electrical Permit | Commercial | Tenant Improvement | Completed | Installation / Repair - Commercial - Tenant improvement including: branch wiring, lighting retrofit, demo >BP: #1200 and #1210 - 12th floor (TI to #1200) * Hazardous Materials Assessment checked May 12, RMN Interior alterations to demise #1200 into two units to be #1200 and #1210 and to provide tenant improvements to the existing office tenant in this existing commercial building on this site. Scope of work: remove partition walls, doors, frames and glazing and to construct new demising wall, partition walls, doors, glazing, finishes, power and data, electrical work. TENANT: Basran Robin & Bell OK for Office TI Energy checklist is currently no longer required with your Building Permit (BP) application. Some supporting documents are still required at BP stage, specifically Envelope and HVAC, if applicable. Service Water Heating and Lighting supporting documents, if applicable, must be submitted with your related trades permits (e.g. electrical and plumbing). | Sasco Contractors Ltd
SP-2023-00411 | 2023-03-10 | 777 HORNBY STREET, Vancouver, BC V6Z 1S4 | Sprinkler Permit | Commercial | Tenant Improvement | Completed | Commercial - Relocate one sprinkler head for tenant improvement. >BP: #1200 and #1210 - 12th floor (TI to #1200) Interior alterations to demise #1200 into two units to be #1200 and #1210 and to provide tenant improvements to the existing office tenant in this existing commercial building on this site. Scope of work: remove partition walls, doors, frames and glazing and to construct new demising wall, partition walls, doors, glazing, finishes, power and data, electrical work. *****This application does not include any of the following: 1. Not more than 20 sprinklers (add, relocate, or remove), 2. hydraulic calculations, 3. change in occupancy and /or hazard classification, 4. warehouse storage arrangements, 5. mobile compact storage arrangements, 6. alternative solutions, 7. changes to the sprinkler system supply piping (e.g. valves, mains, cross-mains, branch-lines, etc.), or 8. flexible sprinkler pipe | Priority Fire Systems Ltd
EP-2024-00256 | 2024-01-19 | 777 HORNBY STREET, Vancouver, BC V6Z 1S4 | Electrical Permit | Commercial | Addition | Issued | Installation / Repair - Commercial - Installing access control on door #122. No Mag locks >BP: #1860 - 18th Floor (expanding to #1800) Interior alterations on the 18th floor to an existing office tenant to expand a portion into unit #1800 and provide tenant improvements in this existing commercial building. Scope of Work: Remove a portion of the demising wall between unit #1800 and #1860 AND construct a new demising wall to increase the size of #1860. Demolish existing partitions, doors, millwork, flooring. New partitions for new offices, new millwork, electrical, plumbing and sprinkler work. TENANT: Cooperwilliams Truman LLP | Paladin Technologies Inc
EP-2023-10969 | 2023-12-11 | 777 HORNBY STREET, Vancouver, BC V6Z 1S4 | Electrical Permit | Commercial | Tenant Improvement | Issued | Installation / Repair - Commercial - Replace lights with new LED. Install 6 new outlets, power for two 3 workstations and relocate existing data cable. * Hazardous Materials Assessment cleared Dec 14, RMN >BP: Interior alterations on the 18th floor to an existing office tenant to expand a portion into unit #1800 and provide tenant improvements in this existing commercial building. Scope of Work: Remove a portion of the demising wall between unit #1800 and #1860 AND construct a new demising wall to increase the size of #1860. Demolish existing partitions, doors, millwork, flooring. New partitions for new offices, new millwork, electrical, plumbing and sprinkler work. TENANT: Cooperwilliams Truman LLP Building Sprinklered – Separate sprinkler permit required for proposed sprinkler work. Energy checklist is currently no longer required with your Building Permit (BP) application. Some supporting documents are still required at BP stage, specifically Envelope and HVAC, if applicable. Service Water Heating and Lighting supporting documents, if applicable, must be submitted with your related trades permits (e.g. electrical and plumbing). | Wynn's Electrical Contractors Ltd
SP-2023-02166 | 2023-11-30 | 777 HORNBY STREET, Vancouver, BC V6Z 1S4 | Sprinkler Permit | Commercial | Tenant Improvement | Completed | Commercial - Add and relocate sprinkler heads for tenant improvement. >BP: #1860 - 18th Floor (expanding to #1800) Interior alterations on the 18th floor to an existing office tenant to expand a portion into unit #1800 and provide tenant improvements in this existing commercial building. Scope of Work: Remove a portion of the demising wall between unit #1800 and #1860 AND construct a new demising wall to increase the size of #1860. Demolish existing partitions, doors, millwork, flooring. New partitions for new offices, new millwork, electrical, plumbing and sprinkler work. *****This application does not include any of the following: 1. Not more than 20 sprinklers (add, relocate, or remove), 2. hydraulic calculations, 3. change in occupancy and /or hazard classification, 4. warehouse storage arrangements, 5. mobile compact storage arrangements, 6. alternative solutions, 7. changes to the sprinkler system supply piping (e.g. valves, mains, cross-mains, branch-lines, etc.), or 8. flexible sprinkler pipe. | Priority Fire Systems Ltd
PP-2022-00026 | 2022-01-12 | 777 HORNBY STREET, Vancouver, BC V6Z 1S4 | Plumbing Permit | Commercial | Tenant Improvement | Completed | Commercial - moving an original kitchen sink, 5' over to the left. Original kitchen sink stack to be cut and new tee moved sideways so that trap arm is run in the wall to new location. | Platinum Ridge Plumbing Ltd
EP-2022-01591 | 2022-02-28 | 777 HORNBY STREET, Vancouver, BC V6Z 1S4 | Electrical Permit | Commercial | Tenant Improvement | Completed | Installation / Repair - Commercial - Remove two outlets from removed division wall and re locate them at the north wall, no new circuits added, replace a regular outlet with GFCI one near the sink. >BP: 8th Floor – Unit 855 Interior alterations to provide tenant improvements and to validate the work that has been done in this existing office on the 8th floor in this existing Commercial Building on this site. Scope of Work: Remove partition walls, add electrical outlets, repair wood flooring, and repaint the walls. OK for DTI as per Jeevan Bal – February 7/2022 | Leoy Enterprise Limited
PP-2022-00694 | 2022-03-01 | 777 HORNBY STREET, Vancouver, BC V6Z 1S4 | Plumbing Permit | Commercial | Tenant Improvement | Completed | Commercial - SUITE #1460, 14TH FLOOR - Add DCVA to existing plumbing system for client water cooler. All connections under sink - no alteration to structure. | Element Plumbing Ltd
NULL | NULL | 777 HORNBY STREET, Vancouver, BC V6Z 1S4 | Electrical Permit | Commercial | NULL | Withdrawn | Annual / Operating - misc | Mott Electric General Partnership
PP-2024-00051 | 2024-01-08 | 7960 INVERNESS STREET, Vancouver, BC V5X 4H7 | Plumbing Permit | Residential | New | Issued | Residential - sumps | JVT EXCAVATING & DEMOLITION LTD
EP-2023-05118 | 2023-06-08 | 7960 INVERNESS STREET, Vancouver, BC V5X 4H7 | Electrical Permit | Residential | New | Issued | Temporary Power - Residential - To provide temporary power. >Amend: June 13, 2023 -make it a 100 amp temp service | BC1196168 Ltd
EP-2022-03108 | 2022-05-04 | 1015 IRONWORK PASSAGE, Vancouver, BC V6H 3R4 | Electrical Permit | Residential | Addition | Completed | Installation / Repair - Residential - upgrade E dock lights and new lights added to storage floating storage shed on same dock. also add a manual transfer switch to existing sump pump system in underground parkade to allow a 120 volt 30 amp back up portable dedicated generator to be used. | Panther Electric Ltd
PP-2023-03844 | 2023-11-01 | 8675 FRENCH STREET, Vancouver, BC V6P 4W5 | Plumbing Permit | Commercial | Renovation | Completed | Commercial - Install a backflow prevention device (DCVA) on an outdoor irrigation system connection. | Vancouver Backflow Testing Ltd
GP-2022-03141 | 2022-10-13 | 6329 FRONTENAC STREET, Vancouver, BC V5S 3P4 | Gas Permit | Residential | Addition | Completed | Residential - Furnace re/re 70,000 BTU | HAMZEH GERAMI Dba Nation Heating & Cooling
GP-2023-02063 | 2023-07-10 | 6347 FRONTENAC STREET, Vancouver, BC V5S 3P4 | Gas Permit | Residential | Renovation | Issued | Residential - Decommission and remove old gas furnace and install new heat pump. | Ashton Service Group/Ashton Mechanical Ltd.
MP-2023-01263 | 2023-07-10 | 6347 FRONTENAC STREET, Vancouver, BC V5S 3P4 | Mechanical Permit | NULL | NULL | Issued | NULL | Ashton Service Group/Ashton Mechanical Ltd.
EP-2023-06462 | 2023-07-31 | 6347 FRONTENAC STREET, Vancouver, BC V5S 3P4 | Electrical Permit | Residential | Tenant Improvement | Issued | Installation / Repair - Residential - Electrical installation of a moovair system MP-2023-01304 | Moore And Russell Heating And Air Conditioning Ltd
MP-2023-01304 | 2023-07-17 | 6347 FRONTENAC STREET, Vancouver, BC V5S 3P4 | Mechanical Permit | NULL | NULL | Cancelled | NULL | Moore & Russell Heating Ltd
GP-2023-00596 | 2023-02-17 | 7510 FREMLIN STREET, Vancouver, BC V6P 3W6 | Gas Permit | Residential | Renovation - Dwelling Unit(s) only | Completed | Residential - RE & RE FURNACE | 484081 BC LTD
GP-2022-03829 | 2022-12-02 | 7576 FREMLIN STREET, Vancouver, BC V6P 3W6 | Gas Permit | Residential | Addition | Completed | Residential - TO INSTALL 1 FURNACE | BC Care Heating Services Ltd
EP-2023-09623 | 2023-10-24 | 2439 GRANT STREET, Vancouver, BC V5K 3G5 | Electrical Permit | Residential | New | Issued | Temporary Power - Residential - To provide temporary power. | ICAN Electrical Ltd.
NULL | NULL | 2439 GRANT STREET, Vancouver, BC V5K 3G5 | Plumbing Permit | Residential | New | Draft | Residential - Sumps n sewerconnections | Swift Site Services Ltd
PP-2023-04387 | 2023-12-19 | 2439 GRANT STREET, Vancouver, BC V5K 3G5 | Plumbing Permit | Residential | New | Issued | Residential - sumps NOTE: Engineering Assurance letter will be submitted to the Plumbing Inspector on the site. Letter shall conform to the requirements of Vancouver Bulletin 2000-008-EL/PL. | Swift Site Services Ltd
EP-2023-11103 | 2023-12-18 | 2535 GRANT STREET, Vancouver, BC V5K 3G6 | Electrical Permit | Residential | Renovation | Completed | Installation / Repair - Residential - Panel upgrade only and confirm grounding and upgrade if required. No change to service, no new loads. Panel (load centre) upgrade only to combination | EVANSON ELECTRIC LTD
GP-2023-00366 | 2023-02-09 | 2560 GRANT STREET, Vancouver, BC V5K 3G7 | Gas Permit | Residential | Renovation | Completed | Residential - Replacement of furnace >>>Amend: March 6th - correct address should be 2560 Grant St | Torresan Plumbing & Heating Ltd
PP-2022-00142 | 2022-01-18 | 825 GRANVILLE STREET, Vancouver, BC | Plumbing Permit | Commercial | Renovation | Completed | Commercial - SUITE #312 - Installing sink and vanity - connecting to existing drainage and waterlines already there. | J 8 PLUMBING & HEATING INC
EP-2023-01707 | 2023-03-01 | 831 GRANVILLE STREET, Vancouver, BC V6Z 1K7 | Electrical Permit | Commercial | Tenant Improvement | Completed | Installation / Repair - Commercial - Install 2 heat detectors to existing restaurant in 2 washrooms. | Charles Richard Pawluk o/a United Electrical Systems Ltd
NULL | NULL | 1342 GRANT STREET, Vancouver, BC V5L 2X5 | Electrical Permit | Commercial | Addition | Withdrawn | Installation / Repair - Commercial - Peranent connection of electrical sign | Mandip Mroke
NULL | NULL | 1423 GRANT STREET, Vancouver, BC V5L 2X9 | Electrical Permit | Commercial | New | Withdrawn | Installation / Repair - Commercial - Electrical connections of LED signs (x2) | Mandip Mroke
EP-2022-09057 | 2022-10-25 | 1515 GRANT STREET, Vancouver, BC V5L 2Y3 | Electrical Permit | Residential | Renovation | Completed | Installation / Repair - Residential - Upgrade to 200A | Nelcan Electric Ltd
EP-2023-09402 | 2023-10-30 | 1515 GRANT STREET, Vancouver, BC V5L 2Y3 | Electrical Permit | Residential | Renovation | Issued | Installation / Repair - Residential - rewire 2nd floor kitchen outlets and lighting add pot light in 2nd floor bathroom -there will be no structural work or fire rated wall work | Jonkman Electric Ltd
NULL | NULL | 1520 GRANT STREET, Vancouver, BC V5L 2Y2 | Mechanical Permit | NULL | NULL | Withdrawn | NULL | Greg Vavasour
EP-2022-05433 | 2022-06-27 | 1520 GRANT STREET, Vancouver, BC V5L 2Y2 | Electrical Permit | Residential | Renovation - Dwelling Unit(s) only | Completed | Installation / Repair - Residential - 200A service upgrade ** amend 07/26/2022** Service upgrade to 200A 120/240V AC unit installation adjust permit price a extra 800$ | ALM Electric Inc
PP-2022-00948 | 2022-03-23 | 3195 GRANVILLE STREET, Vancouver, BC V6H 3K2 | Plumbing Permit | Commercial | Tenant Improvement | Completed | Commercial - UNIT #109 - 1ST FLOOR - Install a new sink/pluming line in unit 109 - pls refer to the drawings | Jade Plumbing & Heating Ltd
EP-2022-07585 | 2022-09-09 | 3195 GRANVILLE STREET, Vancouver, BC V6H 3K2 | Electrical Permit | Commercial | Tenant Improvement | Completed | Installation / Repair - Commercial - UNIT #112 - Look at the wiring to make sure that everything is to code >BP: Interior alterations to demise Health Care Office unit #112 into Health Care Offices #112 & #116 on the second floor of this commercial building on this site. This is to validate previous work done. | Marcel Electric Inc
EP-2023-06633 | 2023-07-25 | 3195 GRANVILLE STREET, Vancouver, BC V6H 3K2 | Electrical Permit | Commercial | Addition | Completed | Installation / Repair - Commercial - Installation of three Level 2 EV Chargins Stations. | Corporate Electric Limited
EP-2023-06589 | 2023-07-21 | 3195 GRANVILLE STREET, Vancouver, BC V6H 3K2 | Electrical Permit | Commercial | Tenant Improvement | Completed | Installation / Repair - Commercial - Replace electrical panel for parking. We will be replacing an existing panel for a new panel. 200amp 120/208volt 3phase it would be the same as the original one is just that the original one with missing the cover and it’s old. | Marcel Electric Inc
PP-2023-03502 | 2023-10-05 | 3195 GRANVILLE STREET, Vancouver, BC V6H 3K2 | Plumbing Permit | Commercial | Tenant Improvement | Completed | Commercial - Install new kitchen sink and dishwasher and connect to plumbing located just behind the wall. **No Building alterations or Building work otherwise a BP will be required | Jade Plumbing & Heating Ltd
EP-2024-00041 | 2024-01-04 | 3195 GRANVILLE STREET, Vancouver, BC V6H 3K2 | Electrical Permit | Commercial | Renovation | Issued | Installation / Repair - Commercial - Remove base building electrical panels/feeders from main floor, 1st floor and 2nd floor. Install 1 new electrical panel for all 3 floor. | Marcel Electric Inc
GP-2022-00670 | 2022-04-25 | 3651 GRANVILLE STREET, Vancouver, BC V6H 3K7 | Gas Permit | Residential | Renovation | Completed | Residential - Re+Re Boiler | ROOTER SQUAD PLUMBING & DRAINAGE
GP-2023-02469 | 2023-08-23 | 3989 GRANVILLE STREET, Vancouver, BC V6H 3L1 | Gas Permit | Residential | Renovation | Completed | Residential - Replacement of Boiler | Cangas Heating Service Ltd
GP-2022-04038 | 2023-01-17 | 4088 GRANVILLE STREET, Vancouver, BC V6H 3L2 | Gas Permit | Residential | New | Completed | Residential - Installation of boiler | Alver Heating & Cooling Systems Ltd
NULL | NULL | 5678 GRANVILLE STREET, Vancouver, BC | Plumbing Permit | Commercial | Tenant Improvement | Draft | Commercial - Remove two (2) 1/2" backflow devices not in use. (Equipment has been removed) | Status Mechanical Ltd
EP-2023-01436 | 2023-02-21 | 5678 GRANVILLE STREET, Vancouver, BC | Electrical Permit | Commercial | Renovation | Completed | Installation / Repair - Commercial - Relocating 2 receptacles to accommodate a new dividing wall. >BP: Interior alterations to provide tenant improvements to this existing Health Care Office #205 on the 2nd floor of this existing commercial building. OK to process as DTI as per J. Zhang January 25, 2023 | Buchanan Electrical Limited
PP-2023-01153 | 2023-04-03 | 5701 GRANVILLE STREET, Vancouver, BC V6M 4J7 | Plumbing Permit | Commercial | Renovation | Completed | Commercial - Renovate 1 bath basin and 1 mop sink >DB: Interior alterations: Interior alterations and change of major occupancy 0f unit 109 from office (group D) to Fitness Centre (group A2 - low occupant load) , change the use of unit 268 from office ( group D) to Fitness Centre (group A2 - low occupant load) and combine both units into one unit in this existing commercial building on this site. Retaining unit # 109 | Karan Plumbing & Heating Ltd
EP-2023-02338 | 2023-03-28 | 5701 GRANVILLE STREET, Vancouver, BC V6M 4J7 | Electrical Permit | Commercial | Renovation | Completed | Installation / Repair - Commercial - fitness club, #109 and #268 combined to become one unit. #109 remained. One new sub panel 3 phases 100 amps will be installed and all new branches will be from the new panel. New led track lights and led strip lights, receptacles for running machine and others fitness equipment. >BP: Interior alterations: Interior alterations and change of major occupancy 0f unit 109 from office (group D) to Fitness Centre (group A2 - low occupant load) , change the use of unit 268 from office ( group D) to Fitness Centre (group A2 - low occupant load) and combine both units into one unit in this existing commercial building on this site. Retaining unit # 109 Building Review Branch Notes: 1) Application of Article 3.1.2.6- Group A2 (low occupant load permitted to be classified as Group D). Total maximum Occupant load proposed is 25 persons. 2) A permanent sign indicating the above proposed occupant load shall be posted in a conspicuous location near the suite's principal entrance. 3) Separate permit and additional washroom will be required if total occupant load exceed 25 persons. Note: "This permit has been reviewed under the 2019 Vancouver Building By-law (#12511)." | Big Forest Electric Ltd
EP-2023-04080 | 2023-05-10 | 5701 GRANVILLE STREET, Vancouver, BC V6M 4J7 | Electrical Permit | Commercial | Addition | Completed | Installation / Repair - Commercial - Installation of security alarm, cctv & audio systems. >BP: Interior alterations: Interior alterations and change of major occupancy 0f unit 109 from office (group D) to Fitness Centre (group A2 - low occupant load) , change the use of unit 268 from office ( group D) to Fitness Centre (group A2 - low occupant load) and combine both units into one unit in this existing commercial building on this site. Retaining unit # 109 Building Review Branch Notes: 1) Application of Article 3.1.2.6- Group A2 (low occupant load permitted to be classified as Group D). Total maximum Occupant load proposed is 25 persons. 2) A permanent sign indicating the above proposed occupant load shall be posted in a conspicuous location near the suite's principal entrance. 3) Separate permit and additional washroom will be required if total occupant load exceed 25 persons. Revision No. 1 April 17, 2023 a- To correct the measurement mistake that cause part of second floor belongs to next office at reception area b- To revised the layout at main floor - cancel the changing rooms c- To remove the hand sink and relocate the mop sink at second floor d- To revised the plumbing after to remove the hand sink and relocate the mop sink e- New drywall ceiling at main and new lighting layout to second floor Note: "This permit has been reviewed under the 2019 Vancouver Building By-law (#12511)." | Chubb Fire & Security Canada Corp
SP-2022-01787 | 2023-04-14 | 5701 GRANVILLE STREET, Vancouver, BC V6M 4J7 | Sprinkler Permit | Commercial | Tenant Improvement | Completed | Commercial - relocate existing pendants into upright for new open ceilings Interior alterations: Interior alterations and change of major occupancy 0f unit 109 from office (group D) to Fitness Centre (group A2) , change the use of unit 268 from office ( group D) to Fitness Centre (group A2) and combine both units into one unit in this existing commercial building on this site. Retaining unit # 109 *****This application does not include any of the following: 1. Not more than 20 sprinklers (add, relocate, or remove), 2. hydraulic calculations, 3. change in occupancy and /or hazard classification, 4. warehouse storage arrangements, 5. mobile compact storage arrangements, 6. alternative solutions, 7. changes to the sprinkler system supply piping (e.g. valves, mains, cross-mains, branch-lines, etc.), or 8. flexible sprinkler pipe. | Yu Fire Protection Inc.
PP-2023-03008 | 2023-08-25 | 5701 GRANVILLE STREET, Vancouver, BC V6M 4J7 | Plumbing Permit | Commercial | Renovation | Completed | Commercial - This is a tenant improvement getting 2 fixtures installed >BP: Interior alterations to change the use from General Office to Presentation Centre (similar to Office uses) ) including a display kitchen, and bathroom and provide improvements to combine units #106 &107 on the ground floor at this existing commercial building on this site. Scope of work includes: Re-new existing displayed area. | AKAL Plumbing & Heating Ltd
EP-2023-07702 | 2023-08-24 | 5701 GRANVILLE STREET, Vancouver, BC V6M 4J7 | Electrical Permit | Commercial | Renovation | Completed | Installation / Repair - Commercial - Installation of branch circuits for lights and receptacles for an presentation room. >BP: Interior alterations to change the use from General Office to Presentation Centre (similar to Office uses) ) including a display kitchen, and bathroom and provide improvements to combine units #106 &107 on the ground floor at this existing commercial building on this site. Scope of work includes: Re-new existing displayed area. Related to DP-2023-00481 Sprinklered Tenant: Stanton Development (Willow) Ltd. | Cong Electric Ltd
SP-2023-01697 | 2023-09-15 | 5701 GRANVILLE STREET, Vancouver, BC V6M 4J7 | Sprinkler Permit | Commercial | Tenant Improvement | Completed | Commercial - new/relocate sprinkler pendants for new partition walls >BP: Interior alterations to change the use from General Office to Presentation Centre (similar to Office uses) ) including a display kitchen, and bathroom and provide improvements to combine units #106 &107 on the ground floor at this existing commercial building on this site. Scope of work includes: Re-new existing displayed area. *****This application does not include any of the following: 1. Not more than 20 sprinklers (add, relocate, or remove), 2. hydraulic calculations, 3. change in occupancy and /or hazard classification, 4. warehouse storage arrangements, 5. mobile compact storage arrangements, 6. alternative solutions, 7. changes to the sprinkler system supply piping (e.g. valves, mains, cross-mains, branch-lines, etc.), or 8. flexible sprinkler pipe. | Yu Fire Protection Inc.
EP-2022-07530 | 2022-09-09 | 5702 GRANVILLE STREET, Vancouver, BC V6M 3C7 | Electrical Permit | Commercial | Tenant Improvement | Completed | Installation / Repair - Commercial - wire and install receptacle and circuit for new coffee machine | Accurate Electric Ltd.
EP-2022-02042 | 2022-06-21 | 2507 FRANKLIN STREET, Vancouver, BC V5K 1X5 | Electrical Permit | Residential | Renovation | Issued | Installation / Repair - Residential - renovation of the basement , main floor and a addition to the back of the house - 200 amp service upgrade with dual meter base and pole located in back yard - service will be over head to the pole and than underground to the house scope of work: add secondary suite to main floor lift house and building new foundations addition at rear add deck at rear and storage under deck | DM Electric Ltd
EP-2022-02041 | 2022-03-15 | 2507 FRANKLIN STREET, Vancouver, BC V5K 1X5 | Electrical Permit | Residential | Renovation | Expired | Temporary Power - Residential - To provide temporary power. NOTE: Work authorized by this permit is for placement of a temporary power pole only and does not authorize any site construction and/or excavation. A separate Building Permit will be required prior to commencement of any other work on this site. | DM Electric Ltd
NULL | NULL | 2507 FRANKLIN STREET, Vancouver, BC V5K 1X5 | Plumbing Permit | Residential | Renovation | Withdrawn | Residential - Supply and installation of DWV and water lines to plumbing fixtures. Relocate existing on-demand | NULL
SP-2022-01638 | 2022-10-05 | 2507 FRANKLIN STREET, Vancouver, BC V5K 1X5 | Sprinkler Permit | Residential | New | Issued | Residential - New sprinkler system for: >BP: Interior/exterior alterations to this existing one family dwelling including change of use from one family dwelling to one family dwelling with secondary suite scope of work: add secondary suite to main floor lift house and building new foundations addition at rear add deck at rear and storage under deck | Shore Fire Protection Ltd
PP-2022-02092 | 2022-06-15 | 2507 FRANKLIN STREET, Vancouver, BC V5K 1X5 | Plumbing Permit | Residential | Renovation | Issued | Residential - Install DWV, water lines and listed fixtures Building Permit for DP-2021-00855 interior/exterior alterations to this existing one family dwelling including change of use from one family dwelling to one family dwelling with secondary suite scope of work: add secondary suite to main floor lift house and building new foundations addition at rear add deck at rear and storage under deck | DRC Mechanical Ltd
PP-2022-02535 | 2022-07-22 | 2507 FRANKLIN STREET, Vancouver, BC V5K 1X5 | Plumbing Permit | Residential | New | Issued | Residential - Installing the storm sewer and sump and one Outside BFP >BP: Building Permit for DP-2021-00855 interior/exterior alterations to this existing one family dwelling including change of use from one family dwelling to one family dwelling with secondary suite scope of work: add secondary suite to main floor lift house and building new foundations addition at rear add deck at rear and storage under deck | Christensen Excavating Ltd
EP-2023-02497 | 2023-03-22 | 2507 FRANKLIN STREET, Vancouver, BC V5K 1X5 | Electrical Permit | Residential | Renovation | Issued | Temporary Power - Residential - To provide temporary power. | DM Electric Ltd
GP-2023-01215 | 2023-04-14 | 2507 FRANKLIN STREET, Vancouver, BC V5K 1X5 | Gas Permit | Residential | Renovation | Issued | Residential - 1 Hot Water Heater Re-install gas pipework only to Furnace and on-demand hot water heater, furnace installed by others. >BP: interior/exterior alterations to this existing one family dwelling including change of use from one family dwelling to one family dwelling with secondary suite | DRC Mechanical Ltd
EP-2024-00439 | 2024-01-24 | 2652 FRANKLIN STREET, Vancouver, BC V5K 1X6 | Electrical Permit | Commercial | Renovation | Issued | Installation / Repair - Commercial - General: -Supply/install smoke alarms as required by code -Relocate power for laundry to new location in same room Bathroom: -Connect thermostat for in floor heat (Nuheat mat and Home thermostat supplied by tiler) -Supply/install (1) new pot light, on dimmer switch -Install (1) vanity sconce light. Install rough in location, install fixture, on dimmer switch (there will be no drywall on the walls to allow ease of wiring) center above vanity -Run power to bath fan (fan product and venting to be supplied by Plumber/Hvac, as location is not yet existing) -Supply/install (1) new GFCI receptacle at vanity (no receptacle for bidet seat required) MAIN FLOOR Demo: -Remove electrical from walls to be removed- bathroom-bedroom wall- check for wiring where 3 pocket doors in kitchen will be installed (ConvectAir heater on wall - there's another on the wall in the other bedroom and they are connected. The control panel is to the right of existing bedroom closet door) General: -Supply/install smoke alarms as required by code -Supply/install (8) pot lights to living-dining room, as per plans (Connect to logical switches, confirm with client). Install dimmer switch. Install pot lights from attic so to not damage the ceiling drywall or texture -Supply/install (4) pot lights to stairwell, on 3 way dimmer switches. 2 pots in stairwell leading to basement (3-way switch at top and bottom of stairs), 2 pots in stairwell leading to attic (3-way switch at top and bottom of stairs) -Install client supplied (1) pendant light, over dining table. Install to same location (no relocation required), install fixture, on dimmer switch -Supply/install 3-way switch for lights in laundry room (switch at top and bottom of stairs to basement) | Vancity Electric Inc
GP-2023-00998 | 2023-03-21 | 2662 FRANKLIN STREET, Vancouver, BC V5K 1X6 | Gas Permit | Residential | Renovation | Completed | Residential - Re&re boiler | Milani Plumbing Heating & Air Conditioning Ltd
EP-2022-02521 | 2022-03-29 | 2727 FRANKLIN STREET, Vancouver, BC V5K 1X7 | Electrical Permit | Residential | Renovation | Completed | Installation / Repair - Residential - Upgrade electrical service from 100 Amp to 200 Amps | Mountain Point Electrical Inc.
EP-2022-00656 | 2022-01-28 | 8550 FRASER STREET, Vancouver, BC V5X 3Y3 | Electrical Permit | Commercial | NULL | Expired | Annual / Operating - ANNUAL OPERATING PERMIT -Renewal of EP-2021-00771 -Valid dates: January 28, 2022 - January 27, 2023 | SPECTRUM ELECTRIC LTD
EP-2023-00785 | 2023-01-31 | 8550 FRASER STREET, Vancouver, BC V5X 3Y3 | Electrical Permit | Commercial | NULL | Expired | Annual / Operating - ANNUAL OPERATING PERMIT -Renewal of EP-2022-00656 -Valid dates: January 28, 2023 - January 27, 2024 | SPECTRUM ELECTRIC LTD
EP-2024-00627 | 2024-01-31 | 8550 FRASER STREET, Vancouver, BC V5X 3Y3 | Electrical Permit | Commercial | NULL | Issued | Annual / Operating - ANNUAL OPERATING PERMIT Renewal of EP-2023-00785 Valid dates: January 28, 2024 - January 27, 2025 | SPECTRUM ELECTRIC LTD
EP-2023-10191 | 2023-11-24 | 3533 GLADSTONE STREET, Vancouver, BC V5N 4Y8 | Electrical Permit | Residential | Addition | Completed | Installation / Repair - Residential - Install 40 amp level 2 Grizzl-E smart charger | BC Highlight Electric Corp
EP-2024-00097 | 2024-01-04 | 3575 GLADSTONE STREET, Vancouver, BC V5N 4Y8 | Electrical Permit | Residential | New | Issued | Temporary Power - Residential - To provide temporary power. | Icon Electric Co Ltd
EP-2023-01941 | 2023-03-07 | 1530 GRANT STREET, Vancouver, BC V5L 2Y2 | Electrical Permit | Residential | Renovation - Dwelling Unit(s) only | Completed | Installation / Repair - Residential - Re attach emerly knob that was ripped out due to tree branches falling on power lines. March 10/2023-AMEND -to change to Reconnect/Relocate Service | ALM Electric Inc
GP-2022-03021 | 2022-10-05 | 1530 GRANT STREET, Vancouver, BC V5L 2Y2 | Gas Permit | Residential | Renovation | Completed | Residential - Re & re Furnace (BTU 70.000) | Milani Plumbing Heating & Air Conditioning Ltd
EP-2022-06651 | 2022-08-09 | 540 GRANVILLE STREET, Vancouver, BC V6C 1W6 | Electrical Permit | Commercial | NULL | Expired | Annual / Operating - ANNUAL OPERATING PERMIT VALID: JUNE 21, 2021- JUNE 20, 2022 EXPIRED PERMIT: EP-2021-05122 renew this operating permit | NV Electrical Inc
EP-2023-04906 | 2023-06-02 | 540 GRANVILLE STREET, Vancouver, BC V6C 1W6 | Electrical Permit | Commercial | NULL | Issued | Annual / Operating - ANNUAL OPERATING PERMIT RENEWAL OF EP-2022-06651 VALID: JUNE 21, 2023- JUNE 20, 2024 | NV Electrical Inc
PP-2022-00852 | 2022-03-11 | 540 GRANVILLE STREET, Vancouver, BC V6C 1W6 | Plumbing Permit | Commercial | Addition | Completed | Commercial - Install drainage and waterlines for toilet and vanity addition Interior and exterior alterations and a change of use to this existing single tenant (Group E, retail) 2 storey plus basement building to be occupied by a new retail tenant ("Dollarama"). Alterations include relocation of the main floor principle entry doors, partial floor infill (224 sq. ft.) at an existing main to 2nd floor interconnecting opening + removing an adjacent interconnecting stair and construction of a new interconnecting stair, modifying fire separations and interior partition layout. ** NOTE the 2019 VBBL applies to this application which has been reviewed during the Covid-19 pandemic ** | K2 MECHANICAL LTD
EP-2022-01010 | 2022-02-10 | 540 GRANVILLE STREET, Vancouver, BC V6C 1W6 | Electrical Permit | Commercial | Tenant Improvement | Completed | Installation / Repair - Commercial - TI, new lighting, em lighting, exits, branch circuit, receptacles, fire alarm updates, low voltage data, speaker cabling, sign power, >BP: Interior and exterior alterations and a change of use to this existing single tenant (Group E, retail) 2 storey plus basement building to be occupied by a new retail tenant ("Dollarama"). Alterations include relocation of the main floor principle entry doors, partial floor infill (224 sq. ft.) at an existing main to 2nd floor interconnecting opening + removing an adjacent interconnecting stair and construction of a new interconnecting stair, modifying fire separations and interior partition layout. ** NOTE the 2019 VBBL applies to this application which has been reviewed during the Covid-19 pandemic ** AMEND: JULY 11, 2022 FA VERIFICATION REPOORT Amend: July 29, 2022 see attached docs: attch L, seismic sch c , pics with mech protection, ULC for FA monitoring'. | Gary B Willis
EP-2022-04605 | 2022-06-02 | 540 GRANVILLE STREET, Vancouver, BC V6C 1W6 | Electrical Permit | Commercial | Addition | Completed | Installation / Repair - Commercial - Prewire and finish of security alarm system. >BP: Interior and exterior alterations and a change of use to this existing single tenant (Group E, retail) 2 storey plus basement building to be occupied by a new retail tenant ("Dollarama"). Alterations include relocation of the main floor principle entry doors, partial floor infill (224 sq. ft.) at an existing main to 2nd floor interconnecting opening + removing an adjacent interconnecting stair and construction of a new interconnecting stair, modifying fire separations and interior partition layout. ** NOTE the 2019 VBBL applies to this application which has been reviewed during the Covid-19 pandemic ** | Telus Custom Security Systems Inc
SP-2021-00641 | 2022-03-09 | 540 GRANVILLE STREET, Vancouver, BC V6C 1W6 | Sprinkler Permit | Commercial | New | Completed | Commercial - Sprinkler alterations and a change of use to this existing single tenant (Group E, retail) 2 storey plus basement building to be occupied by a new retail tenant ("Dollarama"). ** NOTE the 2019 VBBL applies to this application which has been reviewed during the Covid-19 pandemic ** | Five Star Fire Protection Ltd
PP-2023-02167 | 2023-06-20 | 543 GRANVILLE STREET, Vancouver, BC V6C 1X8 | Plumbing Permit | Commercial | Tenant Improvement | Completed | Commercial - Add 1 dishwasher, 1 back flow preventer, re install existing sink >BP: #1402 - 14th floor (demised from #1400) Interior alterations to 14th floor to demise this full floor tenant space into two units (to be #1400 & #1402) and provide improvements to #1402 in this existing commercial building. Scope of work: construct new demising wall, remove and install new partition walls, door, millwork, finishes. Electrical, Plumbing, & sprinklers to suit. Aug 31/2023-AMEND -Amend location to unit 1402 -Remove backflow preventer | Aquarius Mechanical Services Inc
EP-2023-07452 | 2023-08-16 | 580 GRANVILLE STREET, Vancouver, BC V6C 1W6 | Electrical Permit | Commercial | Renovation | Completed | Installation / Repair - Commercial - Re&Re (24) 8' Liner Fixtures. Lights to be installed: LNUD96-LED80-B-VK-WHT-DIM, Supply and install (2) 8' RAB LED fixture in new locations along the offices. Lighting to be no dimmable as the existing wiring will not support the new fixture dimming requirements. Re&Re 50 down lights through out the hallways and kitchens. Turn on all lighting and test. Disposal of lighting included. | TDR Electric Inc
EP-2022-03324 | 2022-04-26 | 580 GRANVILLE STREET, Vancouver, BC V6C 1W6 | Electrical Permit | Commercial | Tenant Improvement | Completed | Installation / Repair - Commercial - Provide Labor to Install Access Control and CCTV #201 - 2nd floor (full floor tenant) Interior alterations to provide tenant improvements for a new full floor office tenant on the 2nd floor (#201) in this existing commercial building. Scope of work: structural upgrade to one concrete beam, remove/construct new partitions, doors, new server room with new clear and sealed windows to align and match with the existing exterior windows, mechanical, electrical and sprinklers work Exterior alterations cleared by Michele Alborg, POD; Dec. 6, 2021 TENANT: HCL Canada, Inc | Patturn Electrical Solutions Ltd
EP-2022-00322 | 2022-02-16 | 580 GRANVILLE STREET, Vancouver, BC V6C 1W6 | Electrical Permit | Commercial | Tenant Improvement | Completed | Installation / Repair - Commercial - Tenant Improvements #201 - 2nd floor (full floor tenant) Interior alterations to provide tenant improvements for a new full floor office tenant on the 2nd floor (#201) in this existing commercial building. Scope of work: structural upgrade to one concrete beam, remove/construct new partitions, doors, new server room with new clear and sealed windows to align and match with the existing exterior windows, mechanical, electrical and sprinklers work Exterior alterations cleared by Michele Alborg, POD; Dec. 6, 2021 TENANT: HCL Canada, Inc | Mott Electric General Partnership
EP-2021-09449 | 2022-01-21 | 580 GRANVILLE STREET, Vancouver, BC V6C 1W6 | Electrical Permit | Commercial | New | Completed | Installation / Repair - Commercial - Removal of old cabling Supply and install cat6 cabling through the offices, approx. 300 voice and data drops and Av in designated areas. >BP: #201 - 2nd floor (full floor tenant) Interior alterations to provide tenant improvements for a new full floor office tenant on the 2nd floor (#201) in this existing commercial building. Scope of work: structural upgrade to one concrete beam, remove/construct new partitions, doors, new server room with new clear and sealed windows to align and match with the existing exterior windows, mechanical, electrical and sprinklers work Exterior alterations cleared by Michele Alborg, POD; Dec. 6, 2021 TENANT: HCL Canada, Inc Letters of Assurance submitted by: Schedule A and Architectural Schedule B, Robert H. Lee, Architect AIBC, ph: 604-420-2233 Structural Schedule B, by Min Park, P.Eng. Ph# 778.836.7221. Mechanical and Plumbing Schedule B, John Makepeace, P.Eng., ph: 604-538-0764 Building Sprinklered – Building inspector to determine on site if a separate sprinkler permit is required. OK for Field Review per K. Vogt - Sept 21, 2021 E2 - Lighting -Upgrade to incorporate Scheduled Shutoff (per 9.4.1.1 (i) of ASHRAE 90.1-2016 Energy checklist is currently no longer required with your Building Permit (BP) application. Some supporting documents are still required at BP stage, specifically Envelope and HVAC, if applicable. Service Water Heating and Lighting supporting documents, if applicable, must be submitted with your related trades permits (e.g. electrical and plumbing). All energy upgrades will be checked during inspections stage. It is the applicant's responsibility to identify and note all required upgrades including energy upgrades on their BP drawings at BP stage. | Activo Inc
SP-2021-01676 | 2022-01-10 | 609 GRANVILLE STREET, Vancouver, BC | Sprinkler Permit | Commercial | Tenant Improvement | Completed | Commercial - Sprinkler alterations to this existing full floor office tenant on the 10th floor (#1010) in this existing commercial building on this site. TENANT: Davidson & Company | Viking Fire Protection Inc
PP-2022-00011 | 2022-01-11 | 609 GRANVILLE STREET, Vancouver, BC | Plumbing Permit | Commercial | Addition | Completed | Commercial - Addition New Fixtures #2100 - 21st Floor (full floor tenant) Interior alterations to provide improvements to an existing full floor office tenant on the 21st floor (#2100) in this existing commercial building on this site. Scope of work: remove/construct partition walls, doors, millwork, finishes, lighting, electrical, mechanical and sprinkler work. TENANT: Canaccord Genuity Corp. | DAVIDSON BROS MECHANICAL CONTRACTORS
EP-2022-00271 | 2022-01-28 | 609 GRANVILLE STREET, Vancouver, BC | Electrical Permit | Commercial | Renovation | Completed | Installation / Repair - Commercial - demo and make safe of existing electrical, new receptacles, new Cat6 data, new lights and lighting controls, relocate fire alarm speakers and add new, install new GRM exits >#1010- 10th floor (full floor tenant) Interior alterations to this existing full floor office tenant on the 10th floor (#1010) in this existing commercial building on this site. Scope of work: remove/construct partition walls, doors, finishes, new lighting, T-Bar ceiling, electrical, plumbing and sprinkler work. TENANT: Davidson & Company | Ino-Tek Electric Ltd.
EP-2022-01467 | 2022-02-24 | 609 GRANVILLE STREET, Vancouver, BC | Electrical Permit | Commercial | Addition | Completed | Installation / Repair - Commercial - Supply & install data cabling >BP: Interior alterations to provide improvements to an existing full floor office tenant on the 21st floor (#2100) in this existing commercial building on this site. Scope of work: remove/construct partition walls, doors, millwork, finishes, lighting, electrical, mechanical and sprinkler work. REVISION #1: new mechanical equipment and lighting. Increase project value from $600,000.00 to $630,000.00 Oct 5, 2021 mlh TENANT: Canaccord Genuity Corp. Letters of Assurance submitted by: Schedule A, Mr. Kai Chen, P.Eng., ph; 604-687-1800 Electrical Schedule B, Mr. John Moore, P.Eng., ph; 604-687-1800 Mechanical and Plumbing Schedule B, Ms. Yick Sum Yuen, P.Eng., ph: 604-687-1800 OK for Field Review per K. Vogt. Building Sprinklered - Separate sprinkler permit required for proposed sprinkler work Energy Upgrade: E2 - Lighting - Upgrade to Local Control (per 9.4.1.1.(a) of ASHRAE 90.1-2016) | 4th Utility Inc
EP-2022-01468 | 2022-02-24 | 609 GRANVILLE STREET, Vancouver, BC | Electrical Permit | Commercial | Addition | Completed | Installation / Repair - Commercial - Supply & install data cabling >BP: Interior alterations to provide improvements to this existing full floor office tenant on the 22nd floor (#2200) in this existing mixed use building. Scope of work: remove/construct partition walls/doors to select areas to reconfigure floor plan, finishes, lighting, electrical, mechanical and sprinkler work. TENANT: Canaccord Genuity Corp. Letters of Assurance submitted by: Schedule A, Mr. Kai Chen, P.Eng., ph; 604-687-1800 Electrical Schedule B, Mr. John Moore, P.Eng., ph; 604-687-1800 Mechanical and Plumbing Schedule B, Ms. Yick Sum Yuen, P.Eng., ph: 604-687-1800 Building Sprinklered - Separate sprinkler permit required for proposed sprinkler work. Energy Upgrade: E2 - Lighting - Upgrade to Local Control (per 9.4.1.1.(a) of ASHRAE 90.1-2016) | 4th Utility Inc
EP-2022-01469 | 2022-02-24 | 609 GRANVILLE STREET, Vancouver, BC | Electrical Permit | Commercial | Addition | Completed | Installation / Repair - Commercial - Supply & install data cabling >BP: Interior alterations to provide improvements to an existing full floor office tenant on the 23rd floor (#2300) of this existing commercial building on this site. Scope or work: remove/construct select partition walls, doors, millwork, finishes, electrical, mechanical and sprinkler work. REVISION #1: remove additional partition walls to create a more open workstation area and increase project value from $235,000.00 to $270,000.00 Sept 27, 2021 mlh TENANT: Canaccord Genuity Corp. Letters of Assurance submitted by: Schedule A, Mr. Kai Chen, P.Eng., ph; 604-687-1800 Electrical Schedule B, Mr. John Moore, P.Eng., ph; 604-687-1800 Mechanical and Plumbing Schedule B, Ms. Yick Sum Yuen, P.Eng., ph: 604-687-1800 OK for Field Review per K. Vogt Building Sprinklered - Separate sprinkler permit required for proposed sprinkler work. Energy Upgrade: E2 - Lighting - Upgrade to Local Control (per 9.4.1.1.(a) of ASHRAE 90.1-2016) | 4th Utility Inc
EP-2022-02767 | 2022-04-08 | 609 GRANVILLE STREET, Vancouver, BC | Electrical Permit | Commercial | Tenant Improvement | Completed | Installation / Repair - Commercial - Relocate 1 existing exit sign, relocate 1 existing light switch, demo 2 plugs, connect 4 furniture whips. >BP: #540 - 5th Floor Interior alterations to provide tenant improvements to an existing office tenant on the 5th floor (#540) in this existing commercial building on site. Scope of work includes: remove a partition wall and a door to create an open space. TENANT: Insight Global | Blueline Electrical Services Ltd
EP-2022-02643 | 2022-04-01 | 609 GRANVILLE STREET, Vancouver, BC | Electrical Permit | Commercial | Renovation | Completed | Installation / Repair - Commercial - Re and re power and data due to wall removal. Add occ sensors in offices. Existing lighting to remain. >BP: #700 - 7th floor Interior alterations to provide improvements to this existing office space unit #700 on the 7th floor in this existing commercial building. Scope of work includes the removal of partition walls and the construction of new partition walls. | Mott Electric General Partnership
PP-2023-02921 | 2023-08-23 | 609 GRANVILLE STREET, Vancouver, BC | Plumbing Permit | Commercial | Tenant Improvement | Completed | Commercial - SUITE #1891 - 16TH FLOOR - Add kitchen sink to tenant space >BP: #1630 - 16th floor Interior alterations to provide improvements to for a new office tenant on the 16th floor (#1630) of this existing commercial building. Scope of work: construct new partition walls, doors, millwork, finishes, lighting, HVAC, fire alarm. Electrical, plumbing, sprinklers to suit. | Meridian West Mechanical Ltd
PP-2023-02922 | 2023-08-23 | 609 GRANVILLE STREET, Vancouver, BC | Plumbing Permit | Commercial | Tenant Improvement | Completed | Commercial - Install kitchen sinks on North and South sides of floor >BP: 17th floor (full floor) Interior alterations to provide improvements for a new full floor office tenant on the 17th floor this existing commercial building Scope of work: construct new partition walls, doors, millwork, finishes, lighting, HVAC, fire alarm. Electrical, plumbing, sprinklers to suit. | Meridian West Mechanical Ltd
EP-2023-07531 | 2023-08-25 | 609 GRANVILLE STREET, Vancouver, BC | Electrical Permit | Commercial | Tenant Improvement | Completed | Installation / Repair - Commercial - 17th Floor - Connection to the Lighting Fixtures c/w BX drop and seismic restraints - Emergency Lighting and Exits - Connection to the Lighting Control System - Cable Tray - Power Outlets and Furniture Whip Connections - Power circuits from the existing panel -Mechanical Unit for Power connections - Ground Bus Bar - Data Outlets only -Ground Bus Bar is located inside the Server Room, new one is to connect to the existing ground bus bar in the Electrical Room >Permit Amendment Dec 14, 2023 -"17th Floor - Attachment L" *Document(s) uploaded to "Application Documents" tab for Electrical Inspector review. Documents are at pending status at time of permit amendment approval * Hazardous Materials Assessment cleared, Sept 19 RMN >BP: 17th floor (full floor) Interior alterations to provide improvements for a new full floor office tenant on the 17th floor this existing commercial building Scope of work: construct new partition walls, doors, millwork, finishes, lighting, HVAC, fire alarm. Electrical, plumbing, sprinklers to suit. See BP-2023-01980 for interior demolition Related to BP-2023-01891 for 16th floor (#1630) Energy checklist is currently no longer required with your Building Permit (BP) application. Some supporting documents are still required at BP stage, specifically Envelope and HVAC, if applicable. Service Water Heating and Lighting supporting documents, if applicable, must be submitted with your related trades permits (e.g. electrical and plumbing). Amend: Dec 12, 2023 add low voltage - Communication cabling and sound maskings increase value $15000 | Mott Electric General Partnership
EP-2023-07530 | 2023-08-25 | 609 GRANVILLE STREET, Vancouver, BC | Electrical Permit | Commercial | Tenant Improvement | Completed | Installation / Repair - Commercial - Supply and install: -Lighting Fixtures c/w BX drops and Seismic Restraints - Emergency Lighting and exits - Lighting Control System - Power Outlets and Whip Connections - Data outlets only - Mechanical Unit Power Connections - Cable Tray -Ground Bus Bar is located inside the Server Room, new one is to connect to the existing ground bus bar in the Electrical Room * Hazardous Materials Assessment cleared, Sept 19 RMN >Permit Amendment Dec 14, 2023 -"Add One Attachment L - 16th Floor" *Document(s) uploaded to "Application Documents" tab for Electrical Inspector review. Documents are at pending status at time of permit amendment approval >BP: #1630 - 16th floor Interior alterations to provide improvements to for a new office tenant on the 16th floor (#1630) of this existing commercial building. Scope of work: construct new partition walls, doors, millwork, finishes, lighting, HVAC, fire alarm. Electrical, plumbing, sprinklers to suit. TENANT: 609 Granville Vancouver Limited See BP-2023-01963 for interior demolition See related BP2023-01900 for the 17th floor Energy checklist is currently no longer required with your Building Permit (BP) application. Some supporting documents are still required at BP stage, specifically Envelope and HVAC, if applicable. Service Water Heating and Lighting supporting documents, if applicable, must be submitted with your related trades permits (e.g. electrical and plumbing). Amend: Dec 12, 2023 add low voltage - Communication cabling and sound masking increase value by $7000 | Mott Electric General Partnership
SP-2023-01691 | 2023-10-12 | 609 GRANVILLE STREET, Vancouver, BC | Sprinkler Permit | Commercial | Tenant Improvement | Completed | Commercial - For sprinkler system alterations to the 2019 VBBL and NFPA 13, 2013 for the tenant improvements to provide interior alterations for a new full floor office tenant on the 17th floor of this existing commercial building. Engineer of Record: Dan Wong 778-847-0572 denveng7@gmail.com | Priority Fire Systems Ltd
SP-2023-01690 | 2023-10-12 | 609 GRANVILLE STREET, Vancouver, BC | Sprinkler Permit | Commercial | Tenant Improvement | Completed | Commercial - For sprinkler system alterations to the 2019 VBBL and NFPA 13, 2013 for the tenant improvements to provide interior alterations for a new office tenant on the 16th floor (#1630) of this existing commercial building. Engineer of Record: Dan Wong 778-847-0572 denveng7@gmail.com | Priority Fire Systems Ltd
EP-2023-08510 | 2023-09-20 | 609 GRANVILLE STREET, Vancouver, BC | Electrical Permit | Commercial | Tenant Improvement | Completed | Installation / Repair - Commercial - Install (16) receptacles, (2) gfci receptacles, (3) pac pole (1) power for furniture whips and (60) data lines. >BP: Interior alterations to provide tenant improvements for a new office tenant on the 3rd floor (#340) in this existing commercial building on this site. Scope of work: Demolish/construct partition wall, new kitchen pantry and closet, millwork, new dishwasher, electrical, plumbing and sprinkler work. TENANT: First Insurance Funding Building Sprinklered – Separate sprinkler permit required for proposed sprinkler work. Energy checklist is currently no longer required with your Building Permit (BP) application. Some supporting documents are still required at BP stage, specifically Envelope and HVAC, if applicable. Service Water Heating and Lighting supporting documents, if applicable, must be submitted with your related trades permits (e.g. electrical and plumbing). | Blueline Electrical Services Ltd
EP-2023-10429 | 2023-11-23 | 609 GRANVILLE STREET, Vancouver, BC | Electrical Permit | Commercial | New | Completed | Installation / Repair - Commercial - Low Voltage Audio Visual Cabling >BP: 17th floor (full floor) Interior alterations to provide improvements for a new full floor office tenant on the 17th floor this existing commercial building Scope of work: construct new partition walls, doors, millwork, finishes, lighting, HVAC, fire alarm. Electrical, plumbing, sprinklers to suit. See BP-2023-01980 for interior demolition Related to BP-2023-01891 for 16th floor (#1630) | AVI-SPL Canada Ltd
SP-2023-01825 | 2023-10-03 | 609 GRANVILLE STREET, Vancouver, BC | Sprinkler Permit | Commercial | Tenant Improvement | Completed | Commercial - SUITE #340 - 3RD FLOOR - Add and Relocated Sprinkler Heads >BP: #340 - 3rd Floor Interior alterations to provide tenant improvements for a new office tenant on the 3rd floor (#340) in this existing commercial building on this site. Scope of work: Demolish/construct partition wall, new kitchen pantry and closet, millwork, new dishwasher, electrical, plumbing and sprinkler work. *****This application does not include any of the following: 1. Not more than 20 sprinklers (add, relocate, or remove), 2. hydraulic calculations, 3. change in occupancy and /or hazard classification, 4. warehouse storage arrangements, 5. mobile compact storage arrangements, 6. alternative solutions, 7. changes to the sprinkler system supply piping (e.g. valves, mains, cross-mains, branch-lines, etc.), or 8. flexible sprinkler pipe. | Viking Fire Protection Inc
PP-2023-03671 | 2023-10-18 | 609 GRANVILLE STREET, Vancouver, BC | Plumbing Permit | Commercial | Renovation | Completed | Commercial - 21ST FLOOR - Replace fixtures. Water pipe to lavs to be slightly modified, water pipe to urinals to be modified slightly >BP: 21st floor - Common Washrooms Interior alterations to provide improvements to common washrooms only on the 21st floor of this existing commercial building. Scope of work: remove/construct finishes, fixtures, ceilings, flooring, lighting, electrical, plumbing, mechanical and sprinkler work. | Meridian West Mechanical Ltd
EP-2023-09432 | 2023-10-30 | 609 GRANVILLE STREET, Vancouver, BC | Electrical Permit | Commercial | Renovation | Issued | Installation / Repair - Commercial - 21st floor common area washrooms reno. >BP: 21st floor - Common Washrooms Interior alterations to provide improvements to common washrooms only on the 21st floor of this existing commercial building. Scope of work: remove/construct partitions, finishes, fixtures, ceilings, flooring, lighting, electrical, plumbing, mechanical and sprinkler work >Permit Amendment Dec 18, 2023 -"Add fire alarm speakers to scope of work" *Document(s) uploaded to "Application Documents" tab for Electrical Inspector review. Documents are at pending status at time of permit amendment approval * Hazardous Materials Assessment cleared, Oct 31, RMN. >BP: 21st floor - Common Washrooms Interior alterations to provide improvements to common washrooms only on the 21st floor of this existing commercial building. Scope of work: remove/construct finishes, fixtures, ceilings, flooring, lighting, electrical, plumbing, mechanical and sprinkler work. Mechanical Schedule B submitted by Eric Cresswell, P.Eng., ph: 604-684-5995 Energy checklist is currently no longer required with your Building Permit (BP) application. Some supporting documents are still required at BP stage, specifically Envelope and HVAC, if applicable. Service Water Heating and Lighting supporting documents, if applicable, must be submitted with your related trades permits (e.g. electrical and plumbing). | Vanrook Electric Ltd
EP-2023-09609 | 2023-11-02 | 609 GRANVILLE STREET, Vancouver, BC | Electrical Permit | Commercial | Renovation | Completed | Installation / Repair - Commercial - Low voltage HVAC wiring >BP: 17th floor (full floor) Interior alterations to provide improvements for a new full floor office tenant on the 17th floor this existing commercial building Scope of work: construct new partition walls, doors, millwork, finishes, lighting, HVAC, fire alarm. Electrical, plumbing, sprinklers to suit. See BP-2023-01980 for interior demolition Related to BP-2023-01891 for 16th floor (#1630) Energy checklist is currently no longer required with your Building Permit (BP) application. Some supporting documents are still required at BP stage, specifically Envelope and HVAC, if applicable. Service Water Heating and Lighting supporting documents, if applicable, must be submitted with your related trades permits (e.g. electrical and plumbing). | Control Solutions Ltd
EP-2023-09606 | 2023-11-02 | 609 GRANVILLE STREET, Vancouver, BC | Electrical Permit | Commercial | Renovation | Completed | Installation / Repair - Commercial - Low voltage HVAC wiring >BP: Interior alterations to provide improvements to for a new office tenant on the 16th floor (#1630) of this existing commercial building. Scope of work: construct new partition walls, doors, millwork, finishes, lighting, HVAC, fire alarm. Electrical, plumbing, sprinklers to suit. TENANT: 609 Granville Vancouver Limited See BP-2023-01963 for interior demolition See related BP2023-01900 for the 17th floor Energy checklist is currently no longer required with your Building Permit (BP) application. Some supporting documents are still required at BP stage, specifically Envelope and HVAC, if applicable. Service Water Heating and Lighting supporting documents, if applicable, must be submitted with your related trades permits (e.g. electrical and plumbing). | Control Solutions Ltd
EP-2024-00176 | 2024-01-08 | 609 GRANVILLE STREET, Vancouver, BC | Electrical Permit | Commercial | Renovation | Issued | Installation / Repair - Commercial - Interior renovation of 22nd floor common washrooms. Removing/adding light fixtures. BP:#2200 - 22nd Floor (full floor tenant) Interior alterations to remove all non loadbearing partitions and finishes on the 22nd floor (#2200) and return to office 'vacant' space in this existing mixed-use building. Scope of work: Interior demo only of all tenant build out to return to shell condition, electrical, plumbing and sprinkler work. | Vanrook Electric Ltd
PP-2024-00114 | 2024-01-16 | 609 GRANVILLE STREET, Vancouver, BC | Plumbing Permit | Commercial | Renovation | Issued | Commercial - 22ND FLOOR - COMMON WASHROOMS - Swap lavs with new (minor pipe alterations) Swap urinals with new (minor pipe alterations) Swap WCs with new >BP: 22nd floor - Common Washrooms Interior alterations to provide improvements to common washrooms only on the 22nd floor in this existing commercial building. Scope of work: remove/construct finishes, fixtures, ceilings, flooring, lighting, electrical, plumbing, mechanical and sprinkler work. | Meridian West Mechanical Ltd
EP-2023-11071 | 2023-12-12 | 609 GRANVILLE STREET, Vancouver, BC | Electrical Permit | Commercial | Addition | Completed | Installation / Repair - Commercial - security camera and access control installation (NO MAGLOCKS) #1630 - 16th floor Interior alterations to provide improvements to for a new office tenant on the 16th floor (#1630) of this existing commercial building. Scope of work: construct new partition walls, doors, millwork, finishes, lighting, HVAC, fire alarm. Electrical, plumbing, sprinklers to suit. TENANT: 609 Granville Vancouver Limited | Rose Security Services Inc
EP-2023-11072 | 2023-12-12 | 609 GRANVILLE STREET, Vancouver, BC | Electrical Permit | Commercial | Addition | Completed | Installation / Repair - Commercial - security camera and access control installation (NO MAGLOCKS) 17th floor (full floor) Interior alterations to provide improvements for a new full floor office tenant on the 17th floor this existing commercial building Scope of work: construct new partition walls, doors, millwork, finishes, lighting, HVAC, fire alarm. Electrical, plumbing, sprinklers to suit. | Rose Security Services Inc
EP-2023-11067 | 2023-12-11 | 609 GRANVILLE STREET, Vancouver, BC | Electrical Permit | Commercial | Addition | Completed | Installation / Repair - Commercial - Extra Lowe voltage security system – card reader doors add-on into base building access system on 16th floor. >BP: #1675 - 16th floor Interior demolition of non load-bearing partition walls on the 16th floor (#1675) to create a "shell" office space. Scope of work: remove all partition walls, doors, flooring, T-Bar ceiling grid and tile, electrical and sprinkler work. Separate permit will be required for any tenant improvements to this space. | Tyco Integrated Fire & Security Canada Inc/Tyco Feu Et Securite Integres Canada Inc
EP-2023-11069 | 2023-12-14 | 609 GRANVILLE STREET, Vancouver, BC | Electrical Permit | Commercial | Addition | Completed | Installation / Repair - Commercial - Extra Lowe voltage security system – card reader doors add-on into base building access system on 17th floor. >BP: 17th floor (full floor) Interior alterations to provide improvements for a new full floor office tenant on the 17th floor this existing commercial building Scope of work: construct new partition walls, doors, millwork, finishes, lighting, HVAC, fire alarm. Electrical, plumbing, sprinklers to suit. See BP-2023-01980 for interior demolition Related to BP-2023-01891 for 16th floor (#1630) Energy checklist is currently no longer required with your Building Permit (BP) application. Some supporting documents are still required at BP stage, specifically Envelope and HVAC, if applicable. Service Water Heating and Lighting supporting documents, if applicable, must be submitted with your related trades permits (e.g. electrical and plumbing). | Tyco Integrated Fire & Security Canada Inc/Tyco Feu Et Securite Integres Canada Inc
EP-2023-10547 | 2023-11-23 | 609 GRANVILLE STREET, Vancouver, BC | Electrical Permit | Commercial | Tenant Improvement | Completed | Installation / Repair - Commercial - Low voltage audio visual cabling (applicant had put the total cost on other EP-2023-10429 and then reduced a portion to add onto this EP-2023-10547) >BP: >BP: Interior alterations to provide improvements to for a new office tenant on the 16th floor (#1630) of this existing commercial building. Scope of work: construct new partition walls, doors, millwork, finishes, lighting, HVAC, fire alarm. Electrical, plumbing, sprinklers to suit. TENANT: 609 Granville Vancouver Limited See BP-2023-01963 for interior demolition See related BP2023-01900 for the 17th floor Energy checklist is currently no longer required with your Building Permit (BP) application. Some supporting documents are still required at BP stage, specifically Envelope and HVAC, if applicable. Service Water Heating and Lighting supporting documents, if applicable, must be submitted with your related trades permits (e.g. electrical and plumbing) | AVI-SPL Canada Ltd
EP-2023-06297 | 2023-07-13 | 609 GRANVILLE STREET, Vancouver, BC | Electrical Permit | Commercial | Tenant Improvement | Completed | Installation / Repair - Commercial - Demo of existing power, data wiring and lighting, install 2 exit signs. We are only removing existing lighting, no new lights being installed. >BP: #1630 - 16th floor Interior demolition of non loading bearing partition walls on the 16th floor (#1630) to create a "shell" office space. Scope of work: remove all existing partition walls, doors, T-Bar ceiling grid and tile, finishes Separate permit(s) will be required for any tenant improvements to this space. See BP-2023-01891 for tenant improvements Building Sprinklered - Separate sprinkler permit required for proposed sprinkler work | Blueline Electrical Services Ltd
EP-2023-06296 | 2023-07-13 | 609 GRANVILLE STREET, Vancouver, BC | Electrical Permit | Commercial | Tenant Improvement | Completed | Installation / Repair - Commercial - Demo lighting back to shell. We are only removing lighting, no new lights are going to be installed. >BP: Interior alterations to the 17th floor to remove all existing T-bar grid, GWB ceiling, exit signs, electrical communication and security equipment not essential to building operations in this existing commercial building. See BP-2023-01900 for tenant improvement work. | Blueline Electrical Services Ltd
PP-2023-02587 | 2023-07-21 | 609 GRANVILLE STREET, Vancouver, BC | Plumbing Permit | Commercial | Renovation | Completed | Commercial - Replace plumbing fixtures with new, WCs rough ins to stay the same so no permit required. >BP: 20th floor - Common Washrooms Interior alterations to provide improvements to common washrooms only on the 20th floor of this existing commercial building. Scope of work: remove/construct partitions, finishes, fixtures, ceilings, flooring, lighting, electrical, plumbing, mechanical and sprinkler work. | Meridian West Mechanical Ltd
EP-2023-06502 | 2023-07-19 | 609 GRANVILLE STREET, Vancouver, BC | Electrical Permit | Commercial | Renovation | Completed | Installation / Repair - Commercial - Supply & install power and data for TVs. | Action Electric Ltd
SP-2023-01384 | 2023-08-03 | 609 GRANVILLE STREET, Vancouver, BC | Sprinkler Permit | Commercial | Tenant Improvement | Completed | Commercial - Back to Base This permit has been issued to the 2019 VBBL and NFPA 13, 2013 to return this space, as described below, to base building sprinkler coverage (relocate and remove sprinklers to ensure sprinkler coverage to the base building design, VBBL, and NFPA 13). >BP: Interior demolition of non loading bearing partition walls on the 16th floor (#1630) to create a "shell" office space. Scope of work: remove all existing partition walls, doors, T-Bar ceiling grid and tile, finishes Separate permit(s) will be required for any tenant improvements to this space. | Viking Fire Protection Inc
EP-2023-06904 | 2023-07-31 | 609 GRANVILLE STREET, Vancouver, BC | Electrical Permit | Commercial | Renovation | Issued | Installation / Repair - Commercial - 20th floor common area washrooms reno. >Permit Amendment Dec 19, 2023 -"Add fire alarm speakers to scope of work" *Document(s) uploaded to "Application Documents" tab for Electrical Inspector review. Documents are at pending status at time of permit amendment approval >BP: 20th floor - Common Washrooms Interior alterations to provide improvements to common washrooms only on the 20th floor of this existing commercial building. Scope of work: remove/construct partitions, finishes, fixtures, ceilings, flooring, lighting, electrical, plumbing, mechanical and sprinkler work. | Vanrook Electric Ltd
PP-2023-01657 | 2023-05-17 | 609 GRANVILLE STREET, Vancouver, BC | Plumbing Permit | Commercial | Renovation | Completed | Commercial - Swap sinks (no permit required), swap 5 WCs, and swap 2 urinals. WCs and urinals will require a small amount if in wall work. >BP: 19th floor - Common Washrooms Interior alterations to provide improvements to common washrooms only on the 19th floor in this existing commercial building. Scope of work: remove/construct finishes, fixtures, ceilings, flooring, lighting, electrical, plumbing, mechanical and sprinkler work. | Meridian West Mechanical Ltd
SP-2023-00878 | 2023-05-19 | 609 GRANVILLE STREET, Vancouver, BC | Sprinkler Permit | Commercial | Renovation | Completed | Commercial - Replace (x5) pendant sprinkler heads to a concealed type >BP: 23rd floor - Common Washrooms Interior alterations to provide improvements to common washrooms only on the 23rd floor in this existing commercial building. Scope of work: remove/construct finishes, fixtures, ceilings, flooring, lighting, electrical, plumbing, mechanical and sprinkler work. Mechanical Schedule B submitted by Eric Cresswell, P.Eng., ph: 604-684-5995 >>>*****This application does not include any of the following: 1. Not more than 20 sprinklers (add, relocate, or remove), 2. hydraulic calculations, 3. change in occupancy and /or hazard classification, 4. warehouse storage arrangements, 5. mobile compact storage arrangements, 6. alternative solutions, 7. changes to the sprinkler system supply piping (e.g. valves, mains, cross-mains, branch-lines, etc.), or 8. flexible sprinkler pipe. | Fire Pro Fire Protection Ltd.
SP-2023-00879 | 2023-05-19 | 609 GRANVILLE STREET, Vancouver, BC | Sprinkler Permit | Commercial | Renovation | Completed | Commercial - Replace (x5) pendant sprinkler heads to a concealed type >BP: 24th floor - Common Washrooms Interior alterations to provide improvements to common washrooms only on the 24th floor of this existing commercial building. Scope of work: remove/construct finishes, fixtures, ceilings, flooring, lighting, electrical, plumbing, mechanical and sprinkler work. Mechanical Schedule B submitted by Eric Cresswell, P.Eng., ph: 604-684-5995 >>*****This application does not include any of the following: 1. Not more than 20 sprinklers (add, relocate, or remove), 2. hydraulic calculations, 3. change in occupancy and /or hazard classification, 4. warehouse storage arrangements, 5. mobile compact storage arrangements, 6. alternative solutions, 7. changes to the sprinkler system supply piping (e.g. valves, mains, cross-mains, branch-lines, etc.), or 8. flexible sprinkler pipe. | Fire Pro Fire Protection Ltd.
SP-2023-00877 | 2023-05-19 | 609 GRANVILLE STREET, Vancouver, BC | Sprinkler Permit | Commercial | Renovation | Completed | Commercial - Replace (x5) pendant sprinkler heads to a concealed type >BP: 22nd floor - Common Washrooms Interior alterations to provide improvements to common washrooms only on the 22nd floor in this existing commercial building. Scope of work: remove/construct finishes, fixtures, ceilings, flooring, lighting, electrical, plumbing, mechanical and sprinkler work. Mechanical Schedule B submitted by Eric Cresswell, P.Eng., ph: 604-684-5995 >*****This application does not include any of the following: 1. Not more than 20 sprinklers (add, relocate, or remove), 2. hydraulic calculations, 3. change in occupancy and /or hazard classification, 4. warehouse storage arrangements, 5. mobile compact storage arrangements, 6. alternative solutions, 7. changes to the sprinkler system supply piping (e.g. valves, mains, cross-mains, branch-lines, etc.), or 8. flexible sprinkler pipe. | Fire Pro Fire Protection Ltd.
SP-2023-00876 | 2023-05-19 | 609 GRANVILLE STREET, Vancouver, BC | Sprinkler Permit | Commercial | Renovation | Issued | Commercial - Replace (x5) pendant sprinkler heads to a concealed type. >BP: 21st floor - Common Washrooms Interior alterations to provide improvements to common washrooms only on the 21st floor of this existing commercial building. Scope of work: remove/construct finishes, fixtures, ceilings, flooring, lighting, electrical, plumbing, mechanical and sprinkler work. Mechanical Schedule B submitted by Eric Cresswell, P.Eng., ph: 604-684-5995 >>>*****This application does not include any of the following: 1. Not more than 20 sprinklers (add, relocate, or remove), 2. hydraulic calculations, 3. change in occupancy and /or hazard classification, 4. warehouse storage arrangements, 5. mobile compact storage arrangements, 6. alternative solutions, 7. changes to the sprinkler system supply piping (e.g. valves, mains, cross-mains, branch-lines, etc.), or 8. flexible sprinkler pipe. | Fire Pro Fire Protection Ltd.
SP-2023-00875 | 2023-05-19 | 609 GRANVILLE STREET, Vancouver, BC | Sprinkler Permit | Commercial | Renovation | Completed | Commercial - Replace (x5) pendant sprinkler heads to a concealed type >BP: 20th floor - Common Washrooms Interior alterations to provide improvements to common washrooms only on the 20th floor of this existing commercial building. Scope of work: remove/construct partitions, finishes, fixtures, ceilings, flooring, lighting, electrical, plumbing, mechanical and sprinkler work. Mechanical Schedule B submitted by Eric Cresswell, P.Eng., ph: 604-684-5995 Building Sprinklered – Separate sprinkler permit required for proposed sprinkler work. >>>*****This application does not include any of the following: 1. Not more than 20 sprinklers (add, relocate, or remove), 2. hydraulic calculations, 3. change in occupancy and /or hazard classification, 4. warehouse storage arrangements, 5. mobile compact storage arrangements, 6. alternative solutions, 7. changes to the sprinkler system supply piping (e.g. valves, mains, cross-mains, branch-lines, etc.), or 8. flexible sprinkler pipe. | Fire Pro Fire Protection Ltd.
EP-2023-04186 | 2023-05-12 | 609 GRANVILLE STREET, Vancouver, BC | Electrical Permit | Commercial | Renovation | Issued | Installation / Repair - Commercial - Renovation of 19th floor washrooms >Permit Amendment Dec 18, 2023 -"Add fire alarm speakers to scope of work" *Document(s) uploaded to "Application Documents" tab for Electrical Inspector review. Documents are at pending status at time of permit amendment approval >Permit Amendment Aug 15, 2023 -"Attachment L provided" *Electrical contractor to request an electrical inspection online for the District Electrical Inspector to review document(s) uploaded to application documents: https://plposweb.vancouver.ca/Public/Login.aspx >BP: Interior alterations to provide improvements to common washrooms only on the 19th floor in this existing commercial building. Scope of work: remove/construct finishes, fixtures, ceilings, flooring, lighting, electrical, plumbing, mechanical and sprinkler work. Mechanical Schedule B submitted by Eric Cresswell, P.Eng., ph: 604-684-5995 Energy checklist is currently no longer required with your Building Permit (BP) application. Some supporting documents are still required at BP stage, specifically Envelope and HVAC, if applicable. Service Water Heating and Lighting supporting documents, if applicable, must be submitted with your related trades permits (e.g. electrical and plumbing). | Vanrook Electric Ltd
EP-2023-01729 | 2023-03-02 | 609 GRANVILLE STREET, Vancouver, BC | Electrical Permit | Commercial | Tenant Improvement | Completed | Installation / Repair - Commercial - Electrical demo/make safe, receptacles, data cabling, power and data for approx 38 workstations, re-lamp existing fluorescent fixtures with new led lamps, add occupancy sensors to enclosed offices, add 26 new led pot lights and 3 new pendants with led lamps, new green running man exit signs. >BP: #1200 - 12th floor Interior alterations to provide improvements for an existing full floor office tenant on the 12th floor of this existing commercial building on this site. Scope of work: work will be done in 3 phases. Demo/construct partition walls, doors for new layout. Electrical, plumbing, & sprinkler work to suit. E2 - Lighting - Upgrade to incorporate Automatic Partial OFF (per 9.4.1.1.(g) of ASHRAE 90.1-2016) | Ino-Tek Electric Ltd.
SP-2023-00225 | 2023-02-07 | 609 GRANVILLE STREET, Vancouver, BC | Sprinkler Permit | Commercial | Tenant Improvement | Completed | Commercial - UNIT #1200 - 12TH FLOOR - Installing New Sprinkler Heads >BP: #1200 - 12th floor Interior alterations to provide improvements for an existing full floor office tenant on the 12th floor of this existing commercial building on this site. Scope of work: work will be done in 3 phases. Demo/construct partition walls, doors for new layout. Electrical, plumbing, & sprinkler work to suit. *****This application does not include any of the following: 1. Not more than 20 sprinklers (add, relocate, or remove), 2. hydraulic calculations, 3. change in occupancy and /or hazard classification, 4. warehouse storage arrangements, 5. mobile compact storage arrangements, 6. alternative solutions, 7. changes to the sprinkler system supply piping (e.g. valves, mains, cross-mains, branch-lines, etc.), or 8. flexible sprinkler pipe. | Viking Fire Protection Inc
PP-2023-00895 | 2023-03-16 | 609 GRANVILLE STREET, Vancouver, BC | Plumbing Permit | Commercial | Tenant Improvement | Completed | Commercial - UNIT #1200 - 12TH FLOOR - Relocate 1 kitchen sink. Add water line for coffee maker >BP: #1200 - 12th floor Interior alterations to provide improvements for an existing full floor office tenant on the 12th floor of this existing commercial building on this site. Scope of work: work will be done in 3 phases. Demo/construct partition walls, doors for new layout. Electrical, plumbing, & sprinkler work to suit. | Broyce Mechanical Ltd
EP-2023-02826 | 2023-03-31 | 609 GRANVILLE STREET, Vancouver, BC | Electrical Permit | Commercial | Renovation | Issued | Installation / Repair - Commercial - Replacement of (2) existing cooling towers. Reuse existing electrical feeds for new towers and associated electrical devices (Basin heaters, heat trace, filters) | Black & McDonald Limited
NULL | NULL | 609 GRANVILLE STREET, Vancouver, BC | Mechanical Permit | NULL | NULL | Draft | NULL | Black & McDonald Limited
SP-2023-00731 | 2023-04-27 | 609 GRANVILLE STREET, Vancouver, BC | Sprinkler Permit | Commercial | Renovation | Completed | Commercial - Replace (x5) pendant sprinkler heads to a concealed type >BP: 19th floor - Common Washrooms Interior alterations to provide improvements to common washrooms only on the 19th floor in this existing commercial building. Scope of work: remove/construct finishes, fixtures, ceilings, flooring, lighting, electrical, plumbing, mechanical and sprinkler work. *****This application does not include any of the following: 1. Not more than 20 sprinklers (add, relocate, or remove), 2. hydraulic calculations, 3. change in occupancy and /or hazard classification, 4. warehouse storage arrangements, 5. mobile compact storage arrangements, 6. alternative solutions, 7. changes to the sprinkler system supply piping (e.g. valves, mains, cross-mains, branch-lines, etc.), or 8. flexible sprinkler pipe. | Fire Pro Fire Protection Ltd.
SP-2022-01601 | 2022-10-03 | 609 GRANVILLE STREET, Vancouver, BC | Sprinkler Permit | Commercial | Tenant Improvement | Completed | Commercial - Add and relocated Sprinkler Heads #580 - 5th Floor Interior alterations to provide tenant improvements to this existing office on the 5th floor (#580) of this existing commercial building. Scope of work: Construct new partition walls (drywall and glass) for new office, storage, boardroom, kitchen, new doors, electrical, plumbing and sprinkler work. TENANT: Vantek Web Solutions *****This application does not include any of the following: 1. Not more than 20 sprinklers (add, relocate, or remove), 2. hydraulic calculations, 3. change in occupancy and /or hazard classification, 4. warehouse storage arrangements, 5. mobile compact storage arrangements, 6. alternative solutions, 7. changes to the sprinkler system supply piping (e.g. valves, mains, cross-mains, branch-lines, etc.), or 8. flexible sprinkler pipe. | Viking Fire Protection Inc
SP-2022-01603 | 2022-10-03 | 609 GRANVILLE STREET, Vancouver, BC | Sprinkler Permit | Commercial | Tenant Improvement | Completed | Commercial - Add and relocated Sprinkler Heads #340 - 3rd Floor Interior alterations to provide tenant improvements for a new office tenant in this shell space on the 3rd floor (#340) in this existing commercial building on this site. Scope of work: construct new drywall and glass partitions, flooring, kitchenette, electrical and sprinkler work. *****This application does not include any of the following: 1. Not more than 20 sprinklers (add, relocate, or remove), 2. hydraulic calculations, 3. change in occupancy and /or hazard classification, 4. warehouse storage arrangements, 5. mobile compact storage arrangements, 6. alternative solutions, 7. changes to the sprinkler system supply piping (e.g. valves, mains, cross-mains, branch-lines, etc.), or 8. flexible sprinkler pipe. | Viking Fire Protection Inc
PP-2022-03373 | 2022-09-23 | 609 GRANVILLE STREET, Vancouver, BC | Plumbing Permit | Commercial | Tenant Improvement | Completed | Commercial - Install kitchen sink and water filtration system >BP: #580 - 5th Floor Interior alterations to provide tenant improvements to this existing office on the 5th floor (#580) of this existing commercial building. Scope of work: Construct new partition walls (drywall and glass) for new office, storage, boardroom, kitchen, new doors, electrical, plumbing and sprinkler work. TENANT: Vantek Web Solutions | Meridian West Mechanical Ltd
EP-2022-07577 | 2022-09-23 | 609 GRANVILLE STREET, Vancouver, BC | Electrical Permit | Commercial | Tenant Improvement | Completed | Installation / Repair - Commercial - install 13 plugs, 3 furniture whips, exit sign, 22 data lines, relocate existing lights and add 4 OS switch. >BP: Interior alterations to provide tenant improvements to this existing office on the 5th floor (#580) of this existing commercial building. Scope of work: Construct new partition walls (drywall and glass) for new office, storage, boardroom, kitchen, new doors, electrical, plumbing and sprinkler work. TENANT: Vantek Web Solutions Building Sprinklered – Separate sprinkler permit required for proposed sprinkler work. E2 - Retrofit Path: BOMA BESt (Path 1) - No Additional Upgrades Req'd Note: Energy checklist is currently no longer required with your Building Permit (BP) application. Some supporting documents are still required at BP stage, specifically Envelope and HVAC, if applicable. Service Water Heating and Lighting supporting documents, if applicable, must be submitted with your related trades permits (e.g. electrical and plumbing). All energy upgrades will be checked during inspections stage. It is the applicant’s responsibility to identify and note all required upgrades including energy upgrades on their BP drawings at BP stage. | Blueline Electrical Services Ltd
EP-2022-07576 | 2022-09-09 | 609 GRANVILLE STREET, Vancouver, BC | Electrical Permit | Commercial | Tenant Improvement | Completed | Installation / Repair - Commercial - Install 19 plugs, 6 OS switches, 3 exit signs, add 6 lights >BP: Interior alterations to provide tenant improvements for a new office tenant in this shell space on the 3rd floor (#340) in this existing commercial building on this site. Scope of work: construct new drywall and glass partitions, flooring, kitchenette, electrical and sprinkler work. REVISION #1: Interior layout changes and to increase the project value from $68,500.00 to $83,500.00. June 22, 2022 mlh OK For Field Review per K. Vogt - Mar 30/22 E2 Upgrade - Lighting - 1) Upgrade to local control (per 9.4.1.1.(a) of ASHRAE 90.1-2016. Energy checklist is currently no longer required with your Building Permit (BP) application. Some supporting documents are still required at BP stage, specifically Envelope and HVAC, if applicable. Service Water Heating and Lighting supporting documents, if applicable, must be submitted with your related trades permits (e.g. electrical and plumbing). All energy upgrades will be checked during inspections stage. It is the applicant's responsibility to identify and note all required upgrades including energy upgrades on their BP drawings at BP stage. | Blueline Electrical Services Ltd
PP-2022-02960 | 2022-08-25 | 609 GRANVILLE STREET, Vancouver, BC | Plumbing Permit | Commercial | Tenant Improvement | Completed | Commercial - Re-re existing sink rough in, add backflow preventor for water filter >BP: #340 - 3rd Floor Interior alterations to provide tenant improvements for a new office tenant in this shell space on the 3rd floor (#340) in this existing commercial building on this site. Scope of work: construct new drywall and glass partitions, flooring, kitchenette, electrical and sprinkler work. REVISION #1: Interior layout changes and to increase the project value from $68,500.00 to $83,500.00. June 22, 2022 mlh | Meridian West Mechanical Ltd
PP-2022-03970 | 2022-11-04 | 609 GRANVILLE STREET, Vancouver, BC | Plumbing Permit | Residential | Renovation - Dwelling Unit(s) only | Completed | Residential - Install a 1/2" watts LF007QT back-flow for unit .Ser NO. 79791, 175 PSI >Interior alterations to this existing full floor office tenant on the 10th floor (#1010) in this existing commercial building on this site. Scope of work: remove/construct partition walls, doors, finishes, new lighting, T-Bar ceiling, electrical, plumbing and sprinkler work. TENANT: Davidson & Company Architectural Schedule B submitted by Andrew Igel, Architect, ph: 778-839-4260 Building Sprinklered - Separate Sprinkler Permit required for proposed sprinkler work. E2 - Lighting - Upgrade to Bilevel Lighting Control (per 9.4.1.1 (d) of ASHRAE 90.1-2016 Energy checklist is currently no longer required with your Building Permit (BP) application. Some supporting documents are still required at BP stage, specifically Envelope and HVAC, if applicable. Service Water Heating and Lighting supporting documents, if applicable, must be submitted with your related trades permits (e.g. electrical and plumbing). All energy upgrades will be checked during inspections stage. It is the applicant's responsibility to identify and note all required upgrades including energy upgrades on their BP drawings. | National Hydronics Ltd
EP-2022-10253 | 2022-12-05 | 609 GRANVILLE STREET, Vancouver, BC | Electrical Permit | Commercial | Tenant Improvement | Completed | Installation / Repair - Commercial - UNIT #910 - has demised into 2 units, becoming #910 and #915- separate electrical wiring, install 4 plugs and reconfigure power for 2 workstations in unit #915. >BP: #910 - 9th Floor Interior alterations to demise the existing office on the 9th floor (#910) into two units (to be #910 & #915) of this existing commercial building on site. Scope of work: Infill door to create new tenant suite (#915), construct new wall and door for the storage, new kitchenette, electrical, plumbing and sprinkler work. TENANT: The Cadillac Fairview Corporation Limited | Blueline Electrical Services Ltd
PP-2022-04398 | 2022-12-12 | 609 GRANVILLE STREET, Vancouver, BC | Plumbing Permit | Commercial | Tenant Improvement | Completed | Commercial - Add kitchen sink to tenant space >BP: Interior alterations to demise the existing office on the 9th floor (#910) into two units (to be #910 & #915) of this existing commercial building on site. Scope of work: Infill door to create new tenant suite (#915), construct new wall and door for the storage, new kitchenette, electrical, plumbing and sprinkler work. TENANT: The Cadillac Fairview Corporation Limited | Meridian West Mechanical Ltd
EP-2022-08293 | 2022-10-03 | 674 GRANVILLE STREET, Vancouver, BC V6C 1Z6 | Electrical Permit | Commercial | New | Completed | Installation / Repair - Commercial - Supply power to the display from closest access point to the Kiosk - Kiosk on 5th floor in Furniture Department. change FSR From: Lee Quesnelle, FSR B, 212702 To: Aaron Nerdahl FSR A, 229090 | Houle Electric Limited
EP-2023-02537 | 2023-03-24 | 674 GRANVILLE STREET, Vancouver, BC V6C 1Z6 | Electrical Permit | Commercial | NULL | Issued | Annual / Operating - Misc electrical work throughout Renewal of EP-2022-02758 Valid: Valid April 06, 2023 to April 05, 2024 | Mott Electric General Partnership
EP-2023-05634 | 2023-06-26 | 674 GRANVILLE STREET, Vancouver, BC V6C 1Z6 | Electrical Permit | Commercial | Addition | Issued | Installation / Repair - Commercial - Upgrade to existing security alarm system. | Chubb Fire & Security Canada Corp
EP-2022-02758 | 2022-04-05 | 674 GRANVILLE STREET, Vancouver, BC V6C 1Z6 | Electrical Permit | Commercial | NULL | Expired | Annual / Operating - misc electrical work throughout Valid: Valid April 06, 2022 to April 05, 2023 EP-2021-03587: Expired (Annual / Operating) | Mott Electric General Partnership
SP-2022-00675 | 2022-05-05 | 674 GRANVILLE STREET, Vancouver, BC V6C 1Z6 | Sprinkler Permit | Commercial | Tenant Improvement | Completed | Commercial - Add & Relocates Ground floor Interior alterations to provide tenant improvements in this existing retail store on the ground floor of this existing Municipally Heritage Designated 'A' Hudson Bay building. *****This application does not include any of the following: 1. Not more than 20 sprinklers (add, relocate, or remove), 2. hydraulic calculations, 3. change in occupancy and /or hazard classification, 4. warehouse storage arrangements, 5. mobile compact storage arrangements, 6. alternative solutions, 7. changes to the sprinkler system supply piping (e.g. valves, mains, cross-mains, branch-lines, etc.), or 8. flexible sprinkler pipe. | Troy Life & Fire Safety Limited Protection Incendia Troyu Ltee
EP-2022-01564 | 2022-02-28 | 674 GRANVILLE STREET, Vancouver, BC V6C 1Z6 | Electrical Permit | Commercial | Tenant Improvement | Completed | Installation / Repair - Commercial - Tenant improvement for space in HBC. Install client supplied lighting package fire alarm install devices and re verify. Power for millwork and cash desk conduits for data. >BP: Interior alterations to provide tenant improvements in this existing retail store on the ground floor of this existing Municipally Heritage Designated 'A' Hudson Bay building. OK for field review per Jamie Zhang, Nov.24/21 Letters of assurance submitted: Sch A (Arch): David N. Palmer, Architect, 604.687.2511 Sch B (Arch): David N. Palmer, Architect, 604.687.2511 Sch B (Elec): Jeffery D. Miterko, P.Eng., 330.659.6688 Notes: - Energy upgrade triggers: E2 - Lighting - Upgrade to incorporate Additional Controls for Special Applications (per 9.4.1.3 of ASHRAE 90.1-2016) | Trident Electric Ltd
EP-2022-01554 | 2022-02-28 | 674 GRANVILLE STREET, Vancouver, BC V6C 1Z6 | Electrical Permit | Commercial | Tenant Improvement | Completed | Installation / Repair - Commercial - Hook up interior signs to the existing power >BP: Ground floor Interior alterations to provide tenant improvements in this existing retail store on the ground floor of this existing Municipally Heritage Designated 'A' Hudson Bay building. OK for field review per Jamie Zhang, Nov.24/21 Letters of assurance submitted: Sch A (Arch): David N. Palmer, Architect, 604.687.2511 Sch B (Arch): David N. Palmer, Architect, 604.687.2511 Sch B (Elec): Jeffery D. Miterko, P.Eng., 330.659.6688 Notes: - Energy upgrade triggers: E2 - Lighting - Upgrade to incorporate Additional Controls for Special Applications (per 9.4.1.3 of ASHRAE 90.1-2016) | Top's Lighting (2003) Ltd
EP-2022-00797 | 2022-02-07 | 725 GRANVILLE STREET, Vancouver, BC | Electrical Permit | Commercial | Renovation | Completed | Installation / Repair - Commercial - communication cabling, cat 6, fiber optic backbone, labour only as customer bought his own materials >BP: #410 & #420 - 4th Floor Interior alterations to provide tenant improvements to an existing office tenant to expand into an adjacent unit on the 4th floor, combining #410 & #420 (retaining #420), in this existing commercial building. TENANT: Microsoft Vancouver E2 - Lighting - Upgrade to incorporate Automatic Full OFF (per 9.4.1.1.(h) of ASHRAE 90.1-2016) Schedule A provided by Rufina Wu Architectural Schedule B provided by Rufina Wu Structure Schedule B provided by Julia Hailipchuk Mechanical/ Plumbing Schedule B provided by Eric Cresswell Electrical Schedule B provided by Birinder Walia Sprinkler contractor: Viking Fire Protection Note: See BP-2021-02638 for interior removal of non loadbearing walls to unit #420 OK for Field Review per Sonia E - July 14/21 Amendment : Change from part 9 to part 3 per RR | Telecon Inc.
EP-2022-00279 | 2022-01-25 | 725 GRANVILLE STREET, Vancouver, BC | Electrical Permit | Commercial | Tenant Improvement | Completed | Installation / Repair - Commercial - Add power for (4X) bidet in handicap stalls. -6th and 7th floors Microsoft -The toilets are existing, the toilet seats are getting replaced with bidet type seats | BC West Electric Ltd
PP-2022-00033 | 2022-01-07 | 725 GRANVILLE STREET, Vancouver, BC | Plumbing Permit | Commercial | Tenant Improvement | Completed | Commercial - The addition of two backflow devices serving bidet seats. | Tri-City Plumbing & Heating Ltd
EP-2022-00342 | 2022-01-20 | 725 GRANVILLE STREET, Vancouver, BC | Electrical Permit | Commercial | Tenant Improvement | Completed | Installation / Repair - Commercial - Low Voltage Audio Visual Cabling #410 & #420 - 4th Floor Interior alterations to provide tenant improvements to an existing office tenant to expand into an adjacent unit on the 4th floor, combining #410 & #420 (retaining #420), in this existing commercial building. TENANT: Microsoft Vancouver | AVI-SPL Canada Ltd
EP-2022-04275 | 2022-05-26 | 725 GRANVILLE STREET, Vancouver, BC | Electrical Permit | Commercial | Renovation | Completed | Installation / Repair - Commercial - Demo electrical from former TV location. Provide New power to table & Credenza. Provide AV Pathway from credenza to camera location. lower existing receptacle. relocate existing light fixture | Protec Installations Group
EP-2022-01602 | 2022-03-02 | 725 GRANVILLE STREET, Vancouver, BC | Electrical Permit | Commercial | Tenant Improvement | Completed | Installation / Repair - Commercial - Installation of sound masking devices and cables >BP: Interior alterations to provide tenant improvements to an existing office tenant to expand into an adjacent unit on the 4th floor, combining #410 & #420 (retaining #420), in this existing commercial building. TENANT: Microsoft Vancouver E2 - Lighting - Upgrade to incorporate Automatic Full OFF (per 9.4.1.1.(h) of ASHRAE 90.1-2016) Schedule A provided by Rufina Wu Architectural Schedule B provided by Rufina Wu Structure Schedule B provided by Julia Hailipchuk Mechanical/ Plumbing Schedule B provided by Eric Cresswell Electrical Schedule B provided by Birinder Walia Sprinkler contractor: Viking Fire Protection Note: See BP-2021-02638 for interior removal of non loadbearing walls to unit #420 OK for Field Review per Sonia E - July 14/21 Amendment : Change from part 9 to part 3 per RR | BTM Marketing Group Ltd
SP-2022-01030 | NULL | 725 GRANVILLE STREET, Vancouver, BC | Sprinkler Permit | Commercial | Tenant Improvement | Withdrawn | Commercial - Unit 400 - 4TH FLOOR Interior alterations to provide tenant improvements to this unit #400 on the 4th floor of this existing commercial building. E2-HVAC 3.) Clean and Balance All Air Systems. Schedule A provided by David Dove, AIBC Architectural Schedule B provided by David Dove, AIBC Electrical Schedule B provided by Cameron Ballard Mechanical / Plumbing Schedule B provided by Eric Cresswell Fire Suppression System Schedule B provided by Liang Xin Peng Existing sprinkler's head location to adjust to new tenant layout. | Viking Fire Protection Inc
EP-2022-08917 | 2022-10-21 | 725 GRANVILLE STREET, Vancouver, BC | Electrical Permit | Commercial | Tenant Improvement | Completed | Installation / Repair - Commercial - Sign Connection -This is interior Sign. Only sign change with new logo. | Mainland Signs Inc
NULL | NULL | 725 GRANVILLE STREET, Vancouver, BC | Electrical Permit | Commercial | Tenant Improvement | Draft | Installation / Repair - Commercial | Mainland Signs Inc
EP-2022-09713 | 2022-11-17 | 736 GRANVILLE STREET, Vancouver, BC V6Z 1G3 | Electrical Permit | Commercial | Addition | Completed | Installation / Repair - Commercial - Low voltage installation of security alarm system | Telus Custom Security Systems Inc
PP-2022-00934 | 2022-03-21 | 736 GRANVILLE STREET, Vancouver, BC V6Z 1G3 | Plumbing Permit | Commercial | Tenant Improvement | Completed | Commercial - SUITE #1028 - Installation of 2 New Hand wash Sinks #1028 - 10th Floor Interior alterations and to change the use from Office to Beauty and Wellness Center on the 10th floor (#1028) of this existing commercial building on this site. Scope of work: construct interior partition walls, new door, millwork, 2 new sinks, electrical, plumbing and sprinkler work. | Total Energy Systems Ltd
EP-2022-02089 | NULL | 736 GRANVILLE STREET, Vancouver, BC V6Z 1G3 | Electrical Permit | Commercial | Renovation | Withdrawn | Installation / Repair - Commercial - restoration - disconnect/remove existing spotlights in ceiling and fixtures. intsall temporary lighting. re-install existing lights | Grove Electric Ltd
EP-2022-00159 | 2022-02-15 | 736 GRANVILLE STREET, Vancouver, BC V6Z 1G3 | Electrical Permit | Commercial | Tenant Improvement | Completed | Installation / Repair - Commercial - Install 30 amp 250 volt single phase twist lock outlet for Laser equipment -no surgeries performed here > Amend: Feb. 22: This permit is for Unit # 124, not unit 1028 on the 10th floor and not related to building permit BP-2021-06445. | Wespac Electrical Contractor Ltd
EP-2022-01387 | 2022-03-09 | 736 GRANVILLE STREET, Vancouver, BC V6Z 1G3 | Electrical Permit | Commercial | Renovation | Completed | Installation / Repair - Commercial - New demising wall c/w receptacles. -Adding 4 new receptacles (I x GFCI by sink) tenant would like to change 2x2 for a hanging pendant light plus small decorative chandelier on dimmer. >BP: #1028 - 10th Floor Interior alterations and to change the use from Office to Beauty and Wellness Center on the 10th floor (#1028) of this existing commercial building on this site. Scope of work: construct interior partition walls, new door, millwork, 2 new sinks, electrical, plumbing and sprinkler work. | Deltec Electric Ltd
NULL | NULL | 798 GRANVILLE STREET, Vancouver, BC V6Z 3C3 | Electrical Permit | Commercial | New | Draft | Installation / Repair - Commercial - Data install. | Teson Solutions Ltd
EP-2022-08309 | 2022-10-03 | 798 GRANVILLE STREET, Vancouver, BC V6Z 3C3 | Electrical Permit | Commercial | NULL | Expired | Annual / Operating - Annual Operating Permit for connected load of 1400 kVA Expired permit of EP-2021-06918 Valid Sept 20/2022 till Sept 19/2023 | Advanco Electric Ltd
EP-2023-08577 | 2023-09-22 | 798 GRANVILLE STREET, Vancouver, BC V6Z 3C3 | Electrical Permit | Commercial | NULL | Issued | Annual / Operating - Annual Operating Permit for connected load of 1400 kVA Expired permit of EP-2022-08309 Valid Sept 20/2023 till Sept 19/2024 | Advanco Electric Ltd
NULL | NULL | 800 GRANVILLE STREET, Vancouver, BC V6Z 1K3 | Electrical Permit | Commercial | Renovation | Draft | Installation / Repair - Commercial - Installation of new electrical wiring, lighting, alarm system | Fox Electric Canada Inc
EP-2022-01804 | 2022-03-09 | 6137 GRANVILLE STREET, Vancouver, BC V6M 3E2 | Electrical Permit | Residential | Renovation | Completed | Installation / Repair - Residential - Branch circuit inspect, repair. panel re and re, new ground plate. | Torr Electric
EP-2022-01803 | 2022-03-09 | 6175 GRANVILLE STREET, Vancouver, BC V6M 3E2 | Electrical Permit | Residential | Renovation | Expired | Installation / Repair - Residential - Service Re-do, branch circuit wiring inspect, repair, replace? Amend: Mar 24, 2022 service repair. Inspection has already been done. Inspector deemed it safe and passed | Torr Electric
EP-2022-01802 | 2022-03-11 | 6211 GRANVILLE STREET, Vancouver, BC V6M 3E2 | Electrical Permit | Residential | Renovation | Completed | Installation / Repair - Residential - Service Relocate, new ground plate, Branch circuit inspect/repair/replace. Amend: Mar 16, 2022 change our wire size from 2/0 to 250kcmil | Torr Electric
EP-2022-01264 | 2022-02-16 | 6211 GRANVILLE STREET, Vancouver, BC V6M 3E2 | Electrical Permit | Residential | Renovation | Expired | Temporary Power - Residential - To provide temporary power. | Torr Electric
EP-2022-01801 | 2022-03-11 | 6237 GRANVILLE STREET, Vancouver, BC V6M 3E2 | Electrical Permit | Residential | Renovation | Completed | Installation / Repair - Residential - Service re-do/repair. Branch circuit inspection and repair/ re do. | Torr Electric
EP-2022-02276 | 2022-03-22 | 3009 GRANT STREET, Vancouver, BC V5K 3H8 | Electrical Permit | Residential | New | Expired | Temporary Power - Residential - To provide temporary power. ** Amend 03/28/2022** upgrade to 200 amps service | Econ Energy Group Ltd
EP-2022-08353 | 2022-10-04 | 3009 GRANT STREET, Vancouver, BC V5K 3H8 | Electrical Permit | Residential | Addition | Completed | Installation / Repair - Residential - disconnect main house power and connect at laneway house new meter | Econ Energy Group Ltd
NULL | NULL | 3009 GRANT STREET, Vancouver, BC V5K 3H8 | Plumbing Permit | Residential | New | Draft | Residential - 25 meter piping | Canadian Excavating Ltd
PP-2022-02999 | 2022-08-29 | 3009 GRANT STREET, Vancouver, BC V5K 3H8 | Plumbing Permit | Residential | Addition | Completed | Residential - 25 meter of piping from laneway to property line | Canadian Excavating Ltd
GP-2022-02336 | 2022-08-09 | 3016 GRANT STREET, Vancouver, BC V5K 3H7 | Gas Permit | Residential | Renovation | Completed | Residential - Re&Re Boiler BRU: 120.000 | Milani Plumbing Heating & Air Conditioning Ltd
GP-2022-02960 | 2022-10-03 | 3040 GRANT STREET, Vancouver, BC V5K 3H7 | Gas Permit | Residential | Renovation | Completed | Residential - Replacing Furnace | Century Twenty One Gas & Heating Co. Ltd
EP-2022-07717 | 2022-09-23 | 3045 GRANT STREET, Vancouver, BC V5K 3H8 | Electrical Permit | Residential | New | Expired | Temporary Power - Residential - To provide temporary power. NOTE: Work authorized by this permit is for placement of a temporary power pole only and does not authorize any site construction and/or excavation. A separate Building Permit will be required prior to commencement of any other work on this site. | AECOM ELECTRIC LTD
PP-2023-00075 | 2023-01-09 | 3045 GRANT STREET, Vancouver, BC V5K 3H8 | Plumbing Permit | Residential | New | Completed | Residential - Sump | Mainline Excavation Ltd
SP-2023-00946 | 2023-05-30 | 3045 GRANT STREET, Vancouver, BC V5K 3H8 | Sprinkler Permit | Residential | New | Issued | Residential - 2FD+2LO's - WEST - 3045 GRANT ST - #1 & #2 (LO) EAST - 3047 GRANT ST - #1 & #2 (LO) Install sprinkler heads >DB: To construct a two-storey two-family dwelling with two lock off units located in the basement, with a detached accessory building (garage) at the rear providing 2 parking spaces, having vehicular access from the lane. The entire building, INCLUDING THE ATTACHED GARAGE (if applicable), to be sprinklered to 2 x NFPA 13D. 1. Covenant registered at the Land Title Office under CB311966 2. No strata titling permitted 3. A/C units proposed on second storey 4. No Bar sinks proposed | RAHELU PLUMBING & HEATING LTD.
GP-2023-01673 | 2023-05-30 | 3045 GRANT STREET, Vancouver, BC V5K 3H8 | Gas Permit | Residential | New | Completed | Residential - 2 Range, 2 Boiler & 2 BBQ Gas BBQ piping only >BP: To construct a two-storey two-family dwelling with two lock off units | Lally Plumbing & Heating Ltd
PP-2023-00998 | 2023-03-22 | 3045 GRANT STREET, Vancouver, BC V5K 3H8 | Plumbing Permit | Residential | New | Completed | Residential - Plumbing >BP: To construct a two-storey two-family dwelling with two lock off units ($889,000) located in the basement, with a detached accessory building (garage) at the rear providing 2 parking spaces, having vehicular access from the lane. The entire building, INCLUDING THE ATTACHED GARAGE (if applicable), to be sprinklered to 2 x NFPA 13D. 1. Covenant registered at the Land Title Office under CB311966 2. No strata titling permitted 3. A/C units proposed on second storey 4. No Bar sinks proposed 5. Schedule B: Md. Shahidul Alam (604.653.7475) Structural & Geotechnical 6. Schedule B (Garage): Makhan Dhillon (604.657.6271) Structural & Geotechnical 7. HPO: Residential Builder - Khera Properties Ltd. | Lally Plumbing & Heating Ltd
MP-2023-00568 | 2023-04-03 | 3045 GRANT STREET, Vancouver, BC V5K 3H8 | Mechanical Permit | NULL | NULL | Issued | NULL | Lally Plumbing & Heating Ltd
EP-2023-03476 | 2023-04-27 | 3045 GRANT STREET, Vancouver, BC V5K 3H8 | Electrical Permit | Residential | New | Completed | Installation / Repair - Residential - Duplex house, 125 amp goes to each unit , 200 amp new electrical installation All electrical rough and finish AC unit load has name plate show 6000 w max breaker size is 30 amp *An approved mechanical permit is required for the installation of air conditioning or heat pump unit at the time of installation before an electrical inspection will be performed >BP: To construct a two-storey two-family dwelling with two lock off units ($889,000) located in the basement, with a detached accessory building (garage) at the rear providing 2 parking spaces, having vehicular access from the lane. The entire building, INCLUDING THE ATTACHED GARAGE (if applicable), to be sprinklered to 2 x NFPA 13D. 1. Covenant registered at the Land Title Office under CB311966 2. No strata titling permitted 3. A/C units proposed on second storey 4. No Bar sinks proposed 5. Schedule B: Md. Shahidul Alam (604.653.7475) Structural & Geotechnical 6. Schedule B (Garage): Makhan Dhillon (604.657.6271) Structural & Geotechnical 7. HPO: Residential Builder - Khera Properties Ltd. ***This permit is issued under the VBBL 2019, with updated energy requirements as per bylaw # 12997 effective Jan 01, 2022.*** | AECOM ELECTRIC LTD
EP-2022-01656 | 2022-03-02 | 6261 GRANVILLE STREET, Vancouver, BC V6M 3E2 | Electrical Permit | Residential | Renovation | Completed | Installation / Repair - Residential - Safety Inspection of the house -The scope includes replacing breakers , and adding gfci receptacles and cover plates throughout the house , we are also replacing smoke detectors. Amend Mar 15, 2022 change our wire size from 2/0 to 250kcmil >>>> AMEND: March 24th -service, has already been inspected. New service in the same place of the old service that was deemed unsafe by the inspector. 120/240V; 200A and 1ph 3W -Grounding/Bonding selected -added SERVICE inspection | Torr Electric
MP-2022-00035 | 2022-07-19 | 2758 FRANKLIN STREET, Vancouver, BC V5K 1X8 | Mechanical Permit | NULL | NULL | Completed | NULL | Moore And Russell Heating And Air Conditioning Ltd
EP-2022-06089 | 2022-07-20 | 2758 FRANKLIN STREET, Vancouver, BC V5K 1X8 | Electrical Permit | Residential | Tenant Improvement | Cancelled | Installation / Repair - Residential - Electrical install of AC No change to existing service BP not required MP-2022-00035 | Moore And Russell Heating And Air Conditioning Ltd
GP-2022-02130 | 2022-07-19 | 2758 FRANKLIN STREET, Vancouver, BC V5K 1X8 | Gas Permit | Residential | Tenant Improvement | Completed | Residential - Re Re Tankless Amend: Jan 11, 2023 amend the scope of the work to include: "Removing the old furnace and capping off the gas line" | Moore & Russell Heating Ltd
EP-2022-06108 | 2022-07-27 | 2758 FRANKLIN STREET, Vancouver, BC V5K 1X8 | Electrical Permit | Residential | Tenant Improvement | Completed | Installation / Repair - Residential - Electrical service upgrade to 200A Kindly please amend the existing permit to include the scope of work as: 1. Service upgrade to 200amps 2. Grounding/bonding 3. Distribution/metering equipment. Please allow us to choose "service final" as the option. **Amend 12/16/2022** Please include the scope of work as " service upgrade to 200amps first followed by electrical installation of Heat Pump". | Moore And Russell Heating And Air Conditioning Ltd
EP-2023-00996 | 2023-02-06 | 5138 FRASER STREET, Vancouver, BC V5W 2Y9 | Electrical Permit | Residential | New | Expired | Temporary Power - Residential - To provide temporary power. | GV ELECTRICAL INC
PP-2023-02678 | 2023-07-28 | 5138 FRASER STREET, Vancouver, BC V5W 2Y9 | Plumbing Permit | Residential | New | Issued | Residential - All floors >BP: To construct a 2 storey one-family dwelling with a secondary suite located on the main floor with a detached accessory building (garage), at the rear providing 2 parking spaces, having vehicular access from the lane. Note: This is a 2 storey building pursuant to the Zoning and Development By-Law 1- Covenant registered at the Land Title Office under CB293164 2- No strata titling permitted 3- Bar sink proposed on main floor 4- External mechanical unit proposed in rear yard 5- Schedule B: Jaswinder S. Bansal P.Eng (604.501.7788) Structural & Geotechnical 6- HPO: Residential Builder - Sundiamond Homes Ltd. | Busy Boys Plumbing & Heating Limited
PP-2023-02237 | 2023-06-23 | 5138 FRASER STREET, Vancouver, BC V5W 2Y9 | Plumbing Permit | Residential | New | Issued | Residential - sump | Metro Contracting Ltd
SP-2023-01773 | 2023-09-26 | 5138 FRASER STREET, Vancouver, BC V5W 2Y9 | Sprinkler Permit | Residential | New | Issued | Residential - Full sprinkler at the house >BP: To construct a 2 storey one-family dwelling with a secondary suite located on the main floor with a detached accessory building (garage), at the rear providing 2 parking spaces, having vehicular access from the lane. Note: This is a 2 storey building pursuant to the Zoning and Development By-Law 1- Covenant registered at the Land Title Office under CB293164 2- No strata titling permitted 3- Bar sink proposed on main floor 4- External mechanical unit proposed in rear yard 5- Schedule B: Jaswinder S. Bansal P.Eng (604.501.7788) Structural & Geotechnical 6- HPO: Residential Builder - Sundiamond Homes Ltd. | Cartier Mechanical Ltd
GP-2023-02824 | 2023-09-27 | 5138 FRASER STREET, Vancouver, BC V5W 2Y9 | Gas Permit | Residential | New | Issued | Residential - To install 2 range, 1 BBQ & 1 fireplace There is pipping for 1 range BBQ and fireplace >BP: To construct a 2 storey one-family dwelling with a secondary suite ($509,500) located on the main floor with a detached accessory building (garage), at the rear providing 2 parking spaces, having vehicular access from the lane. | JOT MECHANICAL LTD
EP-2023-08090 | 2023-09-18 | 5138 FRASER STREET, Vancouver, BC V5W 2Y9 | Electrical Permit | Residential | New | Issued | Installation / Repair - Residential - ¦ 1FD + 1SS- 200A ¦ Rough in and finishing of new SFD with Secondary Suite *An approved mechanical permit is required for the installation of air conditioning or heat pump unit at the time of installation before an electrical inspection will be performed >BP: To construct a 2 storey one-family dwelling with a secondary suite ($509,500) located on the main floor with a detached accessory building (garage), at the rear providing 2 parking spaces, having vehicular access from the lane. Note: This is a 2 storey building pursuant to the Zoning and Development By-Law 1- Covenant registered at the Land Title Office under CB293164 2- No strata titling permitted 3- Bar sink proposed on main floor 4- External mechanical unit proposed in rear yard 5- Schedule B: Jaswinder S. Bansal P.Eng (604.501.7788) Structural & Geotechnical 6- HPO: Residential Builder - Sundiamond Homes Ltd. | STAT ELECTRICS LIMITED
MP-2023-01467 | 2023-08-10 | 5138 FRASER STREET, Vancouver, BC V5W 2Y9 | Mechanical Permit | NULL | NULL | Issued | NULL | Busy Boys Plumbing & Heating Limited
EP-2023-08021 | 2023-09-05 | 5138 FRASER STREET, Vancouver, BC V5W 2Y9 | Electrical Permit | Residential | New | Issued | Installation / Repair - Residential - Low voltage wiring and complete security alarm installation for main building and garage. >BP: To construct a 2 storey one-family dwelling with a secondary suite ($509,500) located on the main floor with a detached accessory building (garage), at the rear providing 2 parking spaces, having vehicular access from the lane. Note: This is a 2 storey building pursuant to the Zoning and Development By-Law 1- Covenant registered at the Land Title Office under CB293164 2- No strata titling permitted 3- Bar sink proposed on main floor 4- External mechanical unit proposed in rear yard 5- Schedule B: Jaswinder S. Bansal P.Eng (604.501.7788) Structural & Geotechnical 6- HPO: Residential Builder - Sundiamond Homes Ltd. ***This permit is issued under the VBBL 2019, with updated energy requirements as per bylaw # 12997 effective Jan 01, 2022.*** | Armax Integrated Systems Ltd
GP-2023-02104 | 2023-07-13 | 5216 FRASER STREET, Vancouver, BC V5W 2Y9 | Gas Permit | Residential | Renovation | Completed | Residential - RE AND RE FURNACE | Samra Heating & Cooling Ltd
EP-2022-09469 | 2022-11-09 | 5258 FRASER STREET, Vancouver, BC V5W 2Y9 | Electrical Permit | Residential | New | Completed | Installation / Repair - Residential - Installing hardwired, interconnected co smoke alarm system. Installing GFCI receptacles, relocating furnace disconnect switch. | Golden Leaf Electrical Services Ltd.
GP-2023-02377 | 2023-08-14 | 5280 FRASER STREET, Vancouver, BC V5W 2Y9 | Gas Permit | Residential | Renovation | Issued | Residential - To replace 1 furnace in the same location. | Paolo's Plumbing & Heating Ltd
EP-2023-00271 | 2023-01-19 | 5294 FRASER STREET, Vancouver, BC V5W 2Y9 | Electrical Permit | Residential | Renovation | Issued | Installation / Repair - Residential - Upgrade service to 200 amp. New service in garage. Re-feed old panel in main house with 125 amp. Wire heat pump. New low voltage service. Prep for future EV charger -The unit is to be installed at the back of the house within 1.22m from building. The clearance to the property line is over 1.5m. Our scope of work is only to provide power to the A/C unit and a mechanical contractor will be installing the rest of the components. -Additional electrical permit required for heat pump installation. -An approved mechanical permit is required for heat pump installation before an electrical inspection will be performed. | REDISON ELECTRIC LTD
GP-2022-03724 | 2022-11-24 | 5294 FRASER STREET, Vancouver, BC V5W 2Y9 | Gas Permit | Residential | Renovation | Completed | Residential - To replace 1 hot water tank in the same location. | Paolo's Plumbing & Heating Ltd
GP-2022-03688 | 2022-11-23 | 5304 FRASER STREET, Vancouver, BC V5W 2Y9 | Gas Permit | Residential | New | Completed | Residential - new installation >BP: To construct a 2 storey one-family dwelling with a secondary suite ($509,000) located on the main floor with an attached garage at the rear providing 2 parking spaces, having vehicular access from the lane. Note: This Building Permit will remain in a suspended status until the associated (green) Demolition Permit BP-2022-01821 is completed. Note: This is a 2 storey building pursuant to the Zoning and Development By-Law 1- Covenant registered at the Land Title Office under CA9919762 2- No strata titling permitted 3- Bar sink proposed on Main floor 4- A/C unit proposed 5- Schedule B: Alan Prahalad P.Eng (604.831.1431) Structural & Geotechnical 6- HPO: Residential Builder - Astec Developments Ltd. ******THIS PERMIT HAS BEEN ISSUED UNDER THE REQUIREMENTS OF VBBL #12511 (2019)****** | A2P PLUMBING & HEATING LTD
MP-2022-00485 | 2022-10-27 | 5304 FRASER STREET, Vancouver, BC V5W 2Y9 | Mechanical Permit | NULL | NULL | Completed | NULL | A2P PLUMBING & HEATING LTD
EP-2022-09272 | 2022-11-01 | 5304 FRASER STREET, Vancouver, BC V5W 2Y9 | Electrical Permit | Residential | New | Completed | Installation / Repair - Residential - 1FD+SS - #1 & #2 - Rough wiring, Finishing and service >DB: To construct a 2 storey one-family dwelling with a secondary suite located on the main floor with an attached garage at the rear providing 2 parking spaces, having vehicular access from the lane. Note: This Building Permit will remain in a suspended status until the associated (green) Demolition Permit BP-2022-01821 is completed. Note: This is a 2 storey building pursuant to the Zoning and Development By-Law 1- Covenant registered at the Land Title Office under CA9919762 2- No strata titling permitted 3- Bar sink proposed on Main floor 4- A/C unit proposed | IDEAL ELECTRICAL LTD
EP-2022-09653 | 2022-11-17 | 5304 FRASER STREET, Vancouver, BC V5W 2Y9 | Electrical Permit | Residential | New | Completed | Installation / Repair - Residential - Low voltage: data cabling & security alarm completion >BP: To construct a 2 storey one-family dwelling with a secondary suite ($509,000) located on the main floor with an attached garage at the rear providing 2 parking spaces, having vehicular access from the lane. Note: This Building Permit will remain in a suspended status until the associated (green) Demolition Permit BP-2022-01821 is completed. Note: This is a 2 storey building pursuant to the Zoning and Development By-Law 1- Covenant registered at the Land Title Office under CA9919762 2- No strata titling permitted 3- Bar sink proposed on Main floor 4- A/C unit proposed 5- Schedule B: Alan Prahalad P.Eng (604.831.1431) Structural & Geotechnical 6- HPO: Residential Builder - Astec Developments Ltd. Address Note: #1-5304 Fraser St - One Family Dwelling (north portion of 1st floor, & 2nd floor) #2-5304 Fraser St - Secondary Suite (south portion of 1st floor) | Xon Automation Ltd
SP-2022-01896 | 2022-11-15 | 5304 FRASER STREET, Vancouver, BC V5W 2Y9 | Sprinkler Permit | Residential | New | Completed | Residential - MAIN HOUSE WITH NEW SPRINKLERS >BP: To construct a 2 storey one-family dwelling with a secondary suite ($509,000) located on the main floor with an attached garage at the rear providing 2 parking spaces, having vehicular access from the lane. Note: This is a 2 storey building pursuant to the Zoning and Development By-Law 1- Covenant registered at the Land Title Office under CA9919762 2- No strata titling permitted 3- Bar sink proposed on Main floor 4- A/C unit proposed 5- Schedule B: Alan Prahalad P.Eng (604.831.1431) Structural & Geotechnical 6- HPO: Residential Builder - Astec Developments Ltd. The entire building, INCLUDING THE ATTACHED GARAGE (if applicable), to be sprinklered to NFPA 13D. This Building Permit will remain ******THIS PERMIT HAS BEEN ISSUED UNDER THE REQUIREMENTS OF VBBL #12511 (2019)****** | BC Fire Sprinklers Ltd
PP-2022-03740 | 2022-10-20 | 5304 FRASER STREET, Vancouver, BC V5W 2Y9 | Plumbing Permit | Residential | New | Completed | Residential - rough in >BP: To construct a 2 storey one-family dwelling with a secondary suite ($509,000) located on the main floor with an attached garage at the rear providing 2 parking spaces, having vehicular access from the lane. Note: This Building Permit will remain in a suspended status until the associated (green) Demolition Permit BP-2022-01821 is completed. Note: This is a 2 storey building pursuant to the Zoning and Development By-Law 1- Covenant registered at the Land Title Office under CA9919762 2- No strata titling permitted 3- Bar sink proposed on Main floor 4- A/C unit proposed 5- Schedule B: Alan Prahalad P.Eng (604.831.1431) Structural & Geotechnical 6- HPO: Residential Builder - Astec Developments Ltd. ******THIS PERMIT HAS BEEN ISSUED UNDER THE REQUIREMENTS OF VBBL #12511 (2019)****** | A2P PLUMBING & HEATING LTD
EP-2022-07330 | 2022-08-30 | 5304 FRASER STREET, Vancouver, BC V5W 2Y9 | Electrical Permit | Residential | New | Expired | Temporary Power - Residential - To provide temporary power. | IDEAL ELECTRICAL LTD
PP-2022-03059 | 2022-09-01 | 5304 FRASER STREET, Vancouver, BC V5W 2Y9 | Plumbing Permit | Residential | New | Completed | Residential - SUMP | Canadian Excavating Ltd
EP-2022-06431 | 2022-08-04 | 3958 GLADSTONE STREET, Vancouver, BC V5N 4Y9 | Electrical Permit | Residential | New | Completed | Installation / Repair - Residential - Upgrade electrical service from 100- 200A | Chung Leung
PP-2022-03124 | 2022-09-08 | 4024 GLADSTONE STREET, Vancouver, BC V5N 4Y9 | Plumbing Permit | Residential | Renovation - Dwelling Unit(s) only | Completed | Residential - Replacing existing perimeter drainage system with new system and new sumpe - we are re-doing the existing perimeter drainage system of the house . The new system will be a two pipe system. One 4” perforated PVC line to collect the ground water. One 4” solid PVC line to collect the rain litres. Both lines will tie into a new sump in the front yard - | PRISTINE PLUMBING & DRAINAGE LTD.
EP-2022-06931 | 2022-12-20 | 4102 GLADSTONE STREET, Vancouver, BC V5N 4Z1 | Electrical Permit | Residential | Tenant Improvement | Issued | Installation / Repair - Residential - Electrical to the outdoor heat pump unit. MP-2022-00708 | 0994152 BC Ltd
GP-2022-02426 | 2022-08-17 | 4102 GLADSTONE STREET, Vancouver, BC V5N 4Z1 | Gas Permit | Residential | Tenant Improvement | Completed | Residential - Decommissioning gas furnace | 0994152 BC Ltd
MP-2022-00708 | 2022-12-14 | 4102 GLADSTONE STREET, Vancouver, BC V5N 4Z1 | Mechanical Permit | NULL | NULL | Completed | NULL | Combined Systems Inc
EP-2022-08503 | 2022-10-06 | 4105 GLADSTONE STREET, Vancouver, BC V5N 4Z2 | Electrical Permit | Commercial | NULL | Expired | Movie Set / Filming - To allow for Movie Set/Filming Applicant shall provide completed Contractor Declaration form, and dates of filming and associated location(s) to csinspection.clerks@vancouver.ca prior to the commencement of filming. Visit vancouver.ca/inspections for more details. | Northkamp Enterprises Inc
GP-2023-02515 | 2023-08-29 | 4132 GLADSTONE STREET, Vancouver, BC V5N 4Z1 | Gas Permit | Residential | Tenant Improvement | Completed | Residential - Re:Re Boiler and Storage tank replacement | 1051750 BC Ltd
GP-2023-03348 | 2023-11-03 | 4319 GLADSTONE STREET, Vancouver, BC V5N 4Z4 | Gas Permit | Residential | Addition | Completed | Residential - Replacement of furnace and water heater | BCRC Plumbing and Heating Ltd
EP-2022-09819 | 2022-11-21 | 4330 GLADSTONE STREET, Vancouver, BC V5N 4Z5 | Electrical Permit | Residential | New | Completed | Installation / Repair - Residential - extra low voltage >BP: To construct a two-storey two-family dwelling with two secondary suites ($725,607.50) located in the basement, with a detached accessory building (garage) at the rear providing 2 parking spaces, having vehicular access from the lane. Note: This Building Permit will remain in a suspended status until the associated (green) Demolition Permit DB-2021-05626 is completed. Note: This is a 2 storey building pursuant to the Zoning and Development By-Law 1. Covenant registered at the Land Title Office under CA9587724 2. A/C units proposed in rear yard. 3. No bar sinks proposed 4. Schedule B: Jason Hui, P.Eng (778-319-3403) Structural & Geotechnical 5. HPO: Residential Builder - Tynehead Homes Ltd. 6. The entire building, INCLUDING THE ATTACHED GARAGE (if applicable), to be sprinklered to 2 X NFPA 13D. ******THIS PERMIT HAS BEEN ISSUED UNDER THE REQUIREMENTS OF VBBL #12511 (2019)****** | AJ INTEGRATED SERVICES LTD
SP-2022-01803 | 2022-11-16 | 4330 GLADSTONE STREET, Vancouver, BC V5N 4Z5 | Sprinkler Permit | Residential | New | Completed | Residential - DUPLEX WITH NEW SPRINKLERS >To construct a two-storey two-family dwelling with two secondary suites ($725,607.50) located in the basement, with a detached accessory building (garage) at the rear providing 2 parking spaces, having vehicular access from the lane. Note: This Building Permit will remain in a suspended status until the associated (green) Demolition Permit DB-2021-05626 is completed. Note: This is a 2 storey building pursuant to the Zoning and Development By-Law 1. Covenant registered at the Land Title Office under CA9587724 2. A/C units proposed in rear yard. 3. No bar sinks proposed 4. Schedule B: Jason Hui, P.Eng (778-319-3403) Structural & Geotechnical 5. HPO: Residential Builder - Tynehead Homes Ltd. 6. The entire building, INCLUDING THE ATTACHED GARAGE (if applicable), to be sprinklered to 2 X NFPA 13D. ******THIS PERMIT HAS BEEN ISSUED UNDER THE REQUIREMENTS OF VBBL #12511 (2019)****** | BC Fire Sprinklers Ltd
GP-2022-03978 | 2022-12-14 | 4330 GLADSTONE STREET, Vancouver, BC V5N 4Z5 | Gas Permit | Residential | New | Completed | Residential - new gas >To construct a two-storey two-family dwelling with two secondary suites ($725,607.50) located in the basement, with a detached accessory building (garage) at the rear providing 2 parking spaces, having vehicular access from the lane. Note: This Building Permit will remain in a suspended status until the associated (green) Demolition Permit DB-2021-05626 is completed. Note: This is a 2 storey building pursuant to the Zoning and Development By-Law 1. Covenant registered at the Land Title Office under CA9587724 2. A/C units proposed in rear yard. 3. No bar sinks proposed 4. Schedule B: Jason Hui, P.Eng (778-319-3403) Structural & Geotechnical 5. HPO: Residential Builder - Tynehead Homes Ltd. 6. The entire building, INCLUDING THE ATTACHED GARAGE (if applicable), to be sprinklered to 2 X NFPA 13D. ******THIS PERMIT HAS BEEN ISSUED UNDER THE REQUIREMENTS OF VBBL #12511 (2019)****** | Avion Mechanical Ltd
MP-2022-00199 | 2022-09-08 | 4330 GLADSTONE STREET, Vancouver, BC V5N 4Z5 | Mechanical Permit | NULL | NULL | Completed | NULL | Avion Mechanical Ltd
PP-2022-02770 | 2022-08-10 | 4330 GLADSTONE STREET, Vancouver, BC V5N 4Z5 | Plumbing Permit | Residential | New | Completed | Residential - New Plumbing >To construct a two-storey two-family dwelling with two secondary suites ($725,607.50) located in the basement, with a detached accessory building (garage) at the rear providing 2 parking spaces, having vehicular access from the lane. Note: This is a 2 storey building pursuant to the Zoning and Development By-Law 1. Covenant registered at the Land Title Office under CA9587724 2. A/C units proposed in rear yard. 3. No bar sinks proposed 4. Schedule B: Jason Hui, P.Eng (778-319-3403) Structural & Geotechnical 5. HPO: Residential Builder - Tynehead Homes Ltd. 6. The entire building, INCLUDING THE ATTACHED GARAGE (if applicable), to be sprinklered to 2 X NFPA 13D. ******THIS PERMIT HAS BEEN ISSUED UNDER THE REQUIREMENTS OF VBBL #12511 (2019)****** | Avion Mechanical Ltd
EP-2022-00668 | 2022-01-29 | 4330 GLADSTONE STREET, Vancouver, BC V5N 4Z5 | Electrical Permit | Residential | New | Expired | Temporary Power - Residential - To provide temporary power. | High Watt Electric Ltd
EP-2022-04266 | 2022-05-25 | 4330 GLADSTONE STREET, Vancouver, BC V5N 4Z5 | Electrical Permit | Residential | New | Completed | Installation / Repair - Residential - Duplex house with secondary sweet 200 amp service wiring and finishing. >BP: To construct a two-storey two-family dwelling with two secondary suites ($725,607.50) located in the basement, with a detached accessory building (garage) at the rear providing 2 parking spaces, having vehicular access from the lane. Note: This is a 2 storey building pursuant to the Zoning and Development By-Law 1. Covenant registered at the Land Title Office under CA9587724 2. A/C units proposed in rear yard. 3. No bar sinks proposed 4. Schedule B: Jason Hui, P.Eng (778-319-3403) Structural & Geotechnical 5. HPO: Residential Builder - Tynehead Homes Ltd. 6. The entire building, INCLUDING THE ATTACHED GARAGE (if applicable), to be sprinklered to 2 X NFPA 13D. Address Note: FRONT UNIT #1-4330 Gladstone St - One Family Dwelling (west side 1st-2nd floor) #2-4330 Gladstone St - Secondary Suite (west side basement) BACK UNIT #1-4328 Gladstone St - One Family Dwelling (east side 1st-2nd floor) #2-4328 Gladstone St - Secondary Suite (east side basement) Address and suite numbers assigned as per approved plans for Fire and Emergency response. The address numbers are to be posted to the building to be visible from the street and the suite numbers are to be posted at the suite entries in accordance with the Building By-law prior to final inspection. ******THIS PERMIT HAS BEEN ISSUED UNDER THE REQUIREMENTS OF VBBL #12511 (2019)****** | High Watt Electric Ltd
NULL | NULL | 4330 GLADSTONE STREET, Vancouver, BC V5N 4Z5 | Plumbing Permit | Residential | New | Draft | Residential - ONE SUMP WITH PUMP , ONE SUMP WITHOUT PUMP | Bhullar Excavating and Demolition
PP-2022-01792 | 2022-05-26 | 4330 GLADSTONE STREET, Vancouver, BC V5N 4Z5 | Plumbing Permit | Residential | New | Cancelled | Residential - sump >BP: To construct a two-storey two-family dwelling with two secondary suites ($725,607.50) located in the basement, with a detached accessory building (garage) at the rear providing 2 parking spaces, having vehicular access from the lane. Note: This Building Permit will remain in a suspended status until the associated (green) Demolition Permit DB-2021-05626 is completed. Note: This is a 2 storey building pursuant to the Zoning and Development By-Law 1. Covenant registered at the Land Title Office under CA9587724 2. A/C units proposed in rear yard. 3. No bar sinks proposed 4. Schedule B: Jason Hui, P.Eng (778-319-3403) Structural & Geotechnical 5. HPO: Residential Builder - Tynehead Homes Ltd. 6. The entire building, INCLUDING THE ATTACHED GARAGE (if applicable), to be sprinklered to 2 X NFPA 13D. Address Note: FRONT UNIT #1-4330 Gladstone St - One Family Dwelling (west side 1st-2nd floor) #2-4330 Gladstone St - Secondary Suite (west side basement) BACK UNIT #1-4328 Gladstone St - One Family Dwelling (east side 1st-2nd floor) #2-4328 Gladstone St - Secondary Suite (east side basement) Address and suite numbers assigned as per approved plans for Fire and Emergency response. The address numbers are to be posted to the building to be visible from the street and the suite numbers are to be posted at the suite entries in accordance with the Building By-law prior to final inspection. ******THIS PERMIT HAS BEEN ISSUED UNDER THE REQUIREMENTS OF VBBL #12511 (2019)****** | Bhullar Excavating and Demolition
PP-2022-02054 | 2022-06-14 | 4330 GLADSTONE STREET, Vancouver, BC V5N 4Z5 | Plumbing Permit | Residential | New | Completed | Residential - SUMP "Engineering Assurance letter will be submitted with the District Inspector on the site" Amend: June 20, 2022 I am attaching “Engneer letter “ | Bhullar Excavating and Demolition
GP-2024-00166 | 2024-01-22 | 2163 FRASERVIEW DRIVE, Vancouver, BC V5P 2N2 | Gas Permit | Residential | Addition | Completed | Residential - Basement, boiler room | BCRC Plumbing and Heating Ltd
SP-2023-01326 | 2023-07-21 | 1256 GRANVILLE STREET, Vancouver, BC V6Z 1M4 | Sprinkler Permit | Commercial | Tenant Improvement | Completed | Commercial - relocate 3 heads to suit new layout >BP: #200 - 3rd storey Interior alterations to provide improvements for an existing office tenant on the 3rd storey (#200) of this existing commercial building. Scope of work: create two new offices at front reception. New t-bar ceiling to offices. Electrical and sprinklers to suit. *****This application does not include any of the following: 1. Not more than 20 sprinklers (add, relocate, or remove), 2. hydraulic calculations, 3. change in occupancy and /or hazard classification, 4. warehouse storage arrangements, 5. mobile compact storage arrangements, 6. alternative solutions, 7. changes to the sprinkler system supply piping (e.g. valves, mains, cross-mains, branch-lines, etc.), or 8. flexible sprinkler pipe. | Alpine Sprinkler Systems Ltd
EP-2023-05768 | 2023-06-27 | 1256 GRANVILLE STREET, Vancouver, BC V6Z 1M4 | Electrical Permit | Commercial | Renovation | Completed | Installation / Repair - Commercial - Electrical work for 2 new offices at front reception area including receptacles, tel/data, lights and switches. >BP: Interior alterations to provide improvements for an existing office tenant on the 3rd storey (#200) of this existing commercial building. Scope of work: create two new offices at front reception. New t-bar ceiling to offices. Electrical and sprinklers to suit. TENANT: YWCA Career Zone Youth Employment Centre Building Sprinklered - Separate sprinkler permit required for proposed work Energy checklist is currently no longer required with your Building Permit (BP) application. Some supporting documents are still required at BP stage, specifically Envelope and HVAC, if applicable. Service Water Heating and Lighting supporting documents, if applicable, must be submitted with your related trades permits (e.g. electrical and plumbing). | Adanac Electric Ltd
EP-2024-00388 | NULL | 1261 GRANVILLE STREET, Vancouver, BC V6Z 0A1 | Electrical Permit | Commercial | Renovation | In Review | Installation / Repair - Commercial - Install new sub-panels, upgrade makeup air units & VRF outdoor units for cooling retrofit | Santec Electric Inc
EP-2023-07547 | 2023-09-06 | 1261 GRANVILLE STREET, Vancouver, BC V6Z 0A1 | Electrical Permit | Commercial | Addition | Issued | Installation / Repair - Commercial - Install new mini split unit for common area *MP-2023-01518: Issued (Cooling) | Just Mechanical Ltd
MP-2023-01518 | 2023-08-18 | 1261 GRANVILLE STREET, Vancouver, BC V6Z 0A1 | Mechanical Permit | NULL | NULL | Completed | NULL | Just Mechanical Ltd
GP-2022-02674 | 2022-09-07 | 1624 GRAVELEY STREET, Vancouver, BC V5L 3A7 | Gas Permit | Residential | Renovation - Dwelling Unit(s) only | Completed | Residential - RE & RE HWT | 484081 BC LTD
NULL | NULL | 1689 GRAVELEY STREET, Vancouver, BC V5L 3A8 | Plumbing Permit | Commercial | Addition | Withdrawn | Commercial - Install new Backflow device on their boiler | Point Grey Plumbing & Heating Ltd
PP-2023-00236 | 2023-01-23 | 1689 GRAVELEY STREET, Vancouver, BC V5L 3A8 | Plumbing Permit | Commercial | Tenant Improvement | Completed | Commercial - Install Backflow device on a boiler | Point Grey Plumbing & Heating Ltd
EP-2022-09092 | 2022-10-25 | 1850 GRAVELEY STREET, Vancouver, BC V5L 3B3 | Electrical Permit | Residential | New | Expired | Temporary Power - Residential - To provide temporary power. | SUNSTONE ELECTRIC LTD
PP-2023-01881 | 2023-05-29 | 1850 GRAVELEY STREET, Vancouver, BC V5L 3B3 | Plumbing Permit | Residential | New | Issued | Residential - Sump | Knight Demolition & Excavation Ltd
PP-2023-02882 | 2023-08-15 | 1850 GRAVELEY STREET, Vancouver, BC V5L 3B3 | Plumbing Permit | Residential | New | Issued | Residential - 2FD+LO - FRONT - 1850 GRAVELEY ST BACK - 1852 GRAVELEY ST - #1 & #2 framing and roof completed >DB: To construct a 2.5-storey two-family dwelling + 1 lock-off unit located in the basement with a detached accessory building (garage) at the rear providing 2 parking spaces, having vehicular access from the lane. The entire building, INCLUDING THE ATTACHED GARAGE (if applicable), to be sprinklered to 2x NFPA 13D. Note: This is a 2.5 storey building pursuant to the Zoning and Development By-Law 1. Covenant registered at the Land Title Office under CB146581 to CB146582 2. No strata titling of the lock-off unit permitted 3. A/C unit proposed - Front yard and Rear Yard - 2 interior AC located on half storey 4. No bar sink proposed in basement ******THIS PERMIT HAS BEEN ISSUED UNDER THE REQUIREMENTS OF VBBL 2019 | SEAHAWKS PLUMBING AND HEATING LTD
EP-2023-07955 | 2023-09-11 | 1850 GRAVELEY STREET, Vancouver, BC V5L 3B3 | Electrical Permit | Residential | New | Issued | Installation / Repair - Residential - ¦ 2FD + 1SS- 200A ¦ Complete wiring and finishing. Main service-200 amps Unit 1850 meter-125 amps Unit 1852 meter-125 amps *An approved mechanical permit is required for the installation of air conditioning or heat pump unit at the time of installation before an electrical inspection will be performed >BP: To construct a 2.5-storey two-family dwelling + 1 lock-off unit located in the basement ($680, 000) with a detached accessory building (garage) at the rear providing 2 parking spaces, having vehicular access from the lane. The entire building, INCLUDING THE ATTACHED GARAGE (if applicable), to be sprinklered to 2x NFPA 13D. Note: This is a 2.5 storey building pursuant to the Zoning and Development By-Law 1. Covenant registered at the Land Title Office under CB146581 to CB146582 2. No strata titling of the lock-off unit permitted 3. A/C unit proposed - Front yard and Rear Yard - 2 interior AC located on half storey 4. No bar sink proposed in basement 5. Rev#1: Schedule B: MD Shahidul Alam P. Eng (604-653-7475) Structural 6. HPO: MHR Homes Ltd. - #39208 7. Rev#1: Schedule B: Thanh Van Le, P. Eng. (604-421-3288) Geo-Technical Any alterations or conversions to the attached garage (if applicable) to habitable living space shall not be permitted without first obtaining the approval of the Director of Planning and the Chief Building Official. Thermal protection measures and Laneway house design guidelines shall be required to be met prior to the approval of the conversion. ******THIS PERMIT HAS BEEN ISSUED UNDER THE REQUIREMENTS OF VBBL 2019 | SUNSTONE ELECTRIC LTD
MP-2023-01601 | 2023-08-31 | 1850 GRAVELEY STREET, Vancouver, BC V5L 3B3 | Mechanical Permit | NULL | NULL | Issued | NULL | SEAHAWKS PLUMBING AND HEATING LTD
EP-2023-10077 | 2023-11-08 | 1850 GRAVELEY STREET, Vancouver, BC V5L 3B3 | Electrical Permit | Residential | New | Issued | Temporary Power - Residential - To provide temporary power. Renewal of EP-2022-09092 Valid: Oct 25, 2023 to Oct 24, 2024 | SUNSTONE ELECTRIC LTD
GP-2023-03592 | 2023-11-20 | 1850 GRAVELEY STREET, Vancouver, BC V5L 3B3 | Gas Permit | Residential | New | Issued | Residential - Gas piping for two boilers, two stoves and three BBQ. >BP: To construct a 2.5-storey two-family dwelling + 1 lock-off unit located in the basement ($680, 000) with a detached accessory building (garage) at the rear providing 2 parking spaces, having vehicular access from the lane. | Ultra Mechanical Ltd
SP-2024-00016 | 2024-01-05 | 1850 GRAVELEY STREET, Vancouver, BC V5L 3B3 | Sprinkler Permit | Residential | New | Issued | Residential - To install fire sprinkler system -The entire building, INCLUDING THE ATTACHED GARAGE (if applicable), to be sprinklered to 2x NFPA 13D. >BP: To construct a 2.5-storey two-family dwelling + 1 lock-off unit located in the basement ($680, 000) with a detached accessory building (garage) at the rear providing 2 parking spaces, having vehicular access from the lane. Note: This is a 2.5 storey building pursuant to the Zoning and Development By-Law 1. Covenant registered at the Land Title Office under CB146581 to CB146582 2. No strata titling of the lock-off unit permitted 3. A/C unit proposed - Front yard and Rear Yard - 2 interior AC located on half storey 4. No bar sink proposed in basement 5. Rev#1: Schedule B: MD Shahidul Alam P. Eng (604-653-7475) Structural 6. HPO: MHR Homes Ltd. - #39208 7. Rev#1: Schedule B: Thanh Van Le, P. Eng. (604-421-3288) Geo-Technical ******THIS PERMIT HAS BEEN ISSUED UNDER THE REQUIREMENTS OF VBBL 2019 | Max Fire Pro Ltd
GP-2023-02960 | 2023-10-06 | 7856 HEATHER STREET, Vancouver, BC V6P 3R5 | Gas Permit | Residential | Renovation | Completed | Residential - 1 New gas fireplace with vent & hookup | Fastgo System 2011 Inc DBA Fireplaces Unlimited
GP-2022-03051 | 2022-10-07 | 7944 HEATHER STREET, Vancouver, BC V6P 3R8 | Gas Permit | Residential | Renovation | Completed | Residential - Re&re Furnace (BTU 80.000) | Milani Plumbing Heating & Air Conditioning Ltd
GP-2022-00132 | 2022-01-18 | 2725 GRANT STREET, Vancouver, BC V5K 3H1 | Gas Permit | Residential | New | Completed | Residential - replacing boiler @ 200,000 | A & J GAS SERVICES LTD
GP-2023-01928 | 2023-06-26 | 2746 GRANT STREET, Vancouver, BC V5K 3H2 | Gas Permit | Residential | Renovation | Completed | Residential - replacment of hot water tank to tankless | Heatex Furnace Ltd
PP-2022-00201 | 2022-01-24 | 2748 GRANT STREET, Vancouver, BC V5K 3H2 | Plumbing Permit | Residential | New | Completed | Residential - 2FD - #1 & #2 - TWO OUT SIDE SUMPS WITH OUT PUMP To construct a 2.5 storey two-family dwelling ($743,902) with a detached accessory building (garage) at the rear providing 2 parking spaces, having vehicular access from the lane. 1. No Covenant registered at the Land Title Office 2. No strata titling permitted 3. A/C proposed – Exterior component located in Rear Yard, Interior component located in Third Floor 4. No Bar sink | JVT EXCAVATING & DEMOLITION LTD
EP-2022-00591 | 2022-01-28 | 2748 GRANT STREET, Vancouver, BC V5K 3H2 | Electrical Permit | Residential | New | Completed | Installation / Repair - Residential - rough in and finish duplex >BP: To construct a 2.5 storey two-family dwelling ($743,902) with a detached accessory building (garage) at the rear providing 2 parking spaces, having vehicular access from the lane. 1. No Covenant registered at the Land Title Office 2. No strata titling permitted 3. A/C proposed – Exterior component located in Rear Yard, Interior component located in Third Floor 4. No Bar sink 5. Schedule B: (A.C.M Wang) P.Eng (604.618.6236) Structural & Geotechnical 6. HPO: Residential Builder- Alaris Developments Ltd. Note: This is a 2.5 storey building pursuant to the Zoning and Development By-Law Address Information: Principle Dwelling (North): #1-2748 Grant St Principle Dwelling (South): #2-2748 Grant St Address and suite number assigned as per approved plans for Fire and Emergency response. The address number is to be posted to the building to be visible from the street and the suite number is to be posted at the suite entry in accordance with the Building By-law prior to final inspection. **THIS PERMIT HAS BEEN ISSUED UNDER THE REQUIREMENTS OF VBBL #12511 (2019)** | Cara Electric Ltd
SP-2022-00606 | 2022-04-25 | 2748 GRANT STREET, Vancouver, BC V5K 3H2 | Sprinkler Permit | Residential | New | Completed | Residential - New sprinkler system install in a new duplex To construct a 2.5 storey two-family dwelling with a detached accessory building (garage) at the rear providing 2 parking spaces, having vehicular access from the lane. 1. No Covenant registered at the Land Title Office 2. No strata titling permitted 3. A/C proposed – Exterior component located in Rear Yard, Interior component located in Third Floor 4. No Bar sink 5. Schedule B: (A.C.M Wang) P.Eng (604.618.6236) Structural & Geotechnical 6. HPO: Residential Builder- Alaris Developments Ltd. | SKYREACH PLUMBING & HEATING LTD
PP-2022-01376 | 2022-04-25 | 2748 GRANT STREET, Vancouver, BC V5K 3H2 | Plumbing Permit | Residential | New | Completed | Residential - Rough in and finishing of a new duplex | SKYREACH PLUMBING & HEATING LTD
GP-2022-01275 | 2022-04-25 | 2748 GRANT STREET, Vancouver, BC V5K 3H2 | Gas Permit | Residential | New | Completed | Residential - Gas fixture rough in in a new duplex | SKYREACH PLUMBING & HEATING LTD
GP-2022-01274 | 2022-04-25 | 2748 GRANT STREET, Vancouver, BC V5K 3H2 | Gas Permit | Residential | New | Completed | Residential - Gas fixture rough in of new duplex | SKYREACH PLUMBING & HEATING LTD
EP-2022-03029 | 2022-04-14 | 2748 GRANT STREET, Vancouver, BC V5K 3H2 | Electrical Permit | Residential | New | Completed | Installation / Repair - Residential - security,int,tel,tv,data roughin & completion >BP: To construct a 2.5 storey two-family dwelling with a detached accessory building (garage) at the rear providing 2 parking spaces, having vehicular access from the lane. 1. No Covenant registered at the Land Title Office 2. No strata titling permitted 3. A/C proposed – Exterior component located in Rear Yard, Interior component located in Third Floor 4. No Bar sink 5. Schedule B: (A.C.M Wang) P.Eng (604.618.6236) Structural & Geotechnical 6. HPO: Residential Builder- Alaris Developments Ltd. Note: This is a 2.5 storey building pursuant to the Zoning and Development By-Law Address Information: Principle Dwelling (North): #1-2748 Grant St Principle Dwelling (South): #2-2748 Grant St Address and suite number assigned as per approved plans for Fire and Emergency response. The address number is to be posted to the building to be visible from the street and the suite number is to be posted at the suite entry in accordance with the Building By-law prior to final inspection. **THIS PERMIT HAS BEEN ISSUED UNDER THE REQUIREMENTS OF VBBL #12511 (2019)** | Repel Security Systems Ltd
GP-2023-01751 | 2023-06-06 | 2760 GRANT STREET, Vancouver, BC V5K 3H2 | Gas Permit | Residential | New | Issued | Residential - 3 Ranges & 1 Boiler >BP: To construct a 2 storey one-family dwelling with a secondary suite | JOT MECHANICAL LTD
SP-2023-01064 | 2023-06-19 | 2760 GRANT STREET, Vancouver, BC V5K 3H2 | Sprinkler Permit | Residential | New | Issued | Residential - 1FD+SS - #1 & #2 - New fire sprinkler installation >DB: To construct a 2 storey one-family dwelling with a secondary suite located in the Basement. 1. Non-stratification Covenant must be registered to Land Title prior to sheathing inspection. 2. No Strata Titling permitted 3. A/C proposed – Exterior component located in rear yard, Interior component located in closet on upper floor. 4. Bar sink not proposed. | Spectrum Fire Protection Ltd
MP-2023-00768 | 2023-05-03 | 2760 GRANT STREET, Vancouver, BC V5K 3H2 | Mechanical Permit | NULL | NULL | Issued | NULL | Forbes Mechanical Ltd
EP-2023-00969 | 2023-02-10 | 2760 GRANT STREET, Vancouver, BC V5K 3H2 | Electrical Permit | Residential | New | Issued | Installation / Repair - Residential - New House wiring: single-phase service, all outlets, roughing and connection, lighting system, and all electrical equipment connection. Also pre-wire the data and TV communication cables. Two Electrical Meter system, One for main house, other for LWH. Building to be sprinkled to NFPA 13D requirement. Already Exsiting 200 Amp service located at LWH( LWH already existed) Main House Service:125A LWH 100 A >BP: * Note: Non-stratification Covenant must be registered to Land Title prior to sheathing inspection To construct a 2 storey one-family dwelling with a secondary suite located in the Basement ($743,170.00). 1. Non-stratification Covenant must be registered to Land Title prior to sheathing inspection. 2. No Strata Titling permitted 3. A/C proposed – Exterior component located in rear yard, Interior component located in closet on upper floor. 4. Bar sink not proposed. 5. Schedule B: (Zhanchao Zhao) P.Eng (604.526-1305) Structural & Geotechnical 6. HPO: Residential Builder- (Woodhead Construction Ltd. Note: This is a 2 storey building pursuant to the Zoning and Development By-Law **Note: Existing Laneway house (Building 2) retained on site – existing parking for the site has been provided under DB442920 (Laneway House).** ***This permit is issued under the VBBL 2019, with updated energy requirements as per bylaw # 12997 effective Jan 01, 2022.*** | AIGO TECHNOLOGY INC
PP-2023-01374 | 2023-04-20 | 2760 GRANT STREET, Vancouver, BC V5K 3H2 | Plumbing Permit | Residential | New | Issued | Residential - plumbing >BP: To construct a 2 storey one-family dwelling with a secondary suite located in the Basement. 1. Non-stratification Covenant must be registered to Land Title prior to sheathing inspection. 2. No Strata Titling permitted 3. A/C proposed – Exterior component located in rear yard, Interior component located in closet on upper floor. 4. Bar sink not proposed. 5. Schedule B: (Zhanchao Zhao) P.Eng (604.526-1305) Structural & Geotechnical 6. HPO: Residential Builder- (Woodhead Construction Ltd. | Forbes Mechanical Ltd
PP-2023-00111 | 2023-01-12 | 2760 GRANT STREET, Vancouver, BC V5K 3H2 | Plumbing Permit | Residential | New | Issued | Residential - Install 2 sumps without pump | Van-City Excavating Ltd
EP-2023-05472 | 2023-07-14 | 5550 FRASER STREET, Vancouver, BC V5W 2Z4 | Electrical Permit | Commercial | Tenant Improvement | Completed | Installation / Repair - Commercial - Tenant Improvement. Installation of Lighting, Power, conduit for data cabling. >BP: To complete the full upgrade of this four storey existing building at 5550 Fraser St, commenced under the BP-2018-04014 (BP#1), and to provide tenant improvements and change of major occupancy from office to a new Westside Montessori Academy (WMA) at the 3rd and 4th storeys (units #205 &#300). Note: As requested by the owner, William So, the full upgrade of this building was split between two permit: BP#1 - BP-2018-04014 BP#2 - BP-2023-00787, Note: The proposed OL for WMA, occupying units #205 and #300 is 164 patrons. Subject to planning approval, future expansion of the school up to 300 person is permissible based on the provided washroom facilities in WMA. | Trident Electric Ltd
SP-2023-01257 | 2023-08-30 | 5550 FRASER STREET, Vancouver, BC V5W 2Z4 | Sprinkler Permit | Commercial | Tenant Improvement | Completed | Commercial - To complete the sprinkler upgrade of this four storey existing building at 5550 Fraser St, commenced under the BP-2018-04014 (BP#1), and to provide tenant improvements and change of major occupancy from office to a new Westside Montessori Academy (WMA) at the 3rd and 4th storeys (units #205 &#300). Level 4 designed to OH Group 1 Per AL-2023-00097 | Titan Fire Protection Ltd
PP-2023-02559 | 2023-07-19 | 5550 FRASER STREET, Vancouver, BC V5W 2Z4 | Plumbing Permit | Commercial | Addition | Completed | Commercial - Addition of two washrooms located on the second floor of the building Changes to plumbing layout in existing bathroom on level 3 >BP: To complete the full upgrade of this four storey existing building at 5550 Fraser St, commenced under the BP-2018-04014 (BP#1), and to provide tenant improvements and change of major occupancy from office to a new Westside Montessori Academy (WMA) at the 3rd and 4th storeys (units #205 &#300). Note: As requested by the owner, William So, the full upgrade of this building was split between two permit: BP#1 - BP-2018-04014 BP#2 - BP-2023-00787 | Modern Blue Mechanical Ltd
EP-2023-11294 | 2023-12-22 | 5550 FRASER STREET, Vancouver, BC V5W 2Z4 | Electrical Permit | Commercial | Renovation | Completed | Installation / Repair - Commercial - Install led lighting in basement. The basement is existing open space, no structural work. | Gold Medal Electric Ltd
EP-2023-08958 | 2023-10-10 | 5550 FRASER STREET, Vancouver, BC V5W 2Z4 | Electrical Permit | Commercial | Renovation | Completed | Installation / Repair - Commercial - Replace the old 2X4 old fixtures to new 2X4 LED panel fixtures and with the lighting controls. Clean the old wires in basement storage. Work description for #105 and #10: install led lighting, receptacle and clean up the old wires. >BP: To complete the full upgrade of this four storey existing building at 5550 Fraser St, commenced under the BP-2018-04014 (BP#1), and to provide tenant improvements and change of major occupancy from office to a new Westside Montessori Academy (WMA) at the 3rd and 4th storeys (units #205 &#300). Note: As requested by the owner, William So, the full upgrade of this building was split between two permit: BP#1 - BP-2018-04014 BP#2 - BP-2023-00787, Note: The proposed OL for WMA, occupying units #205 and #300 is 164 patrons. Subject to planning approval, future expansion of the school up to 300 person is permissible based on the provided washroom facilities in WMA. 18-Aug-2023 -BP Revision#1 issued. Minor interior changes to plans as described in a Letter by Joseph Park dated Aug11, 2023. 6 washrooms were provided for Unit#10 3 Gender Neutral Washrooms at 1st storey 3 Male washrooms at 3rd storey. Amend: Oct 11, 2023 Demo of main floor #105 and basement #10 and make safe . | Gold Medal Electric Ltd
EP-2023-07450 | 2023-08-25 | 5550 FRASER STREET, Vancouver, BC V5W 2Z4 | Electrical Permit | Commercial | Addition | Completed | Installation / Repair - Commercial - INSTALLATION OF ADDITIONAL SMOKE DETECTORS & HORNS. BP: To complete the full upgrade of this four storey existing building at 5550 Fraser St, commenced under the BP-2018-04014 (BP#1), and to provide tenant improvements and change of major occupancy from office to a new Westside Montessori Academy (WMA) at the 3rd and 4th storeys (units #205 &#300). Note: As requested by the owner, William So, the full upgrade of this building was split between two permit: BP#1 - BP-2018-04014 BP#2 - BP-2023-00787, Note: The proposed OL for WMA, occupying units #205 and #300 is 164 patrons. Subject to planning approval, future expansion of the school up to 300 person is permissible based on the provided washroom facilities in WMA. 18-Aug-2023 -BP Revision#1 issued. Minor interior changes to plans as described in a Letter by Joseph Park dated Aug11, 2023. 6 washrooms were provided for Unit#10 3 Gender Neutral Washrooms at 1st storey 3 Male washrooms at 3rd storey. | MILKYWAY INDUSTRY LTD
EP-2023-07999 | 2023-09-01 | 5656 FRASER STREET, Vancouver, BC V5W 2Z4 | Electrical Permit | Commercial | New | Issued | Temporary Power - Commercial - To provide temporary power. | ICAN Electrical Ltd.
EP-2023-08085 | 2023-09-25 | 5656 FRASER STREET, Vancouver, BC V5W 2Z4 | Electrical Permit | Commercial | New | Issued | Installation / Repair - Commercial - New Electrical rough wiring and Finish for construction of a 4-storey mixed-use building. >BP: To construct a 4-storey mixed-use building consisting of: 1st storey & mezzanine - animal clinic (Group D - shell only) 2nd storey - animal clinic (Group D - shell only) interconnected w/ 1st storey; 1 dwelling unit + 1 amenity room 3rd to 4th storey - 7 dwelling units all over 3 levels of underground parking accessed from lane. *This permit has been reviewed under the provisions of VBBL 2019.* STAGED CONSTRUCTION Stage 1: Excavation & Shoring (S.Yoo, Oct. 26, 2022) Stage 1, Revision 1: Revisions to Excavation & Shoring Drawings (S.Yoo, Jun. 21, 2023) Stage 2: Foundation to Grade (S.Yoo, Jun. 21, 2023) | ICAN Electrical Ltd.
EP-2023-08151 | 2023-09-08 | 5656 FRASER STREET, Vancouver, BC V5W 2Z4 | Electrical Permit | Commercial | New | Completed | Interim - Commercial - Underground and slab - Interim permit for EP-2023-08085 >BP: To construct a 4-storey mixed-use building consisting of: 1st storey & mezzanine - animal clinic (Group D - shell only) 2nd storey - animal clinic (Group D - shell only) interconnected w/ 1st storey; 1 dwelling unit + 1 amenity room 3rd to 4th storey - 7 dwelling units all over 3 levels of underground parking accessed from lane. *This permit has been reviewed under the provisions of VBBL 2019.* STAGED CONSTRUCTION Stage 1: Excavation & Shoring (S.Yoo, Oct. 26, 2022) Stage 1, Revision 1: Revisions to Excavation & Shoring Drawings (S.Yoo, Jun. 21, 2023) Stage 2: Foundation to Grade (S.Yoo, Jun. 21, 2023) | ICAN Electrical Ltd.
PP-2023-02394 | 2023-08-01 | 5656 FRASER STREET, Vancouver, BC V5W 2Z4 | Plumbing Permit | Commercial | New | Issued | Commercial - ***UNDERGROUND*** >BP: To construct a 4-storey mixed-use building consisting of: 1st storey & mezzanine - animal clinic (Group D - shell only) 2nd storey - animal clinic (Group D - shell only) interconnected w/ 1st storey; 1 dwelling unit + 1 amenity room 3rd to 4th storey - 7 dwelling units all over 3 levels of underground parking accessed from lane. *This permit has been reviewed under the provisions of VBBL 2019.* STAGED CONSTRUCTION Stage 1: Excavation & Shoring (S.Yoo, Oct. 26, 2022) Stage 1, Revision 1: Revisions to Excavation & Shoring Drawings (S.Yoo, Jun. 21, 2023) | AAA PLUMBING & HEATING LTD
SP-2023-01024 | NULL | 5656 FRASER STREET, Vancouver, BC V5W 2Z4 | Sprinkler Permit | Commercial | New | Applicant Revisions | Commercial - ABOVE GRADE - installation of an automatic sprinkler system >BP: To construct a 4-storey mixed-use building consisting of: 1st storey & mezzanine - animal clinic (Group D - shell only) 2nd storey - animal clinic (Group D - shell only) interconnected w/ 1st storey; 1 dwelling unit + 1 amenity room 3rd to 4th storey - 7 dwelling units all over 3 levels of underground parking accessed from lane. | NULL
SP-2023-01023 | NULL | 5656 FRASER STREET, Vancouver, BC V5W 2Z4 | Sprinkler Permit | Commercial | New | Applicant Revisions | Commercial - PARKING - BELOW GRADE - installation of an automatic sprinkler system >BP: To construct a 4-storey mixed-use building consisting of: 1st storey & mezzanine - animal clinic (Group D) (shell only) 2nd storey - animal clinic (Group D) (shell only) interconnected w/ 1st storey; 1 dwelling unit + 1 amenity room 3rd to 4th storey - 7 dwelling units all over 3 levels of underground parking (16 parking spaces) accessed from lane. | NULL
EP-2022-07244 | 2022-08-26 | 5656 FRASER STREET, Vancouver, BC V5W 2Z4 | Electrical Permit | Commercial | New | Expired | Temporary Power - Commercial - To provide temporary power. | ICAN Electrical Ltd.
EP-2023-06256 | 2023-07-12 | 6391 FRASER STREET, Vancouver, BC V5W 3A3 | Electrical Permit | Commercial | Tenant Improvement | Completed | Installation / Repair - Commercial - Lighting upgrade, replacement fluorescent lights to LED. | MEK ENTERPRISES LTD
EP-2023-04828 | 2023-06-09 | 6434 FRASER STREET, Vancouver, BC V5W 3A4 | Electrical Permit | Commercial | Renovation | Completed | Installation / Repair - Commercial - Select demo & make safe of existing electrical - utilize existing circuits for RENO. Supply & install power & data to work stations via pac poles >BP: Interior alterations to change the use from Beauty and Wellness Centre to General Office on the 2nd floor (#201) in this existing commercial building on this site. Scope of work: remove/construct partition walls, finishes, millwork, lighting, data, electrical and plumbing work. TENANT: Metro Remittance Canada Inc. Energy checklist is currently no longer required with your Building Permit (BP) application. Some supporting documents are still required at BP stage, specifically Envelope and HVAC, if applicable. Service Water Heating and Lighting supporting documents, if applicable, must be submitted with your related trades permits (e.g. electrical and plumbing). | POWERPOINT ELECTRICAL CONTRACTORS LTD
PP-2023-01887 | 2023-05-29 | 6434 FRASER STREET, Vancouver, BC V5W 3A4 | Plumbing Permit | Commercial | Renovation | Completed | Commercial - Remove existing plumbing for 16 hairdressing sinks, Disconnect & Cap 5 sinks, one laundry box. Disconnect 2 backflow preventers, replace 2 on demand units with a small electric hot water tank. **Fees changed for Special Inspection >BP: Interior alterations to change the use from Beauty and Wellness Centre to General Office on the 2nd floor (#201) in this existing commercial building on this site. Scope of work: remove/construct partition walls, finishes, millwork, lighting, data, electrical and plumbing work. | Van Custom Plumbing Ltd
EP-2022-08639 | 2022-10-13 | 6434 FRASER STREET, Vancouver, BC V5W 3A4 | Electrical Permit | Commercial | Addition | Completed | Installation / Repair - Commercial - Install the single phase 60A meter base for house panel. -house panel existing in electrical room, just relocate the wire to new meter. ( single phase 60A 120/240V) Amend: Dec 23rd, 2022 you adjust this permit so a service inspection can be selected. Add grounding/bonding and meter required. | Silver Star Electric Ltd
PP-2023-02354 | 2023-07-06 | 6457 FRASER STREET, Vancouver, BC V5W 3A6 | Plumbing Permit | Commercial | Renovation | Completed | Commercial - plumbing for a fast food catering store 250 GPM GI - 3 x 2-comp, 3-comp, mop, wok, 2 x fd >BP: CF-2022-011513 - Interior alterations to provide improvements in this existing Grocery Store space in this commercial building. Scope of work includes replacing rotted floor joists and recommissioning fire fighting system and exhaust hood. | JPRO PLUMBING & HEATING LTD.
EP-2023-05825 | 2023-07-07 | 6457 FRASER STREET, Vancouver, BC V5W 3A6 | Electrical Permit | Commercial | Renovation | Completed | Installation / Repair - Commercial - power for walk in cooler,walk in freezer.and display cooler, install 30 led ceiling lights. (CF-2022-011513) >BP: CF-2022-011513 - Interior alterations to provide improvements in this existing Grocery Store space in this commercial building. Scope of work includes replacing rotted floor joists and recommissioning fire fighting system and exhaust hood. Schedule A - Yeming Li 604-385-2666 Schedule B Structural Yeming Li 604-385-2666 Schedule B Plumbing / Fire Suppression Alex Lee 604-324-8763 | Technics Electric Ltd
EP-2023-03556 | 2023-04-25 | 6475 FRASER STREET, Vancouver, BC V5W 3A6 | Electrical Permit | Commercial | Renovation | Completed | Installation / Repair - Commercial - Replacement of faulty conventional fire panel. No changes to design, wiring or Device locations. Note: This permit has been issued based on Bulletin 2018-004-BU/EL. | BD Electrical Ltd
EP-2022-04839 | 2022-06-09 | 6498 FRASER STREET, Vancouver, BC V5W 3A5 | Electrical Permit | Commercial | Renovation | Completed | Installation / Repair - Commercial - Replace 2x2 fixtures & T8 lamps as required. This makes up less than 5% of the building lighting | MEI Energy Solutions Ltd
PP-2023-04320 | 2023-12-14 | 3755 FRASER STREET, Vancouver, BC V5V 4C9 | Plumbing Permit | Commercial | Tenant Improvement | Issued | Commercial - Replacement of the Domestic Water System 3755 – 3769 Fraser St., Vancouver, BC -Built 1992 | Cambridge Plumbing Systems Ltd
EP-2022-00712 | 2022-02-03 | 2349 FRASERVIEW DRIVE, Vancouver, BC V5P 2N5 | Electrical Permit | Residential | New | Expired | Temporary Power - Residential - To provide temporary power. NOTE: Work authorized by this permit is for placement of a temporary power pole only and does not authorize any site construction and/or excavation. A separate Building Permit will be required prior to commencement of any other work on this site. | Lehmor Electrical Contractors Ltd
MP-2024-00094 | 2024-01-23 | 2349 FRASERVIEW DRIVE, Vancouver, BC V5P 2N5 | Mechanical Permit | NULL | NULL | Issued | NULL | Lumi HVAC Ltd
EP-2023-10370 | 2023-11-17 | 2349 FRASERVIEW DRIVE, Vancouver, BC V5P 2N5 | Electrical Permit | Residential | New | Issued | Installation / Repair - Residential - Wiring and finishing ..alarm tel.tv.data.cctv >BP: To construct a 2 storey two-family dwelling with 2 secondary suites located in the Basement ($1,160,750) with a detached accessory building (garage) and open parking at the rear providing 4 parking spaces, having vehicular access from the 20' lane. Note: The entire building, INCLUDING THE ATTACHED GARAGE (if applicable), to be sprinklered to 2 x NFPA 13D 1. Covenant registered at the Land Title Office under CA9344650 2. A/C proposed – Exterior component located in Rear, Interior component located in Second Floor 3. Schedule B: (Sharat Chande) P.Eng (604.723.7534) Structural & Geotechnical 4. HPO: Residential Builder- Duric Development Ltd Note: This is a 2 storey building pursuant to the Zoning and Development By-Law **THIS PERMIT HAS BEEN ISSUED UNDER THE REQUIREMENTS OF VBBL #12511 (2019)** | AYOUB RAMADAN DBA PETRA SECURITY & COMMUNICATION
PP-2023-00953 | 2023-03-21 | 2349 FRASERVIEW DRIVE, Vancouver, BC V5P 2N5 | Plumbing Permit | Residential | New | Issued | Residential - new plumbing for duplex >BP: To construct a 2 storey two-family dwelling with 2 secondary suites located in the Basement with a detached accessory building (garage) and open parking at the rear providing 4 parking spaces, having vehicular access from the 20' lane. Note: The entire building, INCLUDING THE ATTACHED GARAGE (if applicable), to be sprinklered to 2 x NFPA 13D 1. Covenant registered at the Land Title Office under CA9344650 2. A/C proposed – Exterior component located in Rear, Interior component located in Second Floor 3. Schedule B: (Sharat Chande) P.Eng (604.723.7534) Structural & Geotechnical 4. HPO: Residential Builder- Duric Development Ltd | Cro Plumbing & Heating Ltd
EP-2023-01011 | 2023-02-07 | 2349 FRASERVIEW DRIVE, Vancouver, BC V5P 2N5 | Electrical Permit | Residential | New | Expired | Temporary Power - Residential - To provide temporary power. Renewal of EP-2022-00712 Valid: Feb 3, 2023 to Feb 2, 2024 | Lehmor Electrical Contractors Ltd
EP-2023-01055 | 2023-02-16 | 2349 FRASERVIEW DRIVE, Vancouver, BC V5P 2N5 | Electrical Permit | Residential | New | Issued | Installation / Repair - Residential - New construction duplex with basement suite in each side. 200 x 2 SERVICE >BP: To construct a 2 storey two-family dwelling with 2 secondary suites located in the Basement ($1,160,750) with a detached accessory building (garage) and open parking at the rear providing 4 parking spaces, having vehicular access from the 20' lane. >Permit Amendment Aug 15, 2023: -AC/ Heat pump is being installed Note: The entire building, INCLUDING THE ATTACHED GARAGE (if applicable), to be sprinklered to 2 x NFPA 13D 1. Covenant registered at the Land Title Office under CA9344650 2. A/C proposed – Exterior component located in Rear, Interior component located in Second Floor 3. Schedule B: (Sharat Chande) P.Eng (604.723.7534) Structural & Geotechnical 4. HPO: Residential Builder- Duric Development Ltd Note: This is a 2 storey building pursuant to the Zoning and Development By-Law **THIS PERMIT HAS BEEN ISSUED UNDER THE REQUIREMENTS OF VBBL #12511 (2019)** | Lehmor Electrical Contractors Ltd
SP-2023-00421 | 2023-03-10 | 2349 FRASERVIEW DRIVE, Vancouver, BC V5P 2N5 | Sprinkler Permit | Residential | New | Issued | Residential - 2FD+2SS - WEST - 2349 FRASERVIEW DR - #1 & #2 EAST - 2349 FRASERVIEW DR - #1 & #2 installation of a new fire sprinkler system >DB: To construct a 2 storey two-family dwelling with 2 secondary suites located in the Basement with a detached accessory building (garage) and open parking at the rear providing 4 parking spaces, having vehicular access from the 20' lane. Note: The entire building, INCLUDING THE ATTACHED GARAGE (if applicable), to be sprinklered to 2 x NFPA 13D 1. Covenant registered at the Land Title Office under CA9344650 2. A/C proposed – Exterior component located in Rear, Interior component located in Second Floor AMEND: AUG 30/2023 Engineer has revised Drawings and Calcs to include water curtain sprinklers +4 REVISED DWGS & CALCS UPLOADED | CENTRE LINE FIRE SPRINKLERS LTD
GP-2023-02064 | 2023-07-12 | 2349 FRASERVIEW DRIVE, Vancouver, BC V5P 2N5 | Gas Permit | Residential | New | Issued | Residential - 2 Range, 2 Boiler, 2 BBQ & 2 Fireplace >BP: To construct a 2 storey two-family dwelling with 2 secondary suites | R J Gas Ltd
NULL | NULL | 2349 FRASERVIEW DRIVE, Vancouver, BC V5P 2N5 | Mechanical Permit | NULL | NULL | Draft | NULL | Cro Plumbing & Heating Ltd
NULL | NULL | 2349 FRASERVIEW DRIVE, Vancouver, BC V5P 2N5 | Mechanical Permit | NULL | NULL | Draft | NULL | Cro Plumbing & Heating Ltd
MP-2023-00861 | 2023-05-16 | 2349 FRASERVIEW DRIVE, Vancouver, BC V5P 2N5 | Mechanical Permit | NULL | NULL | Issued | NULL | Cro Plumbing & Heating Ltd
PP-2022-04024 | 2022-11-07 | 2349 FRASERVIEW DRIVE, Vancouver, BC V5P 2N5 | Plumbing Permit | Residential | New | Issued | Residential - sump | East West Excavating 2022 ltd
EP-2023-04032 | 2023-05-10 | 1951 GLEN DRIVE, Vancouver, BC V6A 4J6 | Electrical Permit | Commercial | NULL | Issued | Annual / Operating - Maintenance of existing operating electrical equipment. TO CONTINUE WORK STARTED BY OTHERS (EP-2022-04274) electrical annual operating permit/inspections. | Ainsworth Inc
EP-2023-03595 | 2023-08-09 | 1951 GLEN DRIVE, Vancouver, BC V6A 4J6 | Electrical Permit | Commercial | New | Issued | Installation / Repair - Commercial - Access Control. No Maglocks Site Contact - 604 922 9203 – Amir Hejazi -Main Floor | Paladin Technologies Inc
EP-2023-07804 | 2023-09-07 | 1951 GLEN DRIVE, Vancouver, BC V6A 4J6 | Electrical Permit | Commercial | Tenant Improvement | Cancelled | Installation / Repair - Commercial - -Removing 24 2X4 fluorescent lights and track lighting and adding LED lighting. -Removing 10 track lights and MR16 Heads. -Installing different lighting throughout space as it will be a lighting showroom. --there is no structural work being performed. | Arcwest Electric Ltd
EP-2022-04274 | 2022-06-09 | 1951 GLEN DRIVE, Vancouver, BC V6A 4J6 | Electrical Permit | Commercial | NULL | Expired | Annual / Operating - Annual Operating permit. (Note: previous Annual was obtained by another company) -Valid: June 3, 2022 - June 2, 2023 Lights and Ballast maintenance. Small pump motors etc. Vault cleaning. Need to change the FSR on file as Max is no longer with Modern Niagara. The new FSR on file will be Justin Sulzle CEL000253773 >>>>>>>>>>>> Amend: Oct. 7th -Justin Sulzle is an A class FSR please update. Max Dragun is no longer the supervisor. Justin Sulzle will be the new supervisor. AMEND: DEC 5/2022 Please update phone number on the permit to 236-558-2538 >>>>Amend: January 16th, 2023 changed FSR class from B to A (as per TSBC records) | Modern Niagara Vancouver Inc
EP-2023-10760 | 2023-11-30 | 2010 GLEN DRIVE, Vancouver, BC V5T 0B1 | Electrical Permit | Commercial | Addition | Issued | Installation / Repair - Commercial - Access Control **NO MAGLOCKS** and CCTV | Rose Security Services Inc
EP-2022-07480 | 2022-09-08 | 2010 GLEN DRIVE, Vancouver, BC V5T 0B1 | Electrical Permit | Commercial | Renovation | Completed | Installation / Repair - Commercial - Install Cat6 data cables for 40 existing external & internal CCTV cameras throughout whole building. | 4th Utility Inc
EP-2023-06292 | 2023-07-20 | 2015 GLEN DRIVE, Vancouver, BC V5T 4K3 | Electrical Permit | Commercial | Addition | Issued | Installation / Repair - Commercial - ~Supply and install new GFCI receptacles. ~Supply and install new pole lights. ~Supply and install low voltage infrastructure (cable and cameras by others). ~Grounding installation. ~New service @ 347/600V. ~New Class 6 pole - Panel and Hydro Meter. | Action Electric Ltd
EP-2022-02256 | 2022-03-24 | 2630 GLEN DRIVE, Vancouver, BC V5T 4B5 | Electrical Permit | Residential | Renovation - Dwelling Unit(s) only | Completed | Installation / Repair - Residential - Electrical for new powder room. Extend existing branch circuit to supply light, bathroom fan and GFCI receptacle (CF-2018-012741) >BP: Exterior and interior alterations to validate the work that was completed under the last approved permit (BU462610) Structural schedule B signed and sealed by Carlos Chiu, 604.737.9830 | Mott Electric General Partnership
PP-2022-00490 | 2022-02-14 | 2630 GLEN DRIVE, Vancouver, BC V5T 4B5 | Plumbing Permit | Residential | Addition | Completed | Residential - adding a main floor powder room 2630 Glen St Exterior and interior alterations to validate the work that was completed under the last approved permit (BU462610) | Fusion Mechanical Plumbing Contractor Ltd
EP-2022-07637 | 2022-09-14 | 2630 GLEN DRIVE, Vancouver, BC V5T 4B5 | Electrical Permit | Residential | Renovation | Completed | Installation / Repair - Residential - Installation of five smoke alarms throughout the house. Surface mounted electrical wiring. >CF-2018-012741 >BP: 2630 Glen St Exterior and interior alterations to validate the work that was completed under the last approved permit (BU462610) Structural schedule B signed and sealed by Carlos Chiu, 604.737.9830 | Vancouver Lighthouse Electrical Ltd
EP-2022-01624 | NULL | 1865 GRAVELEY STREET, Vancouver, BC V5L 3B2 | Electrical Permit | Residential | Renovation | Withdrawn | Installation / Repair - Residential - EV Charger circuit in parking area -No increase of service. Load is 98 amps including EV charger PLEASE NOTE: There is PUI Enforcement on this property for unauthorized front yard parking. He requires a Development Permit to keep the WWOP front yard parking. See CF-2021-014388 (over height fence & planter) and CF-2021-015095 (front yard parking) Also this is a duplex 1865 & 1867. This owner is registered at 1867 Graveley St. | Nelcan Electric Ltd
GP-2023-00172 | 2023-01-16 | 5338 GRANVILLE STREET, Vancouver, BC V6M 3C1 | Gas Permit | Residential | Renovation | Completed | Residential - RE N RE - New water heater | Superior Gas Installations & Service Ltd
GP-2022-03837 | NULL | 1957 GRANT STREET, Vancouver, BC V5L 2Z1 | Gas Permit | Residential | New | Withdrawn | Residential - INSTALL 1 GAS FIREPLACE IN NEW HOME CONSTRUCTION, REAR VENT AND OUT THE WALL, VENT AND CONNECT ONLY | The LM Fireplace Warehouse Ltd.
GP-2023-02997 | 2023-10-10 | 2791 GRANT STREET, Vancouver, BC V5K 3H1 | Gas Permit | Residential | Renovation - Dwelling Unit(s) only | Completed | Residential - combi boiler replacement | Central Commercial & Residential Services
GP-2023-02648 | 2023-09-11 | 2797 GRANT STREET, Vancouver, BC V5K 3H1 | Gas Permit | Residential | Renovation | Completed | Residential - Replace HWT with Tankless Heater | KERN BSG MANAGEMENT LTD
GP-2023-03417 | 2023-11-06 | 2830 GRANT STREET, Vancouver, BC V5K 3H3 | Gas Permit | Residential | Renovation - Dwelling Unit(s) only | Completed | Residential - Furnace replacement | Heatco Furnace Services Ltd
EP-2023-10848 | 2023-12-18 | 2920 GRANT STREET, Vancouver, BC V5K 3H5 | Electrical Permit | Residential | New | Issued | Installation / Repair - Residential - Rough wiring finishing and service >BP: To construct a two-storey two-family dwellings ($950,000), with a detached accessory building (garage) at the rear providing 2 parking spaces, having vehicular access from the lane. Note: This is a 2 storey building pursuant to the Zoning and Development By-Law 1. External mechanical unit proposed 2. Schedule B: Jason Hui, P.Eng, 778.319.3403 Structural & Geotechnical 3. HPO: Residential Builder - Kadium Construction Ltd ******THIS PERMIT HAS BEEN ISSUED UNDER THE REQUIREMENTS OF VBBL #12511 (2019)****** ***This permit is issued under the VBBL 2019, with updated energy requirements as per bylaw # 12997 effective Jan 01, 2022.*** | CHEEMA ELECTRIC LTD
PP-2023-04373 | 2023-12-19 | 2920 GRANT STREET, Vancouver, BC V5K 3H5 | Plumbing Permit | Residential | New | Issued | Residential - sump >BP: To construct a two-storey two-family dwellings ($950,000), with a detached accessory building (garage) at the rear providing 2 parking spaces, having vehicular access from the lane. Note: This is a 2 storey building pursuant to the Zoning and Development By-Law 1. External mechanical unit proposed 2. Schedule B: Jason Hui, P.Eng, 778.319.3403 Structural & Geotechnical 3. HPO: Residential Builder - Kadium Construction Ltd | Van-City Excavating Ltd
EP-2023-07172 | 2023-08-08 | 2920 GRANT STREET, Vancouver, BC V5K 3H5 | Electrical Permit | Residential | New | Issued | Temporary Power - Residential - To provide temporary power. VALID AUG 08, 2023 UNTIL AUG 07, 2024 >NOTE: Work authorized by this permit is for placement of a temporary power pole only and does not authorize any site construction and/or excavation. A separate Building Permit will be required prior to commencement of any other work on this site. | CHEEMA ELECTRIC LTD
EP-2021-07772 | 2022-06-10 | 2740 GUELPH STREET, Vancouver, BC V5T 3P7 | Electrical Permit | Commercial | New | Completed | Installation / Repair - Commercial - Upgrading the existing fire alarm system from conventional type to a fully addressable fire alarm system in this existing elementary school building. | VANCOUVER SCHOOL BOARD
EP-2023-05079 | 2023-06-19 | 1955 GRAVELEY STREET, Vancouver, BC V5L 3B5 | Electrical Permit | Residential | Addition | Issued | Installation / Repair - Residential - TO CONTINUE WORK STARTED BY OTHERS (EP-2023-02815) Already installed by previous contractor: - New 200 amp service installed on garage has been installed but not energized. - Sub feed to existing house panel - the service is an increase from 100 to 200 amp and will be located on the new garage Installations to be completed on new permit: - Wiring of lighting and receptacles for new garage - Power to swim spa - New low voltage service - Hydro connection to new service - EV charging receptacles in garage - Low voltage wiring for ethernet and cameras >BP: Interior/exterior alterations to this existing two storey one family dwelling. Scope of work: -dig out crawl space in basement and lower slab to create fill height basement; -replace one car garage with two garage garage; and -interior changes to main floor kitchen. | REDISON ELECTRIC LTD
EP-2023-02815 | 2023-03-31 | 1955 GRAVELEY STREET, Vancouver, BC V5L 3B5 | Electrical Permit | Residential | Renovation | Cancelled | Installation / Repair - Residential - New garage and 200amp service upgrade >BP: Interior/exterior alterations to this existing two storey one family dwelling. Scope of work: -dig out crawl space in basement and lower slab to create fill height basement; -replace one car garage with two garage garage; and -interior changes to main floor kitchen. | Castle Electric Inc
GP-2023-01090 | 2023-03-29 | 1955 GRAVELEY STREET, Vancouver, BC V5L 3B5 | Gas Permit | Residential | Renovation | Issued | Residential - Gas line for BBQ box >BP: Interior/exterior alterations to this existing two storey one family dwelling. June 26/2023-AMEND -to suspend until a replacement contractor applies for a new permit. Scope of work: -dig out crawl space in basement and lower slab to create fill height basement; -replace one car garage with two garage garage; and -interior changes to main floor kitchen. | Greywater Plumbing And Heating Inc
PP-2023-01105 | 2023-03-30 | 1955 GRAVELEY STREET, Vancouver, BC V5L 3B5 | Plumbing Permit | Residential | Renovation | Completed | Residential - Rough in drains and water piping for future 3 piece bathroom >BP: Interior/exterior alterations to this existing two storey one family dwelling. Scope of work: -dig out crawl space in basement and lower slab to create fill height basement; -replace one car garage with two garage garage; and -interior changes to main floor kitchen. June 26/2023-AMEND -to suspend until a replacement contractor applies for a new permit. | Greywater Plumbing And Heating Inc
PP-2023-04046 | 2023-11-17 | 1955 GRAVELEY STREET, Vancouver, BC V5L 3B5 | Plumbing Permit | Residential | Renovation | Issued | Residential - Storm sump upgrade | Kerr Construction Inc
PP-2023-03535 | 2023-10-10 | 1955 GRAVELEY STREET, Vancouver, BC V5L 3B5 | Plumbing Permit | Residential | New | Issued | Residential - Basement - emergency floor drain - bathroom sink - toilet - shower - laundry - laundry sink ( wash basin) Main floor - kitchen sink - bathroom sink (lav) - bar sink - steam oven - Gas range - Coffee machine - Fridge water line >BP: Interior/exterior alterations to this existing two storey one family dwelling. Scope of work: -dig out crawl space in basement and lower slab to create fill height basement; -replace one car garage with two garage garage; and -interior changes to main floor kitchen. | JJ&A Mechanical LTD
MP-2023-01913 | 2023-10-25 | 1955 GRAVELEY STREET, Vancouver, BC V5L 3B5 | Mechanical Permit | NULL | NULL | Issued | NULL | JJ&A Mechanical LTD
GP-2022-03594 | 2022-11-16 | 1991 GRAVELEY STREET, Vancouver, BC V5L 3B5 | Gas Permit | Residential | Renovation - Dwelling Unit(s) only | Completed | Residential - Furnace Replacement | General Heating Ltd
EP-2022-07531 | 2022-09-09 | 4064 FRASER STREET, Vancouver, BC V5V 0A7 | Electrical Permit | Commercial | Tenant Improvement | Completed | Installation / Repair - Commercial - wire and install receptacle and circuit for new coffee machine | Accurate Electric Ltd.
GP-2023-03787 | 2023-11-30 | 8188 FREMLIN STREET, Vancouver, BC V6P 3W8 | Gas Permit | Residential | Renovation | Issued | Residential - replace gas boiler | BNA Systems Inc and/or Kirkland Metal Shop Ltd
GP-2022-00586 | 2022-02-24 | 8207 FREMLIN STREET, Vancouver, BC V6P 3W9 | Gas Permit | Residential | New | Completed | Residential - Complete 2 boiler,4 range,2 bbq. To construct a two-storey two-family dwelling with two secondary suites located in the basement, with a detached accessory building (2 car garage) with an open parking pad at the rear providing 3 parking spaces, having vehicular access from the lane. Note: This is a 2 storey building pursuant to the Zoning and Development By-Law 1. Covenant registered at the Land Title Office under CA9095761 2. A/C units proposed in rear yard 3. Schedule B: Alan Prahalad P.Eng. (604-831-4431) Structural & Geotechnical 4. HPO: Residential Builder - 0740396 BC Ltd. | Deep Gas Fitting Ltd.
SP-2022-00178 | 2022-03-10 | 8207 FREMLIN STREET, Vancouver, BC V6P 3W9 | Sprinkler Permit | Residential | New | Completed | Residential - Piping and fixture installation >BP: To construct a two-storey two-family dwelling with two secondary suites located in the basement, with a detached accessory building (garage) at the rear providing 2 parking spaces, having vehicular access from the lane. Note: This is a 2 storey building pursuant to the Zoning and Development By-Law 1. Covenant registered at the Land Title Office under xxxxxxxx 2. No strata titling permitted 3. A/C units proposed 4. Bar sinks proposed 5. Schedule B: Anthony Wang (604-618-6236) Structural & Geotechnical 6. HPO: Residential Builder - D & P Development Corp. Addresses assigned per approved plans. Fire and Emergency street access must be provided and maintained at all times. The building addresses are to be posted and to be visible from the street in accordance with the Building By-law prior to final inspection. ******THIS PERMIT HAS BEEN ISSUED UNDER THE REQUIREMENTS OF VBBL #12511 (2019)****** ****ALL PROJECT COORINATOR NOTES HAS BEEN ACCEPTED BY THE APPLICANT**** | RG Plumbing Ltd
PP-2024-00081 | 2024-01-10 | 8249 FREMLIN STREET, Vancouver, BC V6P 3W9 | Plumbing Permit | Residential | Renovation | Completed | Residential - Kitchen Renovation >BP: Interior alterations to renovate this existing Single Detached House on this site. Work to be done includes: - Alter kitchen layout on the Main floor - Install new guardrail on stairs to the basement Note: - DBI to determine on site whether Structural drawings and schedule B are required - Any unauthorized work on this site, existing or otherwise, is neither recognized nor approved and may be subject to enforcement action | Vancouver City Plumbing Inc
EP-2023-09370 | 2023-10-27 | 8249 FREMLIN STREET, Vancouver, BC V6P 3W9 | Electrical Permit | Residential | Renovation | Completed | Installation / Repair - Residential - New kitchen wiring New recessed LED lighting in kitchen Remove and replace old stab lock panel with new, or add sub panel >BP: Interior alterations to renovate this existing Single Detached House on this site. Work to be done includes: - Alter kitchen layout on the Main floor - Install new guardrail on stairs to the basement Note: - DBI to determine on site whether Structural drawings and schedule B are required - Any unauthorized work on this site, existing or otherwise, is neither recognized nor approved and may be subject to enforcement action | Infield Electrical Systems Inc
PP-2023-03725 | 2023-10-26 | 4160 FRASER STREET, Vancouver, BC V5V 4E8 | Plumbing Permit | Commercial | New | Issued | Commercial - new restaurant GI 1 - 10 GPM - sgl drop in sink GI 2 - 35 GPM- 2-comp, mop, d/w >DB: To combine 4160 Fraser and 4168 Fraser St into one unit (4160 Fraser St); to change the use/occupancy from Office/Retail (group D and E) to Retail Store (limited food service, maximum 16 seats, group E); and to alter the exterior and interior of this existing one-story commercial building to provide improvements for the new tenant. One class 5 cooking operation. | Chen's Plumbing & Heating Ltd
EP-2023-09885 | 2023-11-16 | 4160 FRASER STREET, Vancouver, BC V5V 4E8 | Electrical Permit | Commercial | Renovation | Issued | Installation / Repair - Commercial - upgrade old service to 200Amps 3P 4W, rewiring the shop and an office inside. >BP: To combine 4160 Fraser and 4168 Fraser St into one unit (4160 Fraser St); to change the use/occupancy from Office/Retail (group D and E) to Retail Store (limited food service, maximum 16 seats, group E); and to alter the exterior and interior of this existing one-story commercial building to provide improvements for the new tenant. One class 5 cooking operation. OK for DB for exterior alterations to the storefront and new rooftop units as per POD Karen. Zoning note: Retail Store (limited food service) permits a maximum of 16 seats total. No additional seating (inside or outside) is permitted without further permit approvals. Note: 1.0. Application is reviewed under VBBL 2019. 2.0. Chart 2 of the Part 11 is not applicable per Sentence 11.2.1.2.(8) and only minor renovation is applicable and upgrading triggers are F1, S2, N1 and A2. | MILKYWAY INDUSTRY LTD
MP-2024-00038 | 2024-01-09 | 4160 FRASER STREET, Vancouver, BC V5V 4E8 | Mechanical Permit | NULL | NULL | Issued | NULL | Newtop Mechanical Ltd
PP-2022-00147 | 2022-01-19 | 4181 FRASER STREET, Vancouver, BC | Plumbing Permit | Commercial | Tenant Improvement | Completed | Commercial - RE & RE WATERMAIN TO CITY | Hillcrest Plumbing & Heating (1967) Ltd
PP-2022-01910 | 2022-06-06 | 6495 GLADSTONE STREET, Vancouver, BC V5P 4E4 | Plumbing Permit | Residential | Renovation | Completed | Residential - Renovation >BP: Exterior and interior alterations to change the use from one family dwelling to one family dwelling with secondary suite and convert the crawl space (approx. 10' -8" x 14'-10' = 158 sf). Scope of work includes: relocating the existing bathroom, new kitchen, interior wall layout change in basement. Changing kitchen and family room layout, adding laundry, bathroom layout change, interior wall removal in the first floor. Reducing window size on the Northern and Southern elevation, and removing windows on the rear side of this existing house. Addressing notes: #1-6495 Gladstone St - One Family Dwelling (1st & 2nd floor, north east portion of basement) #2-6495 Gladstone St - Secondary Suite (basement) Address and suite numbers assigned as per approved plans for Fire and Emergency response. The address number is to be posted on the building to be visible from the street and the suite numbers are to be posted at the suite entries in accordance with the Building By-law prior to final inspection. Letters of assurance submitted: Sch B (Struct, Geotech): Shamsul Alam Shikder, P.Eng., 778.889.3740 | Blue Sea Plumbing & Heating Ltd
EP-2022-04604 | 2022-06-07 | 6495 GLADSTONE STREET, Vancouver, BC V5P 4E4 | Electrical Permit | Residential | Renovation | Completed | Installation / Repair - Residential - Renovation -Renovate kitchen, 2 bathrooms and some lights and outlets (CF-2021-015805) >BP: Exterior and interior alterations to change the use from one family dwelling to one family dwelling with secondary suite and convert the crawl space (approx. 10' -8" x 14'-10' = 158 sf). Scope of work includes: relocating the existing bathroom, new kitchen, interior wall layout change in basement. Changing kitchen and family room layout, adding laundry, bathroom layout change, interior wall removal in the first floor. Reducing window size on the Northern and Southern elevation, and removing windows on the rear side of this existing house. Addressing notes: #1-6495 Gladstone St - One Family Dwelling (1st & 2nd floor, north east portion of basement) #2-6495 Gladstone St - Secondary Suite (basement) Address and suite numbers assigned as per approved plans for Fire and Emergency response. The address number is to be posted on the building to be visible from the street and the suite numbers are to be posted at the suite entries in accordance with the Building By-law prior to final inspection. Letters of assurance submitted: Sch B (Struct, Geotech): Shamsul Alam Shikder, P.Eng., 778.889.3740 | Best Choice Electrical Ltd
GP-2023-00119 | 2023-01-11 | 6535 GLADSTONE STREET, Vancouver, BC V5P 4E5 | Gas Permit | Residential | Renovation | Completed | Residential - Install new furnace and hot water tank | Tradetec Mechanical Ltd
EP-2023-01244 | NULL | 6535 GLADSTONE STREET, Vancouver, BC V5P 4E5 | Electrical Permit | Residential | Addition | Application Incomplete | Installation / Repair - Residential - New AC unit 30amp. Install new wire, breaker, disconnect. | Brian Wuttke
NULL | NULL | 6535 GLADSTONE STREET, Vancouver, BC V5P 4E5 | Mechanical Permit | NULL | NULL | Withdrawn | NULL | Tradetec Mechanical Ltd
PP-2023-02320 | 2023-06-29 | 6563 GLADSTONE STREET, Vancouver, BC V5P 4E5 | Plumbing Permit | Residential | Renovation | Completed | Residential - Replacing the cold main water service from the city curb stop to the home approximately 40 feet long. | 546185 BC LTD
PP-2022-00808 | 2022-03-09 | 6577 GLADSTONE STREET, Vancouver, BC V5P 4E5 | Plumbing Permit | Residential | New | Cancelled | Residential - LWH - Plumbing for the new laneway house To construct a 2 storey laneway house building with an open parking pad, providing 1 parking space, having vehicular access from the lane. Note: This is a 1 ½ storey building pursuant to the Zoning & Development By-law 1. A/C unit proposed at rear yard | HKR Plumbing Ltd
EP-2022-02372 | 2022-03-24 | 6577 GLADSTONE STREET, Vancouver, BC V5P 4E5 | Electrical Permit | Residential | Renovation | Completed | Installation / Repair - Residential - Installation / Repair - Residential - new teck will be run into existing home from new LWH being built. The service will be removed from the main house and attached to the LWH when the LWH is complete and ready for permanent connection. Relocation of service Main service; 200 amps main house; 100 amps LWH; 100 amps Amend: May 26, 2022 LWH : 125 amps Main House : 100 amps Main Service : 200 amps | OPTIMUM ELECTRICAL LTD
EP-2023-00738 | 2023-01-31 | 6740 GLADSTONE STREET, Vancouver, BC V5P 4E9 | Electrical Permit | Residential | New | Completed | Installation / Repair - Residential - ROUGH WIRING, SERVICE AND FINISHING >BP: To construct a 2 storey + basement one-family dwelling with a secondary suite ($693,750) located in the basement with a detached accessory building (garage), at the rear providing 2 parking spaces, having vehicular access from the lane. Note: This is a 2 storey building pursuant to the Zoning and Development By-Law 1- Covenant registered at the Land Title Office under CB192736 2- No strata titling permitted 3- Bar sink proposed in basement 4- A/C unit proposed in rear yard & second storey 5- Schedule B: Julian Bozsik, P.Eng (604.431.0055) Structural & Geotechnical 6- HPO: Residential Builder - JSS Development Ltd ***This permit is issued under the VBBL 2019, with updated energy requirements as per bylaw # 12997 effective Jan 01, 2022.*** | G G S ELECTRICAL LTD
EP-2023-02007 | 2023-03-08 | 6740 GLADSTONE STREET, Vancouver, BC V5P 4E9 | Electrical Permit | Residential | New | Completed | Installation / Repair - Residential - tv,telephone,alarm prewire and complete >BP: To construct a 2 storey + basement one-family dwelling with a secondary suite ($693,750) located in the basement with a detached accessory building (garage), at the rear providing 2 parking spaces, having vehicular access from the lane. Note: This is a 2 storey building pursuant to the Zoning and Development By-Law 1- Covenant registered at the Land Title Office under CB192736 2- No strata titling permitted 3- Bar sink proposed in basement 4- A/C unit proposed in rear yard & second storey 5- Schedule B: Julian Bozsik, P.Eng (604.431.0055) Structural & Geotechnical 6- HPO: Residential Builder - JSS Development Ltd ***This permit is issued under the VBBL 2019, with updated energy requirements as per bylaw # 12997 effective Jan 01, 2022.*** | Tvisha Technologies Ltd
GP-2023-00802 | 2023-03-08 | 6740 GLADSTONE STREET, Vancouver, BC V5P 4E9 | Gas Permit | Residential | New | Completed | Residential - to install 1 range 1 bbq & 1 Fireplace >BP: To construct a 2 storey + basement one-family dwelling with a secondary suite ($693,750) located in the basement with a detached accessory building (garage), at the rear providing 2 parking spaces, having vehicular access from the lane. | Symbolistic Heating Ltd
GP-2023-01247 | 2023-04-17 | 6740 GLADSTONE STREET, Vancouver, BC V5P 4E9 | Gas Permit | Residential | Addition | Completed | Residential - 1 new Fireplace Venting and hookup only | REAL LIGHTING & FIREPLACES LTD
MP-2023-00056 | 2023-01-12 | 6740 GLADSTONE STREET, Vancouver, BC V5P 4E9 | Mechanical Permit | NULL | NULL | Completed | NULL | Atlantis Plumbing & Heating Ltd
PP-2023-00035 | 2023-01-05 | 6740 GLADSTONE STREET, Vancouver, BC V5P 4E9 | Plumbing Permit | Residential | New | Completed | Residential - plumbing heating all 3 floors >BP: To construct a 2 story + basement one-family dwelling with a secondary suite located in the basement with a detached accessory building (garage), at the rear providing 2 parking spaces, having vehicular access from the lane. Note: This is a 2 storey building pursuant to the Zoning and Development By-Law 1- Covenant registered at the Land Title Office under CB192736 2- No strata titling permitted 3- Bar sink proposed in basement 4- A/C unit proposed in rear yard & second storey 5- Schedule B: Julian Bozsik, P.Eng (604.431.0055) Structural & Geotechnical 6- HPO: Residential Builder - JSS Development Ltd | Atlantis Plumbing & Heating Ltd
SP-2022-02040 | 2022-12-08 | 6740 GLADSTONE STREET, Vancouver, BC V5P 4E9 | Sprinkler Permit | Residential | New | Completed | Residential - New sprinkler system >BP: To construct a 2 storey + basement one-family dwelling with a secondary suite located in the basement with a detached accessory building (garage), at the rear providing 2 parking spaces, having vehicular access from the lane. Note: This is a 2 storey building pursuant to the Zoning and Development By-Law 1- Covenant registered at the Land Title Office under CB192736 2- No strata titling permitted 3- Bar sink proposed in basement 4- A/C unit proposed in rear yard & second storey 5- Schedule B: Julian Bozsik, P.Eng (604.431.0055) Structural & Geotechnical 6- HPO: Residential Builder - JSS Development Ltd | Haven Fire Protection Ltd
PP-2022-04105 | 2022-11-15 | 6740 GLADSTONE STREET, Vancouver, BC V5P 4E9 | Plumbing Permit | Residential | New | Completed | Residential - sump | Metro Contracting Ltd
EP-2022-06010 | 2022-07-16 | 6740 GLADSTONE STREET, Vancouver, BC V5P 4E9 | Electrical Permit | Residential | New | Expired | Temporary Power - Residential - To provide temporary power. | G G S ELECTRICAL LTD
NULL | NULL | 6450 FRONTENAC STREET, Vancouver, BC V5S 3P7 | Mechanical Permit | NULL | NULL | Draft | NULL | One Degree HVAC Service Group Ltd.
EP-2022-07376 | NULL | 6456 FRONTENAC STREET, Vancouver, BC | Electrical Permit | Residential | Addition | Withdrawn | Installation / Repair - Residential - Install AC condenser unit. 20A 240V circuit breaker. 12 AWG wire. | Oscar Electric Ltd
EP-2023-05214 | 2023-06-11 | 3611 GALIANO ROAD, Vancouver, BC V6L 2W4 | Electrical Permit | Residential | New | Issued | Temporary Power - Residential - To provide temporary power. | Westridge Electric Co. Ltd.
EP-2022-03225 | 2022-04-22 | 1976 GRANT STREET, Vancouver, BC V5L 2Y9 | Electrical Permit | Residential | Addition | Cancelled | Installation / Repair - Residential - - Run NMD90 cable from the electrical panel to the Tesla Wall Connector - Install the Tesla Wall Connector surface mounted outside behind the panel - Supply and install a 40A 2 pole breaker for the wall connector - Label the panel schedule with "EV Charger" for the new circuit - Set up and commission the wall connector for the breaker size through application | TDR Electric Inc
EP-2022-06066 | 2022-07-22 | 2012 GRANT STREET, Vancouver, BC V5L 2Z3 | Electrical Permit | Residential | Renovation | Completed | Installation / Repair - Residential - Rewire of house; wiring of heat pump; upgrade electrical service. -previous service 100A - increasing to 200A. Note: A mechanical permit is required. >BP: Exterior & Interior alterations to the single family dwelling on this site including re-placing all windows in existing openings, reconfiguring the main floor and removing the kitchen from the basement. | ANS Electrical Installations Ltd
PP-2022-02622 | 2022-07-27 | 2012 GRANT STREET, Vancouver, BC V5L 2Z3 | Plumbing Permit | Residential | Renovation | Completed | Residential - re do 2 washrooms and kicthen and laundry machine Exterior & Interior alterations to the single family dwelling on this site including re-placing all windows in existing openings, reconfiguring the main floor and removing the kitchen from the basement. | Howard Frank Engstrom
MP-2022-00066 | 2022-08-02 | 2012 GRANT STREET, Vancouver, BC V5L 2Z3 | Mechanical Permit | NULL | NULL | Completed | NULL | Energy 1 Services Ltd
GP-2022-04131 | 2022-12-27 | 2036 GRANT STREET, Vancouver, BC V5L 2Z3 | Gas Permit | Residential | Renovation | Completed | Residential - Replacement furnace | BC Wide Home Services Ltd
EP-2023-05861 | 2023-06-30 | 2048 GRANT STREET, Vancouver, BC V5L 2Z3 | Electrical Permit | Residential | Tenant Improvement | Completed | Installation / Repair - Residential - Hookup of a new HVAC unit in the backyard, and a new Air Handler inside, that is replacing the gas furnace *An approved mechanical permit is required for the installation of air conditioning or heat pump unit at the time of installation before an electrical inspection will be performed | The Brighthouse Electric Company Ltd
EP-2022-09743 | 2022-11-18 | 2062 GRANT STREET, Vancouver, BC V5L 2Z3 | Electrical Permit | Residential | Addition | Completed | Installation / Repair - Residential - Supply and Install new 240V 40A circuit to exterior junction box for future use. | Hall Electrical Ltd
EP-2023-10066 | 2023-11-22 | 2125 GRANT STREET, Vancouver, BC V5L 2Z5 | Electrical Permit | Residential | Renovation | Issued | Installation / Repair - Residential - Description Remove Hood fan and range receptacle and range 40A 2pole breaker from panel in basement suite. CF-2023-009200 | Alp Electric Ltd
EP-2023-07283 | 2023-08-21 | 2142 GRANT STREET, Vancouver, BC V5L 2Z4 | Electrical Permit | Residential | Addition | Completed | Installation / Repair - Residential - 400A residential service with 2 x meterbases -increase and relocate service >Permit Amendment Nov 08, 2023 -"Installation is for a new service" *Document(s) uploaded to "Application Documents" tab for Electrical Inspector review. Documents are at pending status at time of permit amendment approval | It's On Electric Company Inc
GP-2023-03837 | 2023-12-04 | 4626 GOTHARD STREET, Vancouver, BC V5R 3K7 | Gas Permit | Residential | Tenant Improvement | Completed | Residential - boiler installation | Nand's Plumbing & Tiles Ltd
MP-2022-00082 | 2022-08-04 | 2020 GRAVELEY STREET, Vancouver, BC V5L 3B7 | Mechanical Permit | NULL | NULL | Completed | NULL | PANNU GAS & HEATING SERVICES
NULL | NULL | 2020 GRAVELEY STREET, Vancouver, BC V5L 3B7 | Mechanical Permit | NULL | NULL | Withdrawn | NULL | PANNU GAS & HEATING SERVICES
SP-2022-01450 | 2022-09-07 | 2020 GRAVELEY STREET, Vancouver, BC V5L 3B7 | Sprinkler Permit | Residential | New | Completed | Residential - 2FD - FRONT - 2020 GRAVELEY ST BACK - 2018 GRAVELEY ST Install sprinklers in duplex >DB: To construct a two-storey two-family dwelling with a detached accessory building (garage) and open parking space at the rear providing 3 parking spaces, having vehicular access from the lane. Note: This Building Permit will remain in a suspended status until the associated (green) Demolition Permit BP-2021-05402 is completed. Note: This is a 2.5 storey building pursuant to the Zoning and Development By-Law 1. No strata titling permitted 2. A/C units proposed in rear yard. 3. Bar sinks proposed in main floor. | Gold Key Fire Protection Ltd
GP-2022-02545 | 2022-08-26 | 2020 GRAVELEY STREET, Vancouver, BC V5L 3B7 | Gas Permit | Residential | New | Completed | Residential - Venting and hook up only >BP: To construct a two-storey two-family dwelling with a detached accessory building (garage) and open parking space at the rear providing 3 parking spaces, having vehicular access from the lane. | ORAY FIREPLACES LTD
NULL | NULL | 2020 GRAVELEY STREET, Vancouver, BC V5L 3B7 | Gas Permit | Residential | New | Draft | Residential - Venting and hook up | ORAY FIREPLACES LTD
EP-2022-07179 | 2022-08-25 | 2020 GRAVELEY STREET, Vancouver, BC V5L 3B7 | Electrical Permit | Residential | New | Completed | Installation / Repair - Residential - Extra Low Voltage Roughing & Finshing TV,data,telephone,doorbell & security system >BP: To construct a two-storey two-family dwelling with a detached accessory building (garage) and open parking space at the rear providing 3 parking spaces, having vehicular access from the lane. Note: This is a 2.5 storey building pursuant to the Zoning and Development By-Law 1. No strata titling permitted 2. A/C units proposed in rear yard. 3. Bar sinks proposed in main floor. 4. Schedule B: Md. Shahidul Alam P.Eng (604.653.7475) Structural & Geotechnical 5. HPO: Dalwinder Hundal Combustible projections or roof soffits on an exposing building face shall not project to less than .45m from the property line and shall be in compliance with VBBL 2019 9.10.15.5.(9) The entire building, to be sprinklered to 2 x NFPA 13D. ******THIS PERMIT HAS BEEN ISSUED UNDER THE REQUIREMENTS OF VBBL #12511 (2019)****** | Charanjit Singh
GP-2022-02434 | 2022-08-18 | 2020 GRAVELEY STREET, Vancouver, BC V5L 3B7 | Gas Permit | Residential | New | Completed | Residential - -new gas appliances for: >BP: To construct a two-storey two-family dwelling with a detached accessory building (garage) and open parking space at the rear providing 3 parking spaces, having vehicular access from the lane. 2020 gravely st. to install 1 boiler 1 range 1 bbq 1 fireplace fireplace piping only 2018 gravely st. to install 1 boiler 1 range 1 bbq 1 fireplace fireplace piping only >>>>>> Amend: June 8, 2023 -please amend gas permit to 2 ranges at 65000 btus to ROUGH IN ONLY please amend 2 bbq at 45000 btus to ROUGH IN ONLY | Symbolistic Heating Ltd
EP-2022-06983 | 2022-09-06 | 2020 GRAVELEY STREET, Vancouver, BC V5L 3B7 | Electrical Permit | Residential | New | Completed | Installation / Repair - Residential - 2FD - FRONT - 2020 GRAVELEY ST BACK - 2018 GRAVELEY ST It’s a new construction 2 family dwelling duplex house with garage service altogether is 200 amp main consumer's service for both house and each house is 125 amp service in each garage and from garage to main house 125 amp feeder. Service is overhead 200 amp with 2 electric meters. >BP: To construct a two-storey two-family dwelling with a detached accessory building (garage) and open parking space at the rear providing 3 parking spaces, having vehicular access from the lane. Note: This is a 2.5 storey building pursuant to the Zoning and Development By-Law 1. No strata titling permitted 2. A/C units proposed in rear yard. 3. Bar sinks proposed in main floor. | I WILL ELECTRIC LTD
PP-2022-02000 | 2022-06-10 | 2020 GRAVELEY STREET, Vancouver, BC V5L 3B7 | Plumbing Permit | Residential | New | Completed | Residential - 2FD - FRONT - 2020 GRAVELEY ST - NORTH SIDE BACK - 2018 GRAVELEY ST - SOUTH SIDE Installing new plumbing fixtures inside the duplex To construct a two-storey two-family dwelling with a detached accessory building (garage) and open parking space at the rear providing 3 parking spaces, having vehicular access from the lane. Note: This Building Permit will remain in a suspended status until the associated (green) Demolition Permit BP-2021-05402 is completed. Note: This is a 2.5 storey building pursuant to the Zoning and Development By-Law 1. No strata titling permitted 2. A/C units proposed in rear yard. 3. Bar sinks proposed in main floor. AMEND: SEPT.27/2022 Add 2 deck drains fixtures to the above grade 3 level. AMEND: JUN 14/2023 Please add on 2 additional fixtures to this existing plumbing permit. Additional Plumbing fixtures: 2 deck drains on above grade 3. Thanks. | SUNSHINE PLUMBING LTD
PP-2022-00467 | 2022-03-04 | 2020 GRAVELEY STREET, Vancouver, BC V5L 3B7 | Plumbing Permit | Residential | New | Completed | Residential - 2FD - FRONT UNIT - 2020 GRAVELEY ST - NORTH SIDE BACK UNIT - 2018 GRAVELEY ST - SOUTH SIDE 1 outside Sump without pump To construct a two-storey two-family dwelling with a detached accessory building (garage) and open parking space at the rear providing 3 parking spaces, having vehicular access from the lane. Note: This Building Permit will remain in a suspended status until the associated (green) Demolition Permit BP-2021-05402 is completed. Note: This is a 2.5 storey building pursuant to the Zoning and Development By-Law 1. No strata titling permitted 2. A/C units proposed in rear yard. 3. Bar sinks proposed in main floor. | ON TIME EXCAVATING & DEMOLITION LTD
GP-2024-00112 | 2024-01-12 | 2021 GRAVELEY STREET, Vancouver, BC V5L 3B6 | Gas Permit | Residential | Renovation | Issued | Residential - RE&RE tankless water heater | Milani Plumbing Heating & Air Conditioning Ltd
EP-2023-01630 | 2023-02-27 | 2053 GRAVELEY STREET, Vancouver, BC V5L 3B6 | Electrical Permit | Residential | Addition | Completed | Installation / Repair - Residential - 1) Remove old 100 amp Service 2)Upgrade to 200 amp Service 3)Install new grounding system and bond water lines and gas lines 4)Install new Electrical panel--same location 5)Install new mast, weather head and point of attachment. | JZ Electric Ltd
EP-2022-07942 | 2022-09-23 | 2785 GRAVELEY STREET, Vancouver, BC V5K 3J7 | Electrical Permit | Residential | New | Completed | Installation / Repair - Residential - rough in and finishing for electrical rough in and finishing for low voltage: camera, data and cable, stereo, security alarm rough in >BP: To construct a 2 storey one-family dwelling with a secondary suite located in the Basement ($740,500) with an open parking pad, providing 1 parking space, having vehicular access from the 20' Lane. 1. Covenant registered at the Land Title Office under CA8458693 2. A/C proposed – Exterior component located in rear yard, Interior component located in second floor - closet 3. Schedule B: (Makhan S. Dhillon) P.Eng (604.537.6271) Structural 4. Schedule B: (Makhan S. Dhillon) P.Eng (604.537.6271) Geotechnical 5. HPO: Residential Builder- Empire West Properties Ltd. Note: This is a 2 storey building pursuant to the Zoning and Development By-Law >>Amend: Nov. 10th -Increase permit to $22,500 for automation | Kulbir Bhatti dba Bhatti Electrical
SP-2022-01427 | 2022-09-06 | 2785 GRAVELEY STREET, Vancouver, BC V5K 3J7 | Sprinkler Permit | Residential | New | Completed | Residential - 1FD+SS - #1& #2 - MAIN HOUSE WITH NEW SPRINKLERS >DB: To construct a 2 storey one-family dwelling with a secondary suite located in the Basement with an open parking pad, providing 1 parking space, having vehicular access from the 20' Lane. 1. Covenant registered at the Land Title Office under CA8458693 2. A/C proposed – Exterior component located in rear yard, Interior component located in second floor - closet | BC Fire Sprinklers Ltd
GP-2022-02505 | 2022-08-24 | 2785 GRAVELEY STREET, Vancouver, BC V5K 3J7 | Gas Permit | Residential | New | Completed | Residential - Gas >To construct a 2 storey one-family dwelling with a secondary suite located in the Basement ($740,500) with an open parking pad, providing 1 parking space, having vehicular access from the 20' Lane. 1. Covenant registered at the Land Title Office under CA8458693 2. A/C proposed – Exterior component located in rear yard, Interior component located in second floor - closet 3. Schedule B: (Makhan S. Dhillon) P.Eng (604.537.6271) Structural 4. Schedule B: (Makhan S. Dhillon) P.Eng (604.537.6271) Geotechnical 5. HPO: Residential Builder- Empire West Properties Ltd. Note: This is a 2 storey building pursuant to the Zoning and Development By-Law Address Information: Principle Dwelling: #1-2785 Graveley St Secondary Suite: #2-2785 Graveley St Laneway home: #3-2785 Graveley St Address and suite numbers assigned as per approved plans for Fire and Emergency response. The address number is to be posted to the building to be visible from the street and the suite numbers are to be posted at the suite entries in accordance with the Building By-law prior to final inspection. **THIS PERMIT HAS BEEN ISSUED UNDER THE REQUIREMENTS OF VBBL #12511 (2019) ** | GOODWILL PLUMBING & HEATING LTD
PP-2022-02224 | 2022-06-23 | 2785 GRAVELEY STREET, Vancouver, BC V5K 3J7 | Plumbing Permit | Residential | New | Completed | Residential - Plumbing >BP: To construct a 2 storey one-family dwelling with a secondary suite located in the Basement ($740,500) with an open parking pad, providing 1 parking space, having vehicular access from the 20' Lane. 1. Covenant registered at the Land Title Office under CA8458693 2. A/C proposed – Exterior component located in rear yard, Interior component located in second floor - closet 3. Schedule B: (Makhan S. Dhillon) P.Eng (604.537.6271) Structural 4. Schedule B: (Makhan S. Dhillon) P.Eng (604.537.6271) Geotechnical 5. HPO: Residential Builder- Empire West Properties Ltd. | GOODWILL PLUMBING & HEATING LTD
GP-2022-03586 | 2022-11-17 | 2785 GRAVELEY STREET, Vancouver, BC V5K 3J7 | Gas Permit | Residential | New | Completed | Residential - Venting, installation and final hook up of a gas fireplace >BP: To construct a 2 storey one-family dwelling with a secondary suite located in the Basement ($740,500) with an open parking pad, providing 1 parking space, having vehicular access from the 20' Lane. 1. Covenant registered at the Land Title Office under CA8458693 2. A/C proposed – Exterior component located in rear yard, Interior component located in second floor - closet 3. Schedule B: (Makhan S. Dhillon) P.Eng (604.537.6271) Structural 4. Schedule B: (Makhan S. Dhillon) P.Eng (604.537.6271) Geotechnical 5. HPO: Residential Builder- Empire West Properties Ltd. **THIS PERMIT HAS BEEN ISSUED UNDER THE REQUIREMENTS OF VBBL #12511 (2019) ** | Galaxy Fireplaces Ltd
EP-2022-03601 | 2022-05-05 | 2785 GRAVELEY STREET, Vancouver, BC V5K 3J7 | Electrical Permit | Residential | New | Expired | Temporary Power - Residential - To provide temporary power. | Dragon Electric Ltd
PP-2022-01228 | 2022-04-11 | 2785 GRAVELEY STREET, Vancouver, BC V5K 3J7 | Plumbing Permit | Residential | New | Completed | Residential - 1FD+SS - #1 & #2 - draintile sumping To construct a 2 storey one-family dwelling with a secondary suite located in the Basement with an open parking pad, providing 1 parking space, having vehicular access from the 20' Lane. 1. Covenant registered at the Land Title Office under CA8458693 2. A/C proposed – Exterior component located in rear yard, Interior component located in second floor - closet | Metro Contracting Ltd
EP-2023-05075 | 2023-06-21 | 1883 HARRISON DRIVE, Vancouver, BC V5P 2P4 | Electrical Permit | Residential | Addition | Completed | Installation / Repair - Residential - New 200A overhead service upgrade. 2x dedicated circuits for 2x new heat pumps, MOCP 35A, 240V + 25A, 240V *MP-2023-01050: Issued (Heating and Cooling) | KOVAC ELECTRICAL GROUP LTD.
MP-2023-01050 | 2023-06-08 | 1883 HARRISON DRIVE, Vancouver, BC V5P 2P4 | Mechanical Permit | NULL | NULL | Completed | NULL | Central Commercial & Residential Services
GP-2023-02991 | 2023-10-10 | 1883 HARRISON DRIVE, Vancouver, BC V5P 2P4 | Gas Permit | Residential | Renovation - Dwelling Unit(s) only | Completed | Residential - tankless replacement | Central Commercial & Residential Services
PP-2023-03430 | 2023-09-27 | 1500 HARO STREET, Vancouver, BC V6G 1G5 | Plumbing Permit | Commercial | New | Completed | Commercial - Install RPBA on water supply to garbage chute. | Montalbano Plumbing Services Ltd
SP-2023-01754 | 2023-09-25 | 1501 HARO STREET, Vancouver, BC V6G 1G4 | Sprinkler Permit | Residential | Renovation | Issued | Residential - replace damaged 6 inch dry stand pipe. | Five Star Fire Protection Ltd
EP-2023-07529 | 2023-08-23 | 1501 HARO STREET, Vancouver, BC V6G 1G4 | Electrical Permit | Commercial | Addition | Issued | Temporary Power - Commercial - To provide temporary power. | Houle Electric Limited
EP-2023-09626 | 2023-11-03 | 1501 HARO STREET, Vancouver, BC V6G 1G4 | Electrical Permit | Residential | Renovation - Dwelling Unit(s) only | Completed | Installation / Repair - Residential - new panel service wont be affected. new kitchen circuits. new lights plugs and switches also new smokes in bedroom >BP: #1601 Interior alterations to provide improvements to dwelling unit #1601 on the 16th floor of this multiple dwelling building on this site. | Vancouver Telectric Services Ltd
PP-2023-04149 | 2023-11-24 | 1501 HARO STREET, Vancouver, BC V6G 1G4 | Plumbing Permit | Commercial | Renovation - Dwelling Unit(s) only | Completed | Commercial - Will be replacing the bathtub/diverter valve. Will aslo be installing a new dishwasher. >BP: #1601 Interior alterations to provide improvements to dwelling unit #1601 on the 16th floor of this multiple dwelling building on this site. | Salvatore Borello
EP-2023-05705 | 2023-06-27 | 1501 HARO STREET, Vancouver, BC V6G 1G4 | Electrical Permit | Commercial | Renovation - Dwelling Unit(s) only | Completed | Installation / Repair - Commercial - Install new panel, new kitchen circuits, new smoke alarms in bedroom also new lights plugs and switches. >BP: Interior alterations to provide improvements to this existing dwelling unit (#202) on the 2nd floor of this existing multiple dwelling unit on this site. Scope of work includes: new doors, kitchen and bathroom updates, firestopping in walls where applicable, electrical and plumbing work. OK for DTI as per C. Yue June 15, 2023 | Vancouver Telectric Services Ltd
EP-2023-06154 | 2023-07-10 | 1501 HARO STREET, Vancouver, BC V6G 1G4 | Electrical Permit | Residential | Renovation | Completed | Installation / Repair - Residential - Installation of soffit lighting at entrance of building. >BP: Exterior alterations to provide improvements to this existing multiple dwelling building on this site. Scope of work includes upgrades to exterior for new cedar soffit, new lighting and new logo. Architectural Schedule B & Building Envelope Schedule D, Andrew Leonard P.Eng., ph:604.255.0992 OK to process as DTI as per K. Kang September 12, 2022 | Vancouver Telectric Services Ltd
PP-2023-02661 | 2023-07-26 | 1501 HARO STREET, Vancouver, BC V6G 1G4 | Plumbing Permit | Commercial | Renovation - Dwelling Unit(s) only | Completed | Commercial - Will be replacing the bathtub and shower diverter valve. Will also be installing a new dishwasher. >BP: #202 - 2nd floor Interior alterations to provide improvements to this existing dwelling unit (#202) on the 2nd floor of this existing multiple dwelling unit on this site. Scope of work includes: new doors, kitchen and bathroom updates, firestopping in walls where applicable, electrical and plumbing work. | Salvatore Borello
EP-2023-01424 | 2023-02-21 | 1501 HARO STREET, Vancouver, BC V6G 1G4 | Electrical Permit | Residential | Renovation - Dwelling Unit(s) only | Completed | Installation / Repair - Residential - new panel service wont be affected, new kitchen circuits, new lights plugs and switches also new smoke detectors in bedroom >BP: #2107 - 1501 Haro Street. Interior alterations to unit #2107 in this existing residential apartment building. Scope of work includes: 1) Paint walls, doors, ceilings and trims. 2) Install new doors, baseboards, closet shelves. closet doors. 3) Re-finish floors. 4) Fix firestopping where applicable. 5) New kitchen Re & Re. 6) Bathroom Re & Re. Sch B (Arch, Plumb. & Elec): John J. Mcuaig, P.Eng #16492, 604-255-0992, McCuaig & Associates Engineering Ltd. | Vancouver Telectric Services Ltd
PP-2023-00836 | 2023-03-13 | 1501 HARO STREET, Vancouver, BC V6G 1G4 | Plumbing Permit | Commercial | Renovation - Dwelling Unit(s) only | Completed | Commercial - Will be replacing the bathtub. Will also be installing a new dishwasher. The location of these fixtures will not change from original. >BP: #2107 - 1501 Haro Street. Interior alterations to unit #2107 in this existing residential apartment building. Scope of work includes: 1) Paint walls, doors, ceilings and trims. 2) Install new doors, baseboards, closet shelves. closet doors. 3) Re-finish floors. 4) Fix firestopping where applicable. 5) New kitchen Re & Re. 6) Bathroom Re & Re. | Salvatore Borello
PP-2022-03719 | 2022-10-18 | 1501 HARO STREET, Vancouver, BC V6G 1G4 | Plumbing Permit | Commercial | Renovation | Completed | Commercial - Suite 802 - Install bathtub and diverter NOTE: RE AND RE - Install toilet, bathroom sink/faucet, kitchen sink/faucet, DW. All plumbing in the same location, only wall opened is the tub and diverter >>BP: #802 - 8th Floor Interior alterations to provide kitchen and bathroom improvements to the existing dwelling unit on the 8th Floor (#802) in this existing multiple dwelling building. Scope of work: - Fire stopping where applicable, kitchen & bathroom reno, replace interior wall, millwork & finishes, flooring, plumbing fixtures & electrical Energy Upgrade: E2-Appliances - Upgrade to an Energuide/Energy Star appliance (fridge; dishwasher). Schedule B Architectural, Plumbing & Electrical submitted per John J McCuaig, P. Eng. phone# 604.255.0992 OK to process as DTI as per N. Jalalkamali September 22, 2022 This is not a Sprinklered Building | Canadian Plumbing Systems Ltd.
EP-2022-08840 | 2022-10-18 | 1501 HARO STREET, Vancouver, BC V6G 1G4 | Electrical Permit | Residential | Renovation | Completed | Installation / Repair - Residential - replace the panel and relocate the kitchen plugs >BP: Interior alterations to provide kitchen and bathroom improvements to the existing dwelling unit on the 8th Floor (#802) in this existing multiple dwelling building. Scope of work: - Fire stopping where applicable, kitchen & bathroom reno, replace interior wall, millwork & finishes, flooring, plumbing fixtures & electrical Energy Upgrade: E2-Appliances - Upgrade to an Energuide/Energy Star appliance (fridge; dishwasher). Schedule B Architectural, Plumbing & Electrical submitted per John J McCuaig, P. Eng. phone# 604.255.0992 OK to process as DTI as per N. Jalalkamali September 22, 2022 This is not a Sprinklered Building | Canadian Eagle Electric Ltd
PP-2022-04509 | 2022-12-19 | 1501 HARO STREET, Vancouver, BC V6G 1G4 | Plumbing Permit | Commercial | Renovation - Dwelling Unit(s) only | Completed | Commercial - Will be replacing the bathtub and mixing rough in valve. Will also be installing a new dishwasher. >BP: #2307 -23rd floor Interior alterations to renovate the existing dwelling unit (#2307) on the 23rd floor in this Multiple Dwelling building. Scope of work includes: alterations to remove kitchen wall, countertops, millwork to create an open concept, millwork, ceramic floors, appliances, plumbing fixtures in Kitchen and Bathroom; refurbish existing hardwood floors, new baseboards, closet shelving and doors, repairs to fire stopping and paint throughout. | Salvatore Borello
PP-2022-04510 | 2022-12-19 | 1501 HARO STREET, Vancouver, BC V6G 1G4 | Plumbing Permit | Commercial | Renovation - Dwelling Unit(s) only | Completed | Commercial - Will be replacing the bahtub and shower diverter valve. Will also be installing a new dishwasher. >BP: #1706 -17th floor Interior alterations to renovate the existing dwelling unit (#1706) on the 17th floor in this Multiple Dwelling (rental) building (Paul Plaza). Scope of work includes: alterations to remove kitchen wall, countertops, millwork to create an open concept, millwork, ceramic floors, appliances, plumbing fixtures in Kitchen and Bathroom; refurbish existing hardwood floors, new baseboards, closet shelving and doors, repairs to fire stopping and paint throughout. | Salvatore Borello
EP-2022-10425 | 2022-12-09 | 1501 HARO STREET, Vancouver, BC V6G 1G4 | Electrical Permit | Residential | Renovation | Completed | Installation / Repair - Residential - UNIT #2307 - 23RD FLOOR - Replace the panel and relocate the kitchen plugs >BP: #2307 -23rd floor Interior alterations to renovate the existing dwelling unit (#2307) on the 23rd floor in this Multiple Dwelling building. Scope of work includes: alterations to remove kitchen wall, countertops, millwork to create an open concept, millwork, ceramic floors, appliances, plumbing fixtures in Kitchen and Bathroom; refurbish existing hardwood floors, new baseboards, closet shelving and doors, repairs to fire stopping and paint throughout. | Canadian Eagle Electric Ltd
EP-2022-10426 | 2022-12-09 | 1501 HARO STREET, Vancouver, BC V6G 1G4 | Electrical Permit | Commercial | Renovation - Dwelling Unit(s) only | Completed | Installation / Repair - Commercial - UNIT #1706 - 17TH FLOOR - Replace the panel and replace the kitchen plugs >BP: #1706 -17th floor Interior alterations to renovate the existing dwelling unit (#1706) on the 17th floor in this Multiple Dwelling (rental) building (Paul Plaza). Scope of work includes: alterations to remove kitchen wall, countertops, millwork to create an open concept, millwork, ceramic floors, appliances, plumbing fixtures in Kitchen and Bathroom; refurbish existing hardwood floors, new baseboards, closet shelving and doors, repairs to fire stopping and paint throughout. | Canadian Eagle Electric Ltd
EP-2022-05791 | 2022-07-12 | 1501 HARO STREET, Vancouver, BC V6G 1G4 | Electrical Permit | Residential | Renovation | Cancelled | Installation / Repair - Residential - Replace the panel and relocate the kitchen plugs >BP: #1405 Interior alterations to provide improvements to (#1405) 14th floor of this existing multiple dwelling building on the site. Scope of work is for kitchen and bathroom updates. | Canadian Eagle Electric Ltd
NULL | NULL | 1501 HARO STREET, Vancouver, BC V6G 1G4 | Mechanical Permit | NULL | NULL | Withdrawn | NULL | Pennington Mechanical Ltd
PP-2022-03159 | 2022-09-13 | 1501 HARO STREET, Vancouver, BC V6G 1G4 | Plumbing Permit | Commercial | Renovation - Dwelling Unit(s) only | Completed | Commercial - Replacing bathtub and shower valve >BP: #1405 Interior alterations to provide improvements to (#1405) 14th floor of this existing multiple dwelling building on the site. Scope of work is for kitchen and bathroom updates. | Pennington Mechanical Ltd
EP-2022-07578 | 2022-09-27 | 1501 HARO STREET, Vancouver, BC V6G 1G4 | Electrical Permit | Residential | Renovation | Completed | Installation / Repair - Residential - We will be roughing in and finishing a new gym in the basement of 1501 Haro Street. >BP: Relocating existing laundry at basement 1, converting 650SF of the existing basement 2 tenant locker room to gym, removing 25 existing lockers and replacing them with new lockers in basement 1. New laundry and gym room includes new interior partition wall, interior finishes and lighting fixtures. New Mechanical & electrical as required. Note: This application is reviewed under VBBL 2019 and issued during 2020 health pandemic. Revision 1 -February 24th, 2022: Scope of work is changing the existing maintenance room into a new gym and all other scopes are removed. | Lux Electric Group Ltd
EP-2022-07549 | 2022-09-09 | 1501 HARO STREET, Vancouver, BC V6G 1G4 | Electrical Permit | Residential | Renovation | Completed | Installation / Repair - Residential - SUITE #1405 - 14TH FLOOR - replace the panel and relocate the kitchen plugs >BP: #1405 Interior alterations to provide improvements to (#1405) 14th floor of this existing multiple dwelling building on the site. Scope of work is for kitchen and bathroom updates. | Canadian Eagle Electric Ltd
PP-2022-01117 | 2022-04-01 | 1501 HARO STREET, Vancouver, BC V6G 1G4 | Plumbing Permit | Commercial | Renovation - Dwelling Unit(s) only | Completed | Commercial - SUITE #1006 - Will be replacing the bathtub and shower diverter valve. Will also be replacing the toilet, lavatory sink and faucet, kitchen sink and faucet and installing a new dishwasher. The location of these fixtures will change frome original location. #1006 Interior alterations only to provide upgrades to the kitchen and bathroom at this existing residential dwelling unit on the 10th Floor at this existing multiple dwelling building (rental) on this site. Scope of work includes: fire stopping were applicable, removal of interior partition wall, millwork/finishes plumbing and electrical work. | Salvatore Borello
EP-2022-02083 | 2022-03-16 | 1501 HARO STREET, Vancouver, BC V6G 1G4 | Electrical Permit | Residential | Renovation - Dwelling Unit(s) only | Completed | Installation / Repair - Residential - new panel service wont be affected, new kitchen circuit, new lights plugs and switches, new smoke detector in bedroom >BP: Interior alterations only to provide upgrades to the kitchen and bathroom at this existing residential dwelling unit on the 10th Floor at this existing multiple dwelling building (rental) on this site. Scope of work includes: fire stopping were applicable, removal of interior partition wall, millwork/finishes plumbing and electrical work. The services of a Structural Engineer may be required, based upon site inspection by the District Building Inspector. Letters of Assurance submitted by: Architectural, Plumbing, Electrical Schedule B - John J. McCuaig, 604-255-0992 E2-Appliances - Upgrade to an EnerGuide/Energy Star appliance (fridge; dishwasher) OK for Field Review per Kim V - Nov 29/21 | Vancouver Telectric Services Ltd
PP-2022-00862 | 2022-03-14 | 1501 HARO STREET, Vancouver, BC V6G 1G4 | Plumbing Permit | Commercial | Renovation - Dwelling Unit(s) only | Completed | Commercial - SUITE #502 - Will be replacing the bathtub and shower diverter mixing valve. Will also be replacing the toilet, lavatory sink and faucet, kitchen sink and faucet, and installing a new dishwasher. The location of these fixtures will no change from the original location. #502 - 5th Floor Interior alterations to provide kitchen and bathroom improvements to the existing dwelling unit on the 5th Floor (#502) in this existing multiple dwelling building. Scope of work: - Kitchen & bathroom reno, replace interior wall, millwork & finishes, plumbing fixtures & electrical | Salvatore Borello
EP-2022-03321 | 2022-04-26 | 1501 HARO STREET, Vancouver, BC V6G 1G4 | Electrical Permit | Residential | Renovation - Dwelling Unit(s) only | Cancelled | Installation / Repair - Residential - new panel service wont be affected, new kitchen circuits, new lights plugs and switches also new smoke in bedroom Unit 903 - 9TH Floor Interior alterations to provide improvements to this existing dwelling unit (#903) on the 9TH Floor of this existing multiple dwelling unit on this site. | Vancouver Telectric Services Ltd
PP-2022-01777 | 2022-05-26 | 1501 HARO STREET, Vancouver, BC V6G 1G4 | Plumbing Permit | Commercial | Renovation | Completed | Commercial - Suite 903 - Install bathtub and diverter NOTE: RE AND RE - Install toilet, bathroom sink/faucet, kitchen sink/faucet, DW. All plumbing in the same location, only wall opened is the tub and diverter >BP: Unit 903 - 9TH Floor Interior alterations to provide improvements to this existing dwelling unit (#903) on the 9TH Floor of this existing multiple dwelling unit on this site. Revision #1- change the contractor from Solid General Contractors to RCT Contracting, May 18, 2022. E2 -Appliances- Upgrade to and Energuide/Energy Star Appliance (Fridge/Dishwasher) | Canadian Plumbing Systems Ltd.
EP-2022-04189 | 2022-05-20 | 1501 HARO STREET, Vancouver, BC V6G 1G4 | Electrical Permit | Residential | Renovation | Completed | Installation / Repair - Residential - replacing the panel and relocate the kitchen plugs >BP: Unit 903 - 9TH Floor Interior alterations to provide improvements to this existing dwelling unit (#903) on the 9TH Floor of this existing multiple dwelling unit on this site. Revision #1- change the contractor from Solid General Contractors to RCT Contracting, May 18, 2022. E2 -Appliances- Upgrade to and Energuide/Energy Star Appliance (Fridge/Dishwasher) | Canadian Eagle Electric Ltd
EP-2022-01461 | 2022-02-24 | 1501 HARO STREET, Vancouver, BC V6G 1G4 | Electrical Permit | Residential | Renovation - Dwelling Unit(s) only | Completed | Installation / Repair - Residential - new panel service wont be affected, new kitchen circuits, new plugs lights and switches also new smoke in bedroom >BP: #502 - 5th Floor Interior alterations to provide kitchen and bathroom improvements to the existing dwelling unit on the 5th Floor (#502) in this existing multiple dwelling building. Scope of work: - Kitchen & bathroom reno, replace interior wall, millwork & finishes, plumbing fixtures & electrical OK For Field Review per Kim V - Jan 21/22 This is not a Sprinklered Building Energy Upgrade: E2-Appliances - Upgrade to an Energuide/Energy Star appliance (fridge; dishwasher) Schedule B Architectural, Plumbing & Electrical submitted per John J McCuaig, 604-255-0992 | Vancouver Telectric Services Ltd
GP-2022-03687 | 2022-11-22 | 4427 FRASER STREET, Vancouver, BC V5V 4G6 | Gas Permit | Residential | Renovation | Completed | Residential - Super hot boiler and 40 gallon hot water tank RE and RE | Airlink Heating and Plumbing Ltd
GP-2023-04150 | 2023-12-21 | 4459 FRASER STREET, Vancouver, BC V5V 4G6 | Gas Permit | Residential | Renovation | Completed | Residential - Furnace and Hot Water Tank re&re **Amendment - December 22, 2023 - Added hot water tank (re/re)** | Ferenc Nagy
EP-2023-02464 | 2023-03-22 | 4550 FRASER STREET, Vancouver, BC V5V 4G8 | Electrical Permit | Commercial | NULL | Issued | Annual / Operating - Maintenance of the electrical. ANNUAL/OPERATING PERMIT Renewal of EP-2022-02247 VALID MARCH 17, 2023 UNTIL MARCH 16, 2024 | Villa Electric (1980) Ltd
EP-2022-02247 | 2022-03-22 | 4550 FRASER STREET, Vancouver, BC V5V 4G8 | Electrical Permit | Commercial | NULL | Expired | Annual / Operating - Maintenance of the electrical. ANNUAL/OPERATING PERMIT Renewal of EP-2021-03454 VALID MARCH 17, 2022 UNTIL MARCH 16, 2023 | Villa Electric (1980) Ltd
GP-2022-03630 | 2022-11-18 | 8120 FREMLIN STREET, Vancouver, BC V6P 3W8 | Gas Permit | Residential | Renovation | Completed | Residential - furnace re&re | Ferenc Nagy
EP-2022-01156 | 2022-02-22 | 8137 FREMLIN STREET, Vancouver, BC V6P 3W9 | Electrical Permit | Residential | Addition | Completed | Installation / Repair - Residential - Trench from the house to the detached garage in order to install a new sub panel and EV charger inside the garage. The sub panel will be fed with #6/3 ACWU and will be protected by a 50A circuit breaker. The charger will be on a 40A circuit. Approximate trench length is 30 ft. -Detached garage is existing. | Lukas Kadlcek
GP-2022-02378 | 2022-08-12 | 8163 FREMLIN STREET, Vancouver, BC V6P 3W9 | Gas Permit | Residential | Tenant Improvement | Completed | Residential - Replace existing boiler system with new high efficiency boiler. | Lui Kin Kei DBA Canden
GP-2022-00510 | 2022-02-17 | 2228 FRANKLIN STREET, Vancouver, BC V5L 1R9 | Gas Permit | Commercial | Tenant Improvement | Completed | Commercial - HOT WATER TANK REPLACEMENT | Pacific Mechanical Systems Ltd
EP-2022-05220 | 2022-06-20 | 2272 FRANKLIN STREET, Vancouver, BC V5L 1R8 | Electrical Permit | Commercial | Renovation - Dwelling Unit(s) only | Completed | Installation / Repair - Commercial - Removal of fuse panel components and replace with circuit breaker components and cover. | Elworthy Electrical Services Ltd
MP-2023-02092 | 2023-11-27 | 3435 GARDEN DRIVE, Vancouver, BC V5N 4Y6 | Mechanical Permit | NULL | NULL | Completed | NULL | Superior Gas Installations & Service Ltd
EP-2023-10731 | 2023-12-11 | 3435 GARDEN DRIVE, Vancouver, BC V5N 4Y6 | Electrical Permit | Residential | Tenant Improvement | Completed | Installation / Repair - Residential - Heat pump installation MCA 22.2 amps - Run 10/2 teck cable from main electrical panel to disconnect at back of home. - From disconnect run whip into heat pump. - Terminate and test equipment. - MP-2023-02092 | RVS Electrical Ltd
GP-2022-00575 | 2022-02-23 | 3469 GARDEN DRIVE, Vancouver, BC V5N 4Y6 | Gas Permit | Residential | Tenant Improvement | Completed | Residential - Decommissioning removal and disposal of gas furnace | 0994152 BC Ltd
EP-2022-06784 | NULL | 3469 GARDEN DRIVE, Vancouver, BC V5N 4Y6 | Electrical Permit | Residential | Tenant Improvement | Applicant Revisions | Installation / Repair - Residential - Electrical to heat pump unit -An approved mechanical permit is required for heat pump installation before an electrical inspection will be performed | 0994152 BC Ltd
GP-2023-03426 | 2023-11-07 | 7415 GATINEAU PLACE, Vancouver, BC V5S 2S3 | Gas Permit | Residential | Addition | Completed | Residential - TO INSTALL 1 FURNACE | BC Care Heating Services Ltd
EP-2022-04891 | 2022-06-09 | 7449 GATINEAU PLACE, Vancouver, BC V5S 2S3 | Electrical Permit | Residential | New | Expired | Temporary Power - Residential - To provide temporary power. | Best Choice Electrical Ltd
PP-2022-03686 | 2022-10-17 | 7449 GATINEAU PLACE, Vancouver, BC V5S 2S3 | Plumbing Permit | Residential | New | Completed | Residential - Sump | AKAL DEMOLITION & EXCAVATING LTD
EP-2022-08152 | 2022-10-03 | 7449 GATINEAU PLACE, Vancouver, BC V5S 2S3 | Electrical Permit | Residential | New | Completed | Installation / Repair - Residential - New electrical work duplex >BP: To construct a 2-storey two-family dwelling with 2 secondary suites located in basement and a detached accessory building (garage) at the rear providing 2 parking spaces, and 2 surface parking having vehicular access from the lane. The entire building to be sprinklered to 2x NFPA 13D. 1. Covenant registered at the Land Title Office under CB179625-CB179627 2. No strata titling permitted 3. A/C unit located in rear yard. 4. No bar sink 5. Schedule B Xue Li Chen P.Eng (778-235-5447) Architectural, Structural and Geotechnical 6. BC Housing Functional Homes Ltd. ******THIS PERMIT HAS BEEN ISSUED UNDER THE REQUIREMENTS OF VBBL 2019****** | Best Choice Electrical Ltd
PP-2022-04134 | 2022-11-17 | 7449 GATINEAU PLACE, Vancouver, BC V5S 2S3 | Plumbing Permit | Residential | New | Completed | Residential - To install piping and fixtures for a new duplex. >BP: To construct a 2-storey two-family dwelling with 2 secondary suites located in basement and a detached accessory building (garage) at the rear providing 2 parking spaces, and 2 surface parking having vehicular access from the lane. The entire building to be sprinklered to 2x NFPA 13D. NOTE: To achieve the required FSR a floor space exclusion of 2% has been applied to this application as per section 10.11.1 of the district schedule, to accommodate improved building performance. 1. Covenant registered at the Land Title Office under CB179625-CB179627 2. No strata titling permitted 3. A/C unit located in rear yard. 4. No bar sink 5. Schedule B Xue Li Chen P.Eng (778-235-5447) Architectural, Structural and Geotechnical 6. BC Housing Functional Homes Ltd. ******THIS PERMIT HAS BEEN ISSUED UNDER THE REQUIREMENTS OF VBBL 2019****** | Skyway Plumbing & gas Ltd
MP-2022-00672 | 2022-12-08 | 7449 GATINEAU PLACE, Vancouver, BC V5S 2S3 | Mechanical Permit | NULL | NULL | Completed | NULL | Skyway Plumbing & gas Ltd
EP-2023-00058 | 2023-01-05 | 7449 GATINEAU PLACE, Vancouver, BC V5S 2S3 | Electrical Permit | Residential | New | Completed | Installation / Repair - Residential - tv,telephone,alarm prewire and complete | Tvisha Technologies Ltd
SP-2023-00029 | 2023-01-09 | 7449 GATINEAU PLACE, Vancouver, BC V5S 2S3 | Sprinkler Permit | Residential | New | Completed | Residential - To install piping and fixtures for a new duplex. To construct a 2-storey two-family dwelling with 2 secondary suites located in basement and a detached accessory building (garage) at the rear providing 2 parking spaces, and 2 surface parking having vehicular access from the lane. The entire building to be sprinklered to 2x NFPA 13D. NOTE: To achieve the required FSR a floor space exclusion of 2% has been applied to this application as per section 10.11.1 of the district schedule, to accommodate improved building performance. 1. Covenant registered at the Land Title Office under CB179625-CB179627 2. No strata titling permitted 3. A/C unit located in rear yard. 4. No bar sink 5. Schedule B Xue Li Chen P.Eng (778-235-5447) Architectural, Structural and Geotechnical 6. BC Housing Functional Homes Ltd. | Skyway Plumbing & gas Ltd
EP-2023-00376 | NULL | 7449 GATINEAU PLACE, Vancouver, BC V5S 2S3 | Electrical Permit | Residential | New | Withdrawn | Installation / Repair - Residential - Tv,telephone , alarm prewire and complete | Tvisha Technologies Ltd
GP-2023-00233 | 2023-01-19 | 7449 GATINEAU PLACE, Vancouver, BC V5S 2S3 | Gas Permit | Residential | New | Completed | Residential - To install piping and appliances for a new duplex with complete installation. >BP: To construct a 2-storey two-family dwelling with 2 secondary suites located in basement and a detached accessory building (garage) at the rear providing 2 parking spaces, and 2 surface parking having vehicular access from the lane. The entire building to be sprinklered to 2x NFPA 13D. | Skyway Plumbing & gas Ltd
GP-2023-03785 | 2023-12-01 | 7450 GATINEAU PLACE, Vancouver, BC V5S 2S4 | Gas Permit | Residential | Tenant Improvement | Completed | Residential - Replace gas water heater with high efficiency on demand water heater | Bema Plumbing Ltd
EP-2022-10095 | 2022-11-30 | 1851 GARDEN DRIVE, Vancouver, BC V5N 4W6 | Electrical Permit | Commercial | New | Expired | Temporary Power - Commercial - To provide temporary power. VALID: NOV 30/2022 TO NOV 29/2023 ** Amend 12/20/2022** . Amend electrical permit to reflect actual service characteristics (Should be single phase 3 wire instead of single phase 2 wire) | Ross Morrison Electrical Ltd
PP-2022-03821 | NULL | 1851 GARDEN DRIVE, Vancouver, BC V5N 4W6 | Plumbing Permit | Commercial | Renovation | Draft | Commercial - Installation of prv valve cew1589480. | Water Design-COV - Paolo Bandiera
EP-2024-00537 | 2024-01-22 | 1920 GARDEN DRIVE, Vancouver, BC V5N 4W9 | Electrical Permit | Residential | New | Issued | Temporary Power - Residential - To provide temporary power. | Norsemen Electric Company Incorporated
EP-2022-09597 | 2022-11-15 | 1925 GARDEN DRIVE, Vancouver, BC V5N 4W8 | Electrical Permit | Residential | Renovation | Completed | Installation / Repair - Residential - 100 to 200 Amp service Upgrade. | Mountain Point Electrical Inc.
MP-2022-00570 | 2022-11-16 | 1925 GARDEN DRIVE, Vancouver, BC V5N 4W8 | Mechanical Permit | NULL | NULL | Completed | NULL | 1236318 BC Ltd DBA Aquatech Vancouver
EP-2022-05908 | 2022-08-17 | 1931 GARDEN DRIVE, Vancouver, BC V5N 4W8 | Electrical Permit | Residential | Addition | Issued | Installation / Repair - Residential - Tie in to electrical panel for solar PV Panels. -Grounding/Bonding: Does not affect service, tying into panel for solar AC system. Volts:240/Amps:125/Phase:1 Amend: Aug 22, 2022 Electrical Contractor Declaration Form >BP: Exterior alterations only to provide for the installation of twelve (12) flush mounted solar panels on the north portion, twelve (12) flush mounted solar panels on the south portion, and one (1) flush mounted solar panel on the west portion of this existing hip roof at this existing One-Family Dwelling building, and four (4) flush mounted solar panels on the existing roof of the accessory building at the rear yard of this site. OK for Direct To Inspections (DTI) as per Howie Chow, April 22, 2022. Schedule B-Structural and Comfort Letter provided by Jason Hui, P. Eng. 778-319-3403 | Rikur Energy Inc.
NULL | NULL | 1931 GARDEN DRIVE, Vancouver, BC V5N 4W8 | Electrical Permit | Residential | Addition | Draft | Installation / Repair - Residential - -Supply and install new 200A Meter Base -Supply and install Service Mast from Meter Base to CEC specified height. -Supply and install 200A Main Panel in basement, fed from 200A Meter Base - Runn 250kcmil ACWU cable from meterbase to exterior junction behind new panel. -Reinstate all existing panel circuits to new 200A Main Panel, junction if necessary -Supply and install new Grounding Plate | TDR Electric Inc
EP-2022-07469 | 2022-09-07 | 1935 GARDEN DRIVE, Vancouver, BC V5N 4W8 | Electrical Permit | Residential | Renovation | Completed | Installation / Repair - Residential - service upgrade | Torr Electric
EP-2023-04372 | 2023-05-23 | 1935 GARDEN DRIVE, Vancouver, BC V5N 4W8 | Electrical Permit | Residential | Addition | Completed | Installation / Repair - Residential - Installation of 8 PV solar panels on a sloped roof. >BP: Exterior alterations to install Solar Panels at this existing single detached house. Schedule B - Structural - Carlos I. Iriondo , P.Eng. - 604 971 4349 Ok for DTI as per Kirat Kang - March 20, 2023 | Penfolds Roofing Inc.
EP-2023-07219 | 2023-09-07 | 1939 GARDEN DRIVE, Vancouver, BC V5N 4W8 | Electrical Permit | Residential | Renovation | Issued | Installation / Repair - Residential - ¦ 1FD- 200A SERVICE UPGRADE/ EV/ HWT ¦ Upgrade service from 100-200 amps -install 240v 40a receptacle for car charger -install 240v 30a circuit for hot water tank | Aaron Ronald Thom
EP-2024-00319 | NULL | 1939 GARDEN DRIVE, Vancouver, BC V5N 4W8 | Electrical Permit | Residential | Renovation | Application Incomplete | Installation / Repair - Residential - Installation of 2.4 kW photovoltaic system on roof. This project should not require a building permit based on the Photovoltaic Permit Guide (found here: https://vancouver.ca/files/cov/solar-pv-permit-process.pdf ) and the category criteria specified here: https://bylaws.vancouver.ca/bulletin/S009_b.pdf | Vancouver Renewable Energy Cooperative
EP-2023-07993 | 2023-09-12 | 1945 GARDEN DRIVE, Vancouver, BC V5N 4W8 | Electrical Permit | Residential | Renovation - Dwelling Unit(s) only | Issued | Installation / Repair - Residential - We will install a new circuit for a heat pump *MP-2023-00288: Issued (Heating and Cooling) | Douglas Millington o/a Moose Electric
MP-2023-00288 | 2023-03-03 | 1945 GARDEN DRIVE, Vancouver, BC V5N 4W8 | Mechanical Permit | NULL | NULL | Completed | NULL | Ashton Service Group/Ashton Mechanical Ltd.
GP-2023-00492 | 2023-02-09 | 1945 GARDEN DRIVE, Vancouver, BC V5N 4W8 | Gas Permit | Residential | Renovation | Completed | Residential - Decommission and remove furnace. install Heat pump | Ashton Service Group/Ashton Mechanical Ltd.
MP-2023-00204 | 2023-02-15 | 4744 GOTHARD STREET, Vancouver, BC V5R 3K9 | Mechanical Permit | NULL | NULL | Completed | NULL | Laxmi Plumbing
PP-2023-00367 | 2023-02-06 | 4744 GOTHARD STREET, Vancouver, BC V5R 3K9 | Plumbing Permit | Residential | New | Completed | Residential - 1FD - #1 - plumbing >DB: To construct a 2 storey + basement one-family dwelling with an open parking pad, providing 1 parking space, having vehicular access from the lane. Note: This is a 2 storey building pursuant to the Zoning and Development By-Law 1- No strata titling permitted. 2- Bar sink proposed in main floor. 3- A/C unit proposed in rear yard. The entire building, to be sprinklered to NFPA 13D. | Laxmi Plumbing
EP-2023-01667 | 2023-03-16 | 4744 GOTHARD STREET, Vancouver, BC V5R 3K9 | Electrical Permit | Residential | New | Completed | Installation / Repair - Residential - all new electrical work *200A Main Service- 250AL - 150A main breaker *Gas Radiant: 1FD + LWH - 70A main breaker *An approved mechanical permit is required for the installation of air conditioning or heat pump unit at the time of installation before an electrical inspection will be performed >BP: To construct a 2 storey + basement one-family dwelling with an open parking pad, providing 1 parking space, having vehicular access from the lane. Note: This is a 2 storey building pursuant to the Zoning and Development By-Law 1- No strata titling permitted. 2- Bar sink proposed in main floor. 3- A/C unit proposed in rear yard. 4- Schedule B: Jason Hui P.Eng (778.319.3403) Structural & Geotechnical 5- HPO: Liwa Enterprises Ltd. | Jagveer Singh Boparai
EP-2023-02557 | 2023-03-24 | 4744 GOTHARD STREET, Vancouver, BC V5R 3K9 | Electrical Permit | Residential | New | Completed | Installation / Repair - Residential - Install extra low voltage wiring. >BP: To construct a 2 storey + basement one-family dwelling with an open parking pad, providing 1 parking space, having vehicular access from the lane. Note: This is a 2 storey building pursuant to the Zoning and Development By-Law 1- No strata titling permitted. 2- Bar sink proposed in main floor. 3- A/C unit proposed in rear yard. 4- Schedule B: Jason Hui P.Eng (778.319.3403) Structural & Geotechnical 5. Schedule B: P.Eng. V. Suresh 778-885-0051 Structural - Solar Photovoltaic Panels only 6- HPO: Liwa Enterprises Ltd. ******THIS PERMIT HAS BEEN ISSUED UNDER THE REQUIREMENTS OF VBBL #12511 (2019)****** Combustible projections or roof soffits on an exposing building face shall not project to less than .45m from the property line and shall be in compliance with VBBL 2019 9.10.15.5.(9) The entire building, to be sprinklered to NFPA 13D. Amend: Nov 16th, 2023 increase the permit value to $10,000 | AJ INTEGRATED SERVICES LTD
GP-2023-01094 | 2023-04-03 | 4744 GOTHARD STREET, Vancouver, BC V5R 3K9 | Gas Permit | Residential | New | Completed | Residential - 1 Water Heater, 2 Ranges, 1 Boiler, 1 BBQ & 1 Fireplace >BP: To construct a 2 storey + basement one-family dwelling | Laxmi Plumbing
SP-2023-00539 | 2023-03-30 | 4744 GOTHARD STREET, Vancouver, BC V5R 3K9 | Sprinkler Permit | Residential | New | Completed | Residential - 1FD - #1 - sprinkler >DB: To construct a 2 storey + basement one-family dwelling with an open parking pad, providing 1 parking space, having vehicular access from the lane. Note: This is a 2 storey building pursuant to the Zoning and Development By-Law 1- No strata titling permitted. 2- Bar sink proposed in main floor. 3- A/C unit proposed in rear yard. The entire building, to be sprinklered to NFPA 13D. | Ghuman Mechanical Ltd
EP-2023-10143 | 2023-11-23 | 4744 GOTHARD STREET, Vancouver, BC V5R 3K9 | Electrical Permit | Residential | New | Completed | Installation / Repair - Residential - ¦ 1FD-SOLAR ¦ 16 panel on roof with 8 micro inverter Lockable toggle switch will control the contactors , which disconnect the solar feeds to main panel *AC Disconnect not located at meter base. Location of AC disconnect to be discussed with District Electrical Inspector onsite >BP: To construct a 2 storey + basement one-family dwelling with an open parking pad, providing 1 parking space, having vehicular access from the lane. Note: This is a 2 storey building pursuant to the Zoning and Development By-Law 1- No strata titling permitted. 2- Bar sink proposed in main floor. 3- A/C unit proposed in rear yard. 4- Schedule B: Jason Hui P.Eng (778.319.3403) Structural & Geotechnical 5. Schedule B: P.Eng. V. Suresh 778-885-0051 Structural - Solar Photovoltaic Panels only 6- HPO: Liwa Enterprises Ltd. ******THIS PERMIT HAS BEEN ISSUED UNDER THE REQUIREMENTS OF VBBL #12511 (2019)****** Combustible projections or roof soffits on an exposing building face shall not project to less than .45m from the property line and shall be in compliance with VBBL 2019 9.10.15.5.(9) The entire building, to be sprinklered to NFPA 13D. | Blueridge Electrical Ltd.
EP-2022-05539 | 2022-06-29 | 4744 GOTHARD STREET, Vancouver, BC V5R 3K9 | Electrical Permit | Residential | New | Expired | Temporary Power - Residential - To provide temporary power. NOTE: Work authorized by this permit is for placement of a temporary power pole only and does not authorize any site construction and/or excavation. A separate Building Permit will be required prior to commencement of any other work on this site. | Jagveer Singh Boparai
PP-2022-03989 | 2022-11-04 | 4744 GOTHARD STREET, Vancouver, BC V5R 3K9 | Plumbing Permit | Residential | New | Completed | Residential - sump | Kingsman Excavating Ltd.
PP-2023-03916 | 2023-11-07 | 4744 GOTHARD STREET, Vancouver, BC V5R 3K9 | Plumbing Permit | Residential | New | Completed | Residential - 1FD - #1 - install 3/4" DCVA | Permanent Irrigation DBA: SUPREME SPRINKLERS INC.
PP-2023-03782 | 2023-10-27 | 4744 GOTHARD STREET, Vancouver, BC V5R 3K9 | Plumbing Permit | Residential | New | Completed | Residential - install 3/4" DCVA | Permanent Irrigation DBA: SUPREME SPRINKLERS INC.
GP-2022-00953 | 2022-03-29 | 4788 GOTHARD STREET, Vancouver, BC V5R 3K9 | Gas Permit | Residential | Addition | Completed | Residential - Run new gas line for gas stove | BCRC Plumbing and Heating Ltd
PP-2023-02466 | NULL | 881 GRANVILLE STREET, Vancouver, BC V6Z 1K7 | Plumbing Permit | Commercial | Tenant Improvement | Application Incomplete | Commercial - Adding 2 toilets in the men’s washroom and adding 2 toilets in the women’s washroom | Rite Flow Plumbing Inc
EP-2023-06493 | 2023-07-18 | 897 GRANVILLE STREET, Vancouver, BC V6Z 1K7 | Electrical Permit | Commercial | Renovation | Completed | Installation / Repair - Commercial - Add a 400 amp, 120/208 volt metered sub-service to the ground floor tenant space. Existing 200 amp metered sub-service will remain for the rear tenant space. The service is existing, it's a 200 amp, 600 volt with a 225KVA transformer, the secondary is a 600 amp, 120/208 volt, 3 phase with only one 200 amp metered sub-service at the 120/208 volt side. We are adding a 400 amp, 120/208 volt metered sub-service for the new tenant space at 897 Granville St. The existing 200 amp sub-service will be assigned to 747 Smithe St. This permit is only for the sub-service changes, tenant improvement work is not included. >Permit Amendment Aug 15, 2023 -"Add wiring and connection to two roof top air conditioning units" >BP: Scope of work is for SHELL only and CHANGE OF MAJOR OCCUPANCY. Exterior and Interior alterations to divide the existing Retail suite (Group E) with the subsidiary occupancy of office (Group D) on the second storey into 2 tenant spaces and change the major occupancy of the east unit into Restaurant (Group A-2) in this existing 2 storey commercial building on this site. Scope of work includes: Exterior alteration to the building entrance on Smithe Street for new CRU. | AML Construction Ltd
EP-2023-10178 | 2023-11-17 | 897 GRANVILLE STREET, Vancouver, BC V6Z 1K7 | Electrical Permit | Commercial | Tenant Improvement | Completed | Installation / Repair - Commercial - Troubleshooting of existing wiring, electrical wiring for the new bathroom. >BP: Scope of work is for SHELL only and CHANGE OF MAJOR OCCUPANCY. Exterior and Interior alterations to divide the existing Retail suite (Group E) with the subsidiary occupancy of office (Group D) on the second storey into 2 tenant spaces and change the major occupancy of the east unit into Restaurant (Group A-2) in this existing 2 storey commercial building on this site. Scope of work includes: Exterior alteration to the building entrance on Smithe Street for new CRU. OK for DB as per S. Patterson on March 3, 2023 This is considered a minor renovation and small suite change of major occupancy under the condition a TI with an occupant load less than 60 persons is applied for prior to issuance of the shell permit and must be issued prior to the completion of the shell permit. Upgrade triggers F1, S2, N1, A2 required. Schedule B (Architectural) and Schedule D; Ted Murray Architect, AIBC (604.836.8350) provided for this project. Building Review Notes: 1. This permit has been reviewed under the requirements of the VBBL #12511 (2019) 2. This permit for SHELL only. Separate permit required for the tenant fit-out to the shell office space. 3. Separate Sign Permit is required for the new signage. 4. Separate Awning Permit is required for the new awning. 4. The occupant load for the new Group A-2 not to exceed 60 persons. REV #1 (July 24, 2023) 1. Specific Location area on permit recorded incorrectly. | VS Electric Ltd
PP-2023-03549 | 2023-10-16 | 897 GRANVILLE STREET, Vancouver, BC V6Z 1K7 | Plumbing Permit | Commercial | Tenant Improvement | Completed | Commercial - Popeyes chicken restaurant 150 GPM GI: - 3-comp - sgl (lg) - mop - 3 x fd - 4 x hd >DB: Exterior and interior alterations to provide first TI to this existing restaurant space (Group A2), for a new Restaurant tenant in a portion of the ground floor in this existing 2-storey commercial building. One class 1 cooking operation. Scope of work includes new commercial kitchen and roof top units. | Gordon Brackett
EP-2023-08946 | 2023-10-12 | 897 GRANVILLE STREET, Vancouver, BC V6Z 1K7 | Electrical Permit | Commercial | Tenant Improvement | Completed | Installation / Repair - Commercial - Installation of Receptacles, lighting, interior and exterior signage, fire alarm devices, wiring of low voltage, kitchen equipment, and walk in cooler. * Hazardous Materials Assessment cleared Nov 14,RMN SI-2023-00450 SI-2023-00448 >BP: Exterior and interior alterations to provide first TI to this existing restaurant space (Group A2), for a new Restaurant tenant in a portion of the ground floor in this existing 2-storey commercial building. One class 1 cooking operation. Scope of work includes new commercial kitchen and roof top units. This is considered a small suite minor renovation. Part 11 upgrade triggers, F1, S1, N1 and A2 apply. Schedule A, Schedule B (Architectural), Schedule D Shun Yao (Michael) Lu, AIBC Schedule B (Mechanical, Plumbing, Fire Suppression) Birju Bhavsar, P.Eng. Schedule B (Structural) Ke Jian Ma, Struct. Eng. Building Review Branch Notes: 1. Separate sign permit required for new signage. 2. Occupant Load: 32 persons. (24 guests and 8 staff) 3. Contractor shall have a valid business license. 4. This permit has been reviewed under the requirements of the VBBL #12511 (2019) | 2061843 Alberta Ltd
EP-2023-11266 | NULL | 897 GRANVILLE STREET, Vancouver, BC V6Z 1K7 | Electrical Permit | Commercial | Tenant Improvement | Application Incomplete | Installation / Repair - Commercial - Extra low voltage alarm system -There is very limited rough in wiring as the entire alarm system is wireless with the exception of the alarm panel. The extra low voltage devices that are going in are alarm panel, keypad, wireless motions, wireless contacts, and wireless glass breaks. >BP: Exterior and interior alterations to provide first TI to this existing restaurant space (Group A2), for a new Restaurant tenant in a portion of the ground floor in this existing 2-storey commercial building. One class 1 cooking operation. Scope of work includes new commercial kitchen and roof top units. This is considered a small suite minor renovation. Part 11 upgrade triggers, F1, S1, N1 and A2 apply. Schedule A, Schedule B (Architectural), Schedule D Shun Yao (Michael) Lu, AIBC Schedule B (Mechanical, Plumbing, Fire Suppression) Birju Bhavsar, P.Eng. Schedule B (Structural) Ke Jian Ma, Struct. Eng. Building Review Branch Notes: 1. Separate sign permit required for new signage. 2. Occupant Load: 32 persons. (24 guests and 8 staff) 3. Contractor shall have a valid business license. 4. This permit has been reviewed under the requirements of the VBBL #12511 (2019) | Alarmtron BC Ltd
GP-2023-02342 | 2023-08-09 | 936 GRANVILLE STREET, Vancouver, BC V6Z 1L2 | Gas Permit | Commercial | Tenant Improvement | Cancelled | Commercial - Replacement of existing boiler with Navien Combi unit. | Pioneer Plumbing & Heating Inc
GP-2022-00432 | 2022-03-09 | 2155 GRANT STREET, Vancouver, BC V5L 2Z5 | Gas Permit | Residential | Renovation | Completed | Residential - re&re furnace, range, BBQ + water heater Exterior and interior alterations to provide improvement to this existing one family dwelling on this site. Scope of work: Exterior renovations including re and re windows, Replace rear upper level door with new sliding door Main level: - Remove laundry room and relocate laundry to Expand the garage use as storage Upper Level: - Remove kitchen wall and open up the are - Kitchen layout alteration with additional dish washer and kitchen island - Expand and alter Master bedroom Ensuite with a new bathtub and shower - Eliminate third bedroom - New bathroom with a shower | Northwind Heating Ltd
PP-2022-00001 | 2022-01-04 | 2155 GRANT STREET, Vancouver, BC V5L 2Z5 | Plumbing Permit | Residential | Renovation | Completed | Residential - adding fixtures Exterior and interior alterations to provide improvement to this existing one family dwelling on this site. Scope of work: Exterior renovations including re and re windows, Replace rear upper level door with new sliding door Main level: - Remove laundry room and relocate laundry to Expand the garage use as storage Upper Level: - Remove kitchen wall and open up the are - Kitchen layout alteration with additional dish washer and kitchen island - Expand and alter Master bedroom Ensuite with a new bathtub and shower - Eliminate third bedroom - New bathroom with a shower | CGM Mechanical Ltd
EP-2022-03431 | 2022-04-28 | 2170 GRANT STREET, Vancouver, BC V5L 2Z4 | Electrical Permit | Residential | Tenant Improvement | Completed | Installation / Repair - Residential - 200 Amp Upgrade and Knob and Tube replacement wiring | ROBERT LLOYD REDFORD
EP-2022-10232 | 2023-01-03 | 2170 GRANT STREET, Vancouver, BC V5L 2Z4 | Electrical Permit | Residential | Tenant Improvement | Completed | Installation / Repair - Residential - Electrical to outdoor heat pump unit in rear yard -A mechanical permit is required for heat pump installation before an electrical inspection will be performed -Check overcurrent and service conductor sizing with load calc related: MP-2022-00659: Issued >BP: Interior alterations to provide improvements to this existing one-family dwelling building on the site. Scope of work: Interior work only - polishing basement concrete floor, replacing washroom fixtures, and removing non-load bearing walls along with millwork in the kitchen/dining, new drywall and paint in basement and main floor walls and ceilings, and energy upgrades as listed below Energy Upgrades: 1.100% electric: home fuel services disconnected 2. Electric panel: amperage upgrade to support additional electrical loads 3. Heat pump replacement: install heat pump for < 70% of floor area Note: a separate mechanical permit is required for the installation of the heat pump. Dec 5/22- Ament: Adding electrical load calculations. | 0994152 BC Ltd
GP-2022-03854 | 2022-12-05 | 2170 GRANT STREET, Vancouver, BC V5L 2Z4 | Gas Permit | Residential | Tenant Improvement | Completed | Residential - DECOMMISSIONING AND REMOVAL OF GAS FURNACE | 0994152 BC Ltd
MP-2022-00659 | 2022-12-08 | 2170 GRANT STREET, Vancouver, BC V5L 2Z4 | Mechanical Permit | NULL | NULL | Completed | NULL | 0994152 BC Ltd
PP-2022-02949 | 2022-08-24 | 2170 GRANT STREET, Vancouver, BC V5L 2Z4 | Plumbing Permit | Residential | Renovation | Completed | Residential - Renovate replace plumbing fixtures for ie. bathtub, shower, toilet, lavatory, kitchen sink, washer. Install new water pipes. >BP: Interior alterations to provide improvements to this existing one-family dwelling building on the site. Scope of work: Interior work only - polishing basement concrete floor, replacing washroom fixtures, and removing non-load bearing walls along with millwork in the kitchen/dining, new drywall and paint in basement and main floor walls and ceilings, and energy upgrades as listed below Energy Upgrades: 1.100% electric: home fuel services disconnected 2. Electric panel: amperage upgrade to support additional electrical loads 3. Heat pump replacement: install heat pump for < 70% of floor area Note: a separate mechanical permit is required for the installation of the heat pump. | Platinum Mechanical Systems Ltd
NULL | NULL | 2170 GRANT STREET, Vancouver, BC V5L 2Z4 | Mechanical Permit | NULL | NULL | Draft | NULL | Platinum Mechanical Systems Ltd
GP-2022-03635 | 2022-11-18 | 2171 GRANT STREET, Vancouver, BC V5L 2Z5 | Gas Permit | Residential | Renovation - Dwelling Unit(s) only | Completed | Residential - Installing furnace | Reid Brothers Plumbing & Heating Ltd
EP-2023-04597 | 2023-05-30 | 3186 GRANT STREET, Vancouver, BC V5K 3H9 | Electrical Permit | Residential | New | Issued | Temporary Power - Residential - To provide temporary power. ***NOTE: Work authorized by this permit is for placement of a temporary power pole only and does not authorize any site construction and/or excavation. A separate Building Permit will be required prior to commencement of any other work on this site. | 24/6 Electric Ltd
PP-2023-02859 | 2023-08-11 | 3186 GRANT STREET, Vancouver, BC V5K 3H9 | Plumbing Permit | Residential | New | Issued | Residential - Sump | Mainline Excavation Ltd
PP-2023-02892 | 2023-08-16 | 3186 GRANT STREET, Vancouver, BC V5K 3H9 | Plumbing Permit | Residential | New | Issued | Residential - Installing new plumbing fixtures inside the duplex >BP: To construct a 2 storey two-family dwelling with a secondary suite and lock off unit located in the Basement with a detached accessory building (2 car garage) and 1 open parking at the rear providing 3 parking spaces, having vehicular access from the lane. 1. Covenant registered at the Land Title Office under CB588576 CB588577 2. Entire building to be sprinklered 2x 13D 3. Heat Pump proposed – Exterior component located in Rear yard, Interior component located in Upper floor 4. “As shown by an asterisk (*) on the building permit floor plans and/or elevations, exit protection is required to be provided in accordance with Articles 9.9.4.4., 9.9.4.6., and/or 9.37.2.8. of the 2019 VBBL 5. Schedule B: (Md. Shahidul Alam) P.Eng (604.653.7475) Structural 6. Schedule B: (Md. Shahidul Alam) P.Eng (604.653.7475) Geotechnical 7. HPO: Residential Builder- Khera Homes Ltd | SUNSHINE PLUMBING LTD
MP-2023-01749 | 2023-09-26 | 3186 GRANT STREET, Vancouver, BC V5K 3H9 | Mechanical Permit | NULL | NULL | Issued | NULL | SUNSHINE PLUMBING LTD
EP-2023-09144 | 2023-11-30 | 3186 GRANT STREET, Vancouver, BC V5K 3H9 | Electrical Permit | Residential | New | Issued | Installation / Repair - Residential - ¦ 2FD + 2SS- 400A ¦ New construction duplex 200 amp to each unit >BP: To construct a 2 storey two-family dwelling with a secondary suite and lock off unit located in the Basement ($888,770) with a detached accessory building (2 car garage) and 1 open parking at the rear providing 3 parking spaces, having vehicular access from the lane. 1. Covenant registered at the Land Title Office under CB588576 CB588577 2. Entire building to be sprinklered 2x 13D 3. Heat Pump proposed – Exterior component located in Rear yard, Interior component located in Upper floor 4. “As shown by an asterisk (*) on the building permit floor plans and/or elevations, exit protection is required to be provided in accordance with Articles 9.9.4.4., 9.9.4.6., and/or 9.37.2.8. of the 2019 VBBL 5. Schedule B: (Md. Shahidul Alam) P.Eng (604.653.7475) Structural 6. Schedule B: (Md. Shahidul Alam) P.Eng (604.653.7475) Geotechnical 7. HPO: Residential Builder- Khera Homes Ltd Note: This is a 2 storey building pursuant to the Zoning and Development By-Law ***This permit is issued under the VBBL 2019, with updated energy requirements as per bylaw # 12997 effective Jan 01, 2022.*** | Powergen Electric Ltd
GP-2023-03424 | 2023-11-10 | 3186 GRANT STREET, Vancouver, BC V5K 3H9 | Gas Permit | Residential | New | Issued | Residential - 2 Ranges, 2 Boilers & 2 BBQ's >BP: To construct a 2 storey two-family dwelling with a secondary suite and lock off unit located in the Basement ($888,770) with a detached accessory building (2 car garage) and 1 open parking at the rear providing 3 parking spaces, having vehicular access from the lane. | Symbolistic Heating Ltd
SP-2023-02155 | 2023-11-27 | 3186 GRANT STREET, Vancouver, BC V5K 3H9 | Sprinkler Permit | Residential | New | Issued | Residential - 2FD+SS+LO - WEST - 3186 GRANT ST - #1 & #2 (LO) EAST - 3188 GRANT ST - #1 & #2 (SS) Install sprinklers in Duplex >DB: To construct a 2 storey two-family dwelling with a secondary suite and lock off unit located in the Basement with a detached accessory building (2 car garage) and 1 open parking at the rear providing 3 parking spaces, having vehicular access from the lane. 1. Covenant registered at the Land Title Office under CB588576 CB588577 2. Entire building to be sprinklered 2x 13D 3. Heat Pump proposed – Exterior component located in Rear yard, Interior component located in Upper floor ***This permit is issued under the VBBL 2019, with updated energy requirements as per bylaw # 12997 effective Jan 01, 2022.*** | Gold Key Fire Protection Ltd
EP-2023-10577 | 2023-11-29 | 3186 GRANT STREET, Vancouver, BC V5K 3H9 | Electrical Permit | Residential | New | Issued | Installation / Repair - Residential - Rough-in and finishing of cable, data, Tel, CCTV and complete security alarm. >BP: To construct a 2 storey two-family dwelling with a secondary suite and lock off unit located in the Basement ($888,770) with a detached accessory building (2 car garage) and 1 open parking at the rear providing 3 parking spaces, having vehicular access from the lane. | VISION NETWORKS LTD.
EP-2023-10588 | 2023-12-11 | 3212 GRANT STREET, Vancouver, BC V5K 3J2 | Electrical Permit | Residential | New | Issued | Installation / Repair - Residential - telephone, tv, network, entry, cameras, sound - alarm completion >BP: To construct a 2 storey single detached house with a secondary suite located in the Basement ($734,250.00) with an open parking pad, providing 1 parking space, having vehicular access from the 20' Lane. 1. Covenant registered at the Land Title Office under CB645625 2. No Strata Titling permitted 3. External mechanical component located in rear yard, Interior component located in first floor closet. 4. Bar sink not proposed. 5. Schedule B: (Shambhu N. Biswas, P.Eng., 604-250-866) Structural & Geotechnical 6. HPO: Residential Builder- (Owner Builder) Note: This is a 2 storey building pursuant to the Zoning and Development By-Law **THIS PERMIT HAS BEEN ISSUED UNDER THE REQUIREMENTS OF VBBL #12511 (2019) ** | Best Built-In Centre Ltd
SP-2023-02146 | 2023-11-24 | 3212 GRANT STREET, Vancouver, BC V5K 3J2 | Sprinkler Permit | Residential | New | Issued | Residential - Install sprinklers in SFD >BP: To construct a 2 storey single detached house with a secondary suite located in the Basement with an open parking pad, providing 1 parking space, having vehicular access from the 20' Lane. 1. Covenant registered at the Land Title Office under CB645625 2. No Strata Titling permitted 3. External mechanical component located in rear yard, Interior component located in first floor closet. 4. Bar sink not proposed. 5. Schedule B: (Shambhu N. Biswas, P.Eng., 604-250-866) Structural & Geotechnical 6. HPO: Residential Builder- (Owner Builder) | Gold Key Fire Protection Ltd
MP-2023-02126 | 2023-11-30 | 3212 GRANT STREET, Vancouver, BC V5K 3J2 | Mechanical Permit | NULL | NULL | Issued | NULL | Lumi HVAC Ltd
GP-2023-03469 | 2023-11-10 | 3212 GRANT STREET, Vancouver, BC V5K 3J2 | Gas Permit | Residential | New | Issued | Residential - 1 boiler 1 range 1 bbq Install >BP: To construct a 2 storey single detached house with a secondary suite located in the Basement ($734,250.00) with an open parking pad, providing 1 parking space, having vehicular access from the 20' Lane | Symbolistic Heating Ltd
EP-2023-08196 | 2023-09-19 | 3212 GRANT STREET, Vancouver, BC V5K 3J2 | Electrical Permit | Residential | New | Issued | Installation / Repair - Residential - ¦ 1FD + 1SS- 125A ¦ installation of duplex meter 200 Amp main 125 for house 125A for laneway *An approved mechanical permit is required for the installation of air conditioning or heat pump unit at the time of installation before an electrical inspection will be performed >BP: To construct a 2 storey single detached house with a secondary suite located in the Basement ($734,250.00) with an open parking pad, providing 1 parking space, having vehicular access from the 20' Lane. 1. Covenant registered at the Land Title Office under CB645625 2. No Strata Titling permitted 3. External mechanical component located in rear yard, Interior component located in first floor closet. 4. Bar sink not proposed. 5. Schedule B: (Shambhu N. Biswas, P.Eng., 604-250-866) Structural & Geotechnical 6. HPO: Residential Builder- (Owner Builder) Note: This is a 2 storey building pursuant to the Zoning and Development By-Law Note: As shown by an asterisk (*) on the building permit floor plans and/or elevations, exit protection is required to be provided in accordance with Articles 9.9.4.4., 9.9.4.6., and/or 9.37.2.8. of the 2019 VBBL. **THIS PERMIT HAS BEEN ISSUED UNDER THE REQUIREMENTS OF VBBL #12511 (2019) ** | CROWN ELECTRICAL CONTRACTOR LTD
PP-2023-02891 | 2023-08-16 | 3212 GRANT STREET, Vancouver, BC V5K 3J2 | Plumbing Permit | Residential | New | Issued | Residential - Installing new plumbing fixtures inside the main house >BP: To construct a 2 storey single detached house with a secondary suite located in the Basement with an open parking pad, providing 1 parking space, having vehicular access from the 20' Lane. 1. Covenant registered at the Land Title Office under CB645625 2. No Strata Titling permitted 3. External mechanical component located in rear yard, Interior component located in first floor closet. 4. Bar sink not proposed. 5. Schedule B: (Shambhu N. Biswas, P.Eng., 604-250-866) Structural & Geotechnical 6. HPO: Residential Builder- (Owner Builder) | SUNSHINE PLUMBING LTD
MP-2023-01582 | 2023-08-29 | 3212 GRANT STREET, Vancouver, BC V5K 3J2 | Mechanical Permit | NULL | NULL | Issued | NULL | SUNSHINE PLUMBING LTD
PP-2023-02419 | 2023-07-10 | 3212 GRANT STREET, Vancouver, BC V5K 3J2 | Plumbing Permit | Residential | New | Issued | Residential - sumps >Amend: Aug. 2nd please change to total 3 sumps one storm with pump one sewer with pump and one storm with out pump -NOTE: Engineering Assurance letter will be submitted to the Plumbing Inspector on the site. Letter shall conform to the requirements of Vancouver Bulletin 2000-008-EL/PL. | JVT EXCAVATING & DEMOLITION LTD
EP-2023-02166 | 2023-03-14 | 3212 GRANT STREET, Vancouver, BC V5K 3J2 | Electrical Permit | Residential | New | Issued | Temporary Power - Residential - To provide temporary power. | CROWN ELECTRICAL CONTRACTOR LTD
EP-2023-06261 | 2023-07-12 | 8324 GRANVILLE STREET, Vancouver, BC V6P 4Z7 | Electrical Permit | Commercial | Tenant Improvement | Completed | Installation / Repair - Commercial - Lighting upgrade, replacement fluorescent lights to LED. | MEK ENTERPRISES LTD
EP-2022-10411 | 2022-12-12 | 8324 GRANVILLE STREET, Vancouver, BC V6P 4Z7 | Electrical Permit | Commercial | NULL | Expired | Annual / Operating - Annual Operating Electrical permit and inspection Valid October 05, 2022 until October 04, 2023 Expired Permit EP-2021-07396 | Mott Electric General Partnership
EP-2023-09343 | 2023-10-17 | 8324 GRANVILLE STREET, Vancouver, BC V6P 4Z7 | Electrical Permit | Commercial | NULL | Issued | Annual / Operating - Misc work throughout Renewal of EP-2022-10411 Valid October 05, 2023 until October 04, 2024 | Mott Electric General Partnership
NULL | NULL | 8337 GRANVILLE STREET, Vancouver, BC | Electrical Permit | Commercial | Renovation | Withdrawn | Installation / Repair - Commercial - Repair two feeder cables, feeding Pango and Telus Cell equipment. Supply and installation of two new light fixtures to parkade. | Wespac Electrical Contractor Ltd
EP-2022-03892 | 2022-05-11 | 8337 GRANVILLE STREET, Vancouver, BC | Electrical Permit | Commercial | Renovation | Completed | Installation / Repair - Commercial - Repair two feeder cables, feeding Pango and Telus Cell equipment (Telus sub service 125A / 120/208V / 3 Phase). | Wespac Electrical Contractor Ltd
MP-2022-00254 | 2022-09-23 | 8450 GRANVILLE STREET, Vancouver, BC V6P 4Z7 | Mechanical Permit | NULL | NULL | Completed | NULL | Brookfield Global Integrated Solutions Canada LP
EP-2023-06595 | 2023-07-21 | 8584 GRANVILLE STREET, Vancouver, BC | Electrical Permit | Commercial | NULL | Issued | Annual / Operating - Maintenance of existing operating electrical equipment. Undertake to regularly assess, operate, and maintain the electrical equipment on a regular basis in compliance with the Electrical By-law No. 5563. | Terminal City Electric Ltd
EP-2022-07903 | 2022-09-22 | 8615 GRANVILLE STREET, Vancouver, BC V6P 5A2 | Electrical Permit | Commercial | Addition | Completed | Installation / Repair - Commercial - Installation of a cell unit for monitoring the alarm system | Chubb Fire & Security Canada Corp
EP-2023-08029 | 2023-09-05 | 8615 GRANVILLE STREET, Vancouver, BC V6P 5A2 | Electrical Permit | Commercial | Renovation | Completed | Installation / Repair - Commercial - RE&RE Equipment to make room for removal of vault. >BP: Interior alterations to demolish the vault area leaving the unit Financial Institution (shell) at this existing Financial Institution unit 8615 Granville St on the ground floor of this commercial building on this site. OK for DTI per W. Wong Note: Future tenant improvements require a separate permit | Bemister Electric Ltd.
EP-2022-05438 | 2022-06-27 | 2405 FRANKLIN STREET, Vancouver, BC V5K 1X3 | Electrical Permit | Residential | Renovation - Dwelling Unit(s) only | Expired | Installation / Repair - Residential - Repair of point of attachment on residence. | Fully Electric Inc
EP-2022-06117 | 2022-07-22 | 2428 FRANKLIN STREET, Vancouver, BC V5K 1X4 | Electrical Permit | Residential | New | Expired | Temporary Power - Residential - To provide temporary power. | Fraser West Electric Ltd
PP-2022-03130 | 2022-09-08 | 2428 FRANKLIN STREET, Vancouver, BC V5K 1X4 | Plumbing Permit | Residential | New | Completed | Residential - 1FD+SS - #1 &#2 - Installation of sump in front yard | J B Siteworks Inc
PP-2022-03006 | 2022-08-30 | 2428 FRANKLIN STREET, Vancouver, BC V5K 1X4 | Plumbing Permit | Residential | New | Completed | Residential - Plumbing roughing water pipe tub shower >To construct a 2 storey one-family dwelling with a secondary suite located in the Basement ($706,500) with an open parking pad, providing 2 parking space, having vehicular access from the 20' Lane. Note: The entire building, INCLUDING THE ATTACHED GARAGE (if applicable), to be sprinklered to NFPA 13D 1. Covenant registered at the Land Title Office under CA9605000 2. A/C proposed – Exterior component located in rear, Interior component located in basement. 3. Bar sink located in basement. 4. Schedule B: (B.G. XU) P.Eng (604.534.2118) Structural 5. Schedule B: (B.M. LUI) P.Eng (604.882.8475) Geotechnical 6. HPO: Residential Builder- Owner Builder Note: This is a 2 storey building pursuant to the Zoning and Development By-Law Address Information: Principle Dwelling: #1-2428 Franklin St Secondary Suite: #2-2428 Franklin St Laneway home: #3-2428 Franklin St Address and suite numbers assigned as per approved plans for Fire and Emergency response. The address number is to be posted to the building to be visible from the street and the suite numbers are to be posted at the suite entries in accordance with the Building By-law prior to final inspection. **THIS PERMIT HAS BEEN ISSUED UNDER THE REQUIREMENTS OF VBBL #12511 (2019) ** | Busy Boys Plumbing & Heating Limited
EP-2022-08806 | 2022-10-18 | 2428 FRANKLIN STREET, Vancouver, BC V5K 1X4 | Electrical Permit | Residential | New | Completed | Installation / Repair - Residential - 1FD+SS - #1 & #2 - New house, 200 Amp Service with laneway house >DB: To construct a 2 storey one-family dwelling with a secondary suite located in the Basement with an open parking pad, providing 2 parking space, having vehicular access from the 20' Lane. Note: The entire building, INCLUDING THE ATTACHED GARAGE (if applicable), to be sprinklered to NFPA 13D 1. Covenant registered at the Land Title Office under CA9605000 2. A/C proposed – Exterior component located in rear, Interior component located in basement. 3. Bar sink located in basement. | Fraser West Electric Ltd
MP-2022-00362 | 2022-10-09 | 2428 FRANKLIN STREET, Vancouver, BC V5K 1X4 | Mechanical Permit | NULL | NULL | Completed | NULL | Busy Boys Plumbing & Heating Limited
GP-2023-01255 | 2023-04-18 | 2428 FRANKLIN STREET, Vancouver, BC V5K 1X4 | Gas Permit | Residential | New | Completed | Residential - Install one gas fireplace place >BP: To construct a 2 storey one-family dwelling with a secondary suite located in the Basement | JOT MECHANICAL LTD
EP-2023-00717 | 2023-01-31 | 2428 FRANKLIN STREET, Vancouver, BC V5K 1X4 | Electrical Permit | Residential | New | Completed | Installation / Repair - Residential - 1FD+SS - #1 & #2 - data, tv security. COMPLETE SECURITY ALARM SYSTEM >DB: To construct a 2 storey one-family dwelling with a secondary suite located in the Basement with an open parking pad, providing 2 parking space, having vehicular access from the 20' Lane. Note: The entire building, INCLUDING THE ATTACHED GARAGE (if applicable), to be sprinklered to NFPA 13D 1. Covenant registered at the Land Title Office under CA9605000 2. A/C proposed – Exterior component located in rear, Interior component located in basement. 3. Bar sink located in basement. | GWIRELESS SMART HOMES LTD
GP-2023-00299 | 2023-01-25 | 2428 FRANKLIN STREET, Vancouver, BC V5K 1X4 | Gas Permit | Residential | New | Completed | Residential - 2428 franklin to install 1 boiler 2 range 2 dryer 1 fireplace 1 bbq fireplace piping only <BP: To construct a 2 storey one-family dwelling with a secondary suite located in the Basement with an open parking pad, providing 2 parking space, having vehicular access from the 20' Lane. Note: The entire building, INCLUDING THE ATTACHED GARAGE (if applicable), to be sprinklered to NFPA 13D 1. Covenant registered at the Land Title Office under CA9605000 2. A/C proposed – Exterior component located in rear, Interior component located in basement. 3. Bar sink located in basement. 4. Schedule B: (B.G. XU) P.Eng (604.534.2118) Structural 5. Schedule B: (B.M. LUI) P.Eng (604.882.8475) Geotechnical 6. HPO: Residential Builder- Owner Builder | Symbolistic Heating Ltd
SP-2023-00212 | 2023-02-07 | 2428 FRANKLIN STREET, Vancouver, BC V5K 1X4 | Sprinkler Permit | Residential | New | Completed | Residential - 1FD+SS - #1 & #2 - full house sprinkler and laneway >DB: To construct a 2 storey one-family dwelling with a secondary suite located in the Basement with an open parking pad, providing 2 parking space, having vehicular access from the 20' Lane. Note: The entire building, INCLUDING THE ATTACHED GARAGE (if applicable), to be sprinklered to NFPA 13D 1. Covenant registered at the Land Title Office under CA9605000 2. A/C proposed – Exterior component located in rear, Interior component located in basement. 3. Bar sink located in basement. | Cartier Mechanical Ltd
PP-2023-03033 | 2023-08-25 | 2428 FRANKLIN STREET, Vancouver, BC V5K 1X4 | Plumbing Permit | Residential | New | Completed | Residential - backflow preventor for irrigation | Oriental Landscaping & Home Improvement ltd
GP-2023-00479 | 2023-02-09 | 2430 FRANKLIN STREET, Vancouver, BC V5K 1X4 | Gas Permit | Residential | Tenant Improvement | Completed | Residential - Replacement of like wise quality hot water tank | A-1 Drainage Plumbing & Heating Limited
EP-2022-00402 | 2022-02-09 | 5988 FREMLIN STREET, Vancouver, BC V5Z 3W9 | Electrical Permit | Residential | New | Completed | Installation / Repair - Residential - wiring of new construction >BP: To construct a 2-storey two-family dwelling with 2 secondary suites located in the basement with a detached accessory building (garage) at the rear providing 2 parking spaces and a surface parking having vehicular access from the lane. The entire building to be sprinklered to 2xNFPA 13D. 1. A/C units proposed in rear yard 2. Schedule B P.Eng Yatendra Kumar Sharma (778-863-7076) Structural 3. Schedule B P.Eng Jason Hui ( 778-319-3403)- Geotechnical 4. BC Housing: Kianoosh Farhang Djavid 5. Covenant registered under CA9111492 6. Site located on Peat zone. 7. Rev #1 - Schedule B RCVD for deep foundation using screw piles: Schedule B: Yatendra Kumar Sharma, P. Eng. (778-863-7076) - Structural Schedule B: G. Iulian Crudu, P. Eng. (604-553-4984) - Structural and Geo-technical Note: This is a 2 storey building pursuant to the Zoning and Development By-Law "Combustible projections or roof soffits on an exposing building face shall not project to less than .45m from the property line and shall be in compliance with VBBL 2019 9.10.15.5.(9)" NOTE: To achieve the required FSR a floor space exclusion of 2% has been applied to this application as per section 10.11.1 of the district schedule, to accommodate improved building performance. | JR ELECTRIC LTD.
SP-2022-00177 | 2022-03-10 | 5988 FREMLIN STREET, Vancouver, BC V5Z 3W9 | Sprinkler Permit | Residential | New | Completed | Residential - Piping and fixture installation >BP: To construct a 2-storey two-family dwelling with 2 secondary suites located in the basement with a detached accessory building (garage) at the rear providing 2 parking spaces and a surface parking having vehicular access from the lane. The entire building to be sprinklered to 2xNFPA 13D. 1. A/C units proposed in rear yard 2. Schedule B P.Eng Yatendra Kumar Sharma (778-863-7076) Structural 3. Schedule B P.Eng Jason Hui ( 778-319-3403)- Geotechnical 4. BC Housing: Kianoosh Farhang Djavid 5. Covenant registered under CA9111492 6. Site located on Peat zone. 7. Rev #1 - Schedule B RCVD for deep foundation using screw piles: Schedule B: Yatendra Kumar Sharma, P. Eng. (778-863-7076) - Structural Schedule B: G. Iulian Crudu, P. Eng. (604-553-4984) - Structural and Geo-technical Note: This is a 2 storey building pursuant to the Zoning and Development By-Law "Combustible projections or roof soffits on an exposing building face shall not project to less than .45m from the property line and shall be in compliance with VBBL 2019 9.10.15.5.(9)" NOTE: To achieve the required FSR a floor space exclusion of 2% has been applied to this application as per section 10.11.1 of the district schedule, to accommodate improved building performance. 2 FD (side/side) + 2 SS. Assigned addressing will be as follows: North Unit (primary) #1-5988 Fremlin St - One Family Dwelling (1st & 2nd floor) #2-5988 Fremlin St - Secondary Suite (basement) South Unit #1-895 W 44th Av - One Family Dwelling (1st & 2nd floor) #2-895 W 44th Av - Secondary Suite (basement) Address and suite numbers assigned as per approved plans for Fire and Emergency response. The address numbers are to be posted to the building to be visible from the street and the suite numbers are to be posted at the suite entries in accordance with the Building By-law prior to final inspection. | RG Plumbing Ltd
PP-2022-00358 | 2022-02-04 | 5988 FREMLIN STREET, Vancouver, BC V5Z 3W9 | Plumbing Permit | Residential | New | Completed | Residential - plumbing To construct a 2-storey two-family dwelling with 2 secondary suites located in the basement with a detached accessory building (garage) at the rear providing 2 parking spaces and a surface parking having vehicular access from the lane. The entire building to be sprinklered to 2xNFPA 13D. 1. A/C units proposed in rear yard 2. Schedule B P.Eng Yatendra Kumar Sharma (778-863-7076) Structural 3. Schedule B P.Eng Jason Hui ( 778-319-3403)- Geotechnical 4. BC Housing: Kianoosh Farhang Djavid 5. Covenant registered under CA9111492 6. Site located on Peat zone. 7. Rev #1 - Schedule B RCVD for deep foundation using screw | Ajit's Plumbing Heating & Electrical Contracting Ltd
PP-2022-01588 | 2022-05-09 | 5988 FREMLIN STREET, Vancouver, BC V5Z 3W9 | Plumbing Permit | Residential | New | Completed | Residential - Two Outside Sump One with Pump one on Gravity >BP: To construct a 2-storey two-family dwelling with 2 secondary suites located in the basement with a detached accessory building (garage) at the rear providing 2 parking spaces and a surface parking having vehicular access from the lane. The entire building to be sprinklered to 2xNFPA 13D. 1. A/C units proposed in rear yard 2. Schedule B P.Eng Yatendra Kumar Sharma (778-863-7076) Structural 3. Schedule B P.Eng Jason Hui ( 778-319-3403)- Geotechnical 4. BC Housing: Kianoosh Farhang Djavid 5. Covenant registered under CA9111492 6. Site located on Peat zone. 7. Rev #1 - Schedule B RCVD for deep foundation using screw piles: Schedule B: Yatendra Kumar Sharma, P. Eng. (778-863-7076) - Structural Schedule B: G. Iulian Crudu, P. Eng. (604-553-4984) - Structural and Geo-technical Note: This is a 2 storey building pursuant to the Zoning and Development By-Law "Combustible projections or roof soffits on an exposing building face shall not project to less than .45m from the property line and shall be in compliance with VBBL 2019 9.10.15.5.(9)" NOTE: To achieve the required FSR a floor space exclusion of 2% has been applied to this application as per section 10.11.1 of the district schedule, to accommodate improved building performance. 2 FD (side/side) + 2 SS. Assigned addressing will be as follows: North Unit (primary) #1-5988 Fremlin St - One Family Dwelling (1st & 2nd floor) #2-5988 Fremlin St - Secondary Suite (basement) South Unit #1-895 W 44th Av - One Family Dwelling (1st & 2nd floor) #2-895 W 44th Av - Secondary Suite (basement) Address and suite numbers assigned as per approved plans for Fire and Emergency response. The address numbers are to be posted to the building to be visible from the street and the suite numbers are to be posted at the suite entries in accordance with the Building By-law prior to final inspection. | East West Excavating Ltd
GP-2022-01649 | 2022-06-01 | 5988 FREMLIN STREET, Vancouver, BC V5Z 3W9 | Gas Permit | Residential | New | Completed | Residential - complete 2 boilers, 2 range tops, 2 bbq and piping only for 2 fireplaces. | Deep Gas Fitting Ltd.
GP-2023-02251 | 2023-07-28 | 5988 FREMLIN STREET, Vancouver, BC V5Z 3W9 | Gas Permit | Residential | New | Completed | Residential - 2x Thermador 36" Gas Cooktop >BP: To construct a 2-storey two-family dwelling with 2 secondary suites | Han Appliances & Refrigeration Ltd
PP-2023-02003 | 2023-06-06 | 5988 FREMLIN STREET, Vancouver, BC V5Z 3W9 | Plumbing Permit | Residential | New | Completed | Residential - install a backflow preventer box for lawn irrigation located near city shut off in front yard | JWU Design Inc
GP-2022-03618 | 2022-11-18 | 5988 FREMLIN STREET, Vancouver, BC V5Z 3W9 | Gas Permit | Residential | New | Completed | Residential - Venting, installation and final hook up of 2 gas fireplaces >BP: To construct a 2-storey two-family dwelling with 2 secondary suites located in the basement with a detached accessory building (garage) at the rear providing 2 parking spaces and a surface parking having vehicular access from the lane. The entire building to be sprinklered to 2xNFPA 13D. 1. A/C units proposed in rear yard 2. Schedule B P.Eng Yatendra Kumar Sharma (778-863-7076) Structural 3. Schedule B P.Eng Jason Hui ( 778-319-3403)- Geotechnical 4. BC Housing: Kianoosh Farhang Djavid 5. Covenant registered under CA9111492 6. Site located on Peat zone. 7. Rev #1 - Schedule B RCVD for deep foundation using screw piles: Schedule B: Yatendra Kumar Sharma, P. Eng. (778-863-7076) - Structural Schedule B: G. Iulian Crudu, P. Eng. (604-553-4984) - Structural and Geo-technical Note: This is a 2 storey building pursuant to the Zoning and Development By-Law "Combustible projections or roof soffits on an exposing building face shall not project to less than .45m from the property line and shall be in compliance with VBBL 2019 9.10.15.5.(9)" | Galaxy Fireplaces Ltd
EP-2022-05734 | 2022-07-07 | 5988 FREMLIN STREET, Vancouver, BC V5Z 3W9 | Electrical Permit | Residential | New | Completed | Installation / Repair - Residential - scurity,intercom,camera,speaker,tel,data,tv, vacuum rough in & completion >BP: To construct a 2-storey two-family dwelling with 2 secondary suites located in the basement with a detached accessory building (garage) at the rear providing 2 parking spaces and a surface parking having vehicular access from the lane. The entire building to be sprinklered to 2xNFPA 13D. 1. A/C units proposed in rear yard 2. Schedule B P.Eng Yatendra Kumar Sharma (778-863-7076) Structural 3. Schedule B P.Eng Jason Hui ( 778-319-3403)- Geotechnical 4. BC Housing: Kianoosh Farhang Djavid 5. Covenant registered under CA9111492 6. Site located on Peat zone. 7. Rev #1 - Schedule B RCVD for deep foundation using screw piles: Schedule B: Yatendra Kumar Sharma, P. Eng. (778-863-7076) - Structural Schedule B: G. Iulian Crudu, P. Eng. (604-553-4984) - Structural and Geo-technical Note: This is a 2 storey building pursuant to the Zoning and Development By-Law "Combustible projections or roof soffits on an exposing building face shall not project to less than .45m from the property line and shall be in compliance with VBBL 2019 9.10.15.5.(9)" NOTE: To achieve the required FSR a floor space exclusion of 2% has been applied to this application as per section 10.11.1 of the district schedule, to accommodate improved building performance. 2 FD (side/side) + 2 SS. | Repel Security Systems Ltd
GP-2023-01169 | 2023-04-06 | 5989 FREMLIN STREET, Vancouver, BC V5Z 3W8 | Gas Permit | Residential | Tenant Improvement | Completed | Residential - Furnace replacement | All West Heating Ltd
EP-2023-03331 | 2023-04-19 | 6009 FREMLIN STREET, Vancouver, BC V5Z 3W8 | Electrical Permit | Residential | New | Issued | Temporary Power - Residential - To provide temporary power. >NOTE: Work authorized by this permit is for placement of a temporary power pole only and does not authorize any site construction and/or excavation. A separate Building Permit will be required prior to commencement of any other work on this site. | 24/6 Electric Ltd
PP-2023-02618 | 2023-07-24 | 6009 FREMLIN STREET, Vancouver, BC V5Z 3W8 | Plumbing Permit | Residential | New | Issued | Residential - 2FD+2SS - One sump with pump and one sump on gravity | East West Excavating 2022 ltd
PP-2023-03422 | 2023-09-26 | 6009 FREMLIN STREET, Vancouver, BC V5Z 3W8 | Plumbing Permit | Residential | New | Issued | Residential - 2FD+2SS - NORTH - 6009 FREMLIN ST - #1 & #2 SOUTH - 6011 FREMLIN ST - #1 & #2 Plumbing >DB: To construct a two-storey two-family dwelling with two secondary suites located in the basement, with a detached accessory building (garage) and open parking space at the rear providing 4 parking spaces, having vehicular access from the lane. Note: This is a 2 storey building pursuant to the Zoning and Development By-Law 1. A/C units proposed in rear yard ***This permit is issued under the VBBL 2019, with updated energy requirements as per bylaw # 12997 effective Jan 01, 2022.*** Combustible projections or roof soffits on an exposing building face shall not project to less than .45m from the property line and shall be in compliance with VBBL 2019 9.10.15.5.(9) The entire building, to be sprinklered to 2 x NFPA 13D. ******THIS PERMIT HAS BEEN ISSUED UNDER THE REQUIREMENTS OF VBBL #12511 (2019)****** | G & D Hayer Plumbing Ltd
MP-2023-01792 | 2023-10-05 | 6009 FREMLIN STREET, Vancouver, BC V5Z 3W8 | Mechanical Permit | NULL | NULL | Issued | NULL | G & D Hayer Plumbing Ltd
EP-2023-10661 | 2023-12-12 | 6009 FREMLIN STREET, Vancouver, BC V5Z 3W8 | Electrical Permit | Residential | New | Issued | Installation / Repair - Residential - ¦ 2FD + 2SS: 2 SEPARATE 200A SERVICES ¦ New construction dwelling unit 200amp to each unit *An approved mechanical permit is required for the installation of air conditioning or heat pump unit before a final electrical inspection will be performed >BP: To construct a two-storey two-family dwelling with two secondary suites located in the basement, with a detached accessory building (garage) and open parking space at the rear providing 4 parking spaces, having vehicular access from the lane. Note: This is a 2 storey building pursuant to the Zoning and Development By-Law 1. A/C units proposed in rear yard 2. Schedule B: Thanh Van le (604.421.3288) Geotechnical 3. Schedule B: Yatendra Kumar Sharma (778.863.7076) Structural 4. HPO: Laneside Homes Ltd ******THIS PERMIT HAS BEEN ISSUED UNDER THE REQUIREMENTS OF VBBL #12511 (2019)****** | Powergen Electric Ltd
EP-2023-10882 | 2023-12-05 | 6009 FREMLIN STREET, Vancouver, BC V5Z 3W8 | Electrical Permit | Residential | New | Issued | Installation / Repair - Residential - Low Voltage Work: Complete Alarm System Plus TV, Data, Cameras & Door Bells >BP: To construct a two-storey two-family dwelling with two secondary suites located in the basement, with a detached accessory building (garage) and open parking space at the rear providing 4 parking spaces, having vehicular access from the lane. Note: This is a 2 storey building pursuant to the Zoning and Development By-Law 1. A/C units proposed in rear yard 2. Schedule B: Thanh Van le (604.421.3288) Geotechnical 3. Schedule B: Yatendra Kumar Sharma (778.863.7076) Structural 4. HPO: Laneside Homes Ltd ******THIS PERMIT HAS BEEN ISSUED UNDER THE REQUIREMENTS OF VBBL #12511 (2019)****** | Armax Integrated Systems Ltd
GP-2023-04141 | 2023-12-21 | 6009 FREMLIN STREET, Vancouver, BC V5Z 3W8 | Gas Permit | Residential | New | Issued | Residential - 4 Ranges & 2 BBq's complete >DB: To construct a two-storey two-family dwelling with two secondary suites located in the basement, with a detached accessory building (garage) and open parking space at the rear providing 4 parking spaces, having vehicular access from the lane. | G & D Hayer Plumbing Ltd
SP-2023-02273 | 2023-12-18 | 6009 FREMLIN STREET, Vancouver, BC V5Z 3W8 | Sprinkler Permit | Residential | New | Issued | Residential - NEW HOME >BP: To construct a two-storey two-family dwelling with two secondary suites located in the basement, with a detached accessory building (garage) and open parking space at the rear providing 4 parking spaces, having vehicular access from the lane. Note: This is a 2 storey building pursuant to the Zoning and Development By-Law 1. A/C units proposed in rear yard 2. Schedule B: Thanh Van le (604.421.3288) Geotechnical 3. Schedule B: Yatendra Kumar Sharma (778.863.7076) Structural 4. HPO: Laneside Homes Ltd | SBMS Construction Ltd
MP-2024-00074 | 2024-01-16 | 6009 FREMLIN STREET, Vancouver, BC V5Z 3W8 | Mechanical Permit | NULL | NULL | Issued | NULL | Ultra Mechanical Ltd
GP-2022-01408 | 2022-05-10 | 2224 GARDEN DRIVE, Vancouver, BC V5N 4X2 | Gas Permit | Residential | New | Completed | Residential - To install 2 boiler 2 range 1 bbq There is piping for 2 range and bbq | JOT MECHANICAL LTD
GP-2022-01104 | 2022-04-11 | 2236 GARDEN DRIVE, Vancouver, BC V5N 4X2 | Gas Permit | Residential | New | Completed | Residential - Gas fireplace installation | 496302 BC Ltd
GP-2024-00079 | 2024-01-10 | 2236 GARDEN DRIVE, Vancouver, BC V5N 4X2 | Gas Permit | Residential | Renovation | Completed | Residential - hwt re&re | Ferenc Nagy
GP-2023-01509 | 2023-05-09 | 2236 GARDEN DRIVE, Vancouver, BC V5N 4X2 | Gas Permit | Residential | Addition | Completed | Residential - re and re gas range | Christopher Sterling
GP-2023-01046 | 2023-03-25 | 2256 GARDEN DRIVE, Vancouver, BC V5N 4X2 | Gas Permit | Residential | Renovation - Dwelling Unit(s) only | Completed | Residential - R&R Furnace replacement | General Heating Ltd
SP-2022-00496 | 2022-08-16 | 950 GILFORD STREET, Vancouver, BC V6G 2N7 | Sprinkler Permit | Commercial | Addition | Completed | Commercial - For sprinkler system alterations to the 2019 VBBL, NFPA 13, 2013 and NFPA 14, 2013 for the retroactive installation of a WATTS series 757 - 3" DCVA. Notes: 1. Fire protection Engineer of record Liang Yadim Castillo P.Eng. of NWSC T: 7787076797 E: info@nwsprinkler.com 2. Separate permit and documents required for any electrical or fire alarm related work. | H20 Fire Systems Ltd
EP-2023-00529 | NULL | 1010 GILFORD STREET, Vancouver, BC V6G 2N9 | Electrical Permit | Residential | Addition | Applicant Revisions | Installation / Repair - Residential - outside parking, pull #8 wires and piping from the electrical room to the outside parking to install one dual EV charger, max 32 amp, two circuit | LK Electrical LTD
SP-2022-00670 | 2022-05-09 | 1025 GILFORD STREET, Vancouver, BC V6G 2P2 | Sprinkler Permit | Commercial | Tenant Improvement | Completed | Commercial - For sprinkler system alterations to the 2019 VBBL, NFPA 13, 2013 and NFPA 14, 2013 for the retroactive installation of a DCVA on the existing fire protection system in this existing building. Notes: 1. Fire protection Engineer of record Tian Cai P. Eng. of TC Engineering LTd. T: (604) 475-7733 2. One set of approved drawings and permit to be available for viewing at the jobsite. 3. Separate permit and documents required for any electrical or fire alarm related work. ***If the building is equipped with a fire alarm system the DCVA must be monitored by the fire alarm system.*** | Elite Sprinkler Systems Ltd
PP-2023-01864 | 2023-08-21 | 1025 GILFORD STREET, Vancouver, BC V6G 2P2 | Plumbing Permit | Commercial | Tenant Improvement | Completed | Commercial - Repipe of Vertical and Horizontal Main Lines only | BMS Plumbing & Mechanical Systems Ltd
PP-2023-04286 | 2024-01-24 | 1075 GILFORD STREET, Vancouver, BC V6G 2P3 | Plumbing Permit | Commercial | Addition | Issued | Commercial - Install new DCVA on the main water line for the premises CROSS CONNECTION - LTR UPLOADED | Canada West Plumbing & Heating Ltd
SP-2021-01294 | 2022-02-15 | 1122 GILFORD STREET, Vancouver, BC V6G 2P5 | Sprinkler Permit | Residential | Renovation | Completed | Residential - add 3 new watts 757 DCVA | Five Star Fire Protection Ltd
PP-2023-02907 | 2023-08-17 | 1122 GILFORD STREET, Vancouver, BC V6G 2P5 | Plumbing Permit | Commercial | Addition | Issued | Commercial - Installation of Pool backflow device in mechanical room. (not due to CCC inspections) | Canadian Plumbing Systems Ltd.
EP-2023-02612 | 2023-07-05 | 1122 GILFORD STREET, Vancouver, BC V6G 2P5 | Electrical Permit | Residential | Renovation | Completed | Installation / Repair - Residential - Install branch circuit to provide electrical connection for (2) dual Level 2 CT 4000 Wall mounted charge point electric vehicle chargers. Input current is 32A. Existing installation for the site had already installed 200A disconnect dedicated for car charging stations, and all calculations would have been included under the previous permit application, calculations, and installation. This permit application is just for the installation of the charging station equipment, now that budget allows for what the owner had already planned for. | Plan Group Inc
EP-2023-08115 | 2023-09-19 | 1154 GILFORD STREET, Vancouver, BC V6G 2P6 | Electrical Permit | Commercial | Tenant Improvement | Issued | Installation / Repair - Commercial - Modification of existing fire alarm system triggered by the automatic elevator recall as per VBBL Bulletin 2018-004-BU/EL and B44-16 (as referenced in VBBl-2019) as follows: · The existing addressable single stage notifier fire alarm system to be expanded to suit the automatic emergency elevator recall function. ? Existing smoke detectors will be reprogrammed for elevator recall function. Provide (1) new smoke detector in the basement and (1) new smoke detector at the top of elevator shaft. · Provide new fused disconnects for the elevator controller and cab light. · Provide new #6 ground wire. · Provide new telephone line to elevator machine room. · Provide & new addressable relays in elevator machine room. · Replacement of existing receptacles with new GFCI type in elevator machine room and pit. · Replacement of existing lights with new vapour-proof LED type fixtures in the elevator machine room & pit. · Verification of the fire alarm system in conformance with CAN/ULC S537. >BP: Elevator modernization and voluntary fire alarm upgrade to this existing Municipally designated heritage A hotel building on this site. | Action Electric Ltd
GP-2022-00038 | 2022-01-11 | 3872 GLEN DRIVE, Vancouver, BC V5V 4T1 | Gas Permit | Residential | Tenant Improvement | Completed | Residential - installing water heater | Gandy Installations Ltd
EP-2023-10367 | 2023-11-20 | 2195 GRANT STREET, Vancouver, BC V5L 2Z5 | Electrical Permit | Residential | Renovation | Completed | Installation / Repair - Residential - Panel upgrade. (No change to service.) New dryer circuit. | EVANSON ELECTRIC LTD
EP-2022-04446 | 2022-05-27 | 2228 GRANT STREET, Vancouver, BC V5L 2Z7 | Electrical Permit | Residential | Renovation | Completed | Installation / Repair - Residential - install pot lights, add new kitchen circuits, add smoke detectors >BP: Interior alterations to provide improvements to this existing two storey plus basement one family dwelling on this site. Scope of work includes: - New interior stairs to the basement - change of layout in the basement - Electrical and mechanical work - Kitchen renovation on the ground floor - Existing stairs to the upper floor upgraded Ok for field review as per Kirat Kang - March 28, 2022 Letter of assurance provided by: Schedule B (Structural): SHi, Li Qing, 778-772-7508 ** Amend 09/23/2022** Heat pump has been added to scope Amend: Nov 28, 2022 see load calc including heat pump as requested by the inspector | Pacific Storm Power and Electrical Services Ltd
PP-2022-01939 | 2022-06-07 | 2228 GRANT STREET, Vancouver, BC V5L 2Z7 | Plumbing Permit | Residential | Renovation | Completed | Residential - Partial/Minor Plumbing Renovation >BP: Interior alterations to provide improvements to this existing two storey plus basement one family dwelling on this site. Scope of work includes: - New interior stairs to the basement - change of layout in the basement - Electrical and mechanical work - Kitchen renovation on the ground floor - Existing stairs to the upper floor upgraded Ok for field review as per Kirat Kang - March 28, 2022 Letter of assurance provided by: Schedule B (Structural): SHi, Li Qing, 778-772-7508 | Kalsi Plumbing Services Ltd
MP-2023-00219 | 2023-02-16 | 2228 GRANT STREET, Vancouver, BC V5L 2Z7 | Mechanical Permit | NULL | NULL | Completed | NULL | 1236318 BC Ltd DBA Aquatech Vancouver
NULL | NULL | 2228 GRANT STREET, Vancouver, BC V5L 2Z7 | Gas Permit | Residential | Addition | Draft | Residential - re-inspection of the water heater | NULL
GP-2023-00229 | 2023-01-19 | 2228 GRANT STREET, Vancouver, BC V5L 2Z7 | Gas Permit | Residential | Addition | Completed | Residential - TO CONTINUE WORK STARTED BY OTHERS (GP-2022-02155) re-inspection of the water heater >Interior alterations to provide improvements to this existing two storey plus basement one family dwelling on this site. Scope of work includes: - New interior stairs to the basement - change of layout in the basement - Electrical and mechanical work - Kitchen renovation on the ground floor - Existing stairs to the upper floor upgraded Ok for field review as per Kirat Kang - March 28, 2022 Letter of assurance provided by: Schedule B (Structural): SHi, Li Qing, 778-772-7508 Revision #1 Change the layout of the basement to resemble the existing floorplan, replace the window in the kitchen, adjust the structure of the stairs to the structural engineer's recommendations, and build a new 2x6 wall instead of the 2x4 underneath the existing beam in the basement, and demolish the basement bathroom to remain unfinished | Star Heating and Cooling Ltd.
GP-2022-02155 | 2022-07-22 | 2228 GRANT STREET, Vancouver, BC V5L 2Z7 | Gas Permit | Residential | Renovation | Completed | Residential - Relocate stove and hot water tank Interior alterations to provide improvements to this existing two storey plus basement one family dwelling on this site. Scope of work includes: - New interior stairs to the basement - change of layout in the basement - Electrical and mechanical work - Kitchen renovation on the ground floor - Existing stairs to the upper floor upgraded | Kalsi Plumbing Services Ltd
EP-2022-06515 | 2022-08-04 | 2228 GRANT STREET, Vancouver, BC V5L 2Z7 | Electrical Permit | Residential | Renovation | Completed | Installation / Repair - Residential - *****HOMEOWNER PERMIT****** Low voltage CAT6 cable to be ran to multiple rooms within the house by the homeowner Chad Pickel. The cables will be ran away from other higher voltage electrical lines, and mounted using separate single-gang boxes. No other electrical work is being conducted by the homeowner Chad Pickel, as a certified electrician will be performing all other electrical work under EP-2022-04446. CAT6 Specifications: 23AWG Soldi Bare Copper Conductors Colour Coded to T1A/ANSI Standards ETL Certified to TIA 568-C.2 CAT 6 Standards >BP: Interior alterations to provide improvements to this existing two storey plus basement one family dwelling on this site. Scope of work includes: - New interior stairs to the basement - change of layout in the basement - Electrical and mechanical work - Kitchen renovation on the ground floor - Existing stairs to the upper floor upgraded Ok for field review as per Kirat Kang - March 28, 2022 Letter of assurance provided by: Schedule B (Structural): SHi, Li Qing, 778-772-7508 | NULL
GP-2022-03935 | 2022-12-09 | 2291 GRANT STREET, Vancouver, BC V5L 2Z6 | Gas Permit | Residential | Renovation | Completed | Residential - gas furnace install | ROMA Heating Ltd
EP-2022-02139 | 2022-03-17 | 1580 HARO STREET, Vancouver, BC V6G 1G6 | Electrical Permit | Commercial | Addition | Completed | Installation / Repair - Commercial - Upgrade existing Silent Knight panel. No mag locks. | PALADIN TECHNOLOGIES INC
EP-2023-00822 | 2023-03-09 | 1580 HARO STREET, Vancouver, BC V6G 1G6 | Electrical Permit | Commercial | Addition | Completed | Installation / Repair - Commercial - Installation of a 100amp panel and 2x 40amp EV chargers. EV chargers to be installed outside; supplied by client. Incoming system to building is 120/208 3 phase 400amp. The house panel has 200amps and more than enough capacity now. | Whitley Electric Ltd
PP-2023-04282 | 2023-12-08 | 1580 HARO STREET, Vancouver, BC V6G 1G6 | Plumbing Permit | Commercial | Renovation | Completed | Commercial - Install backflow preventer for irrigation connection. | Vancouver Backflow Testing Ltd
PP-2023-02577 | 2023-07-20 | 1610 HARO STREET, Vancouver, BC V6G 1G7 | Plumbing Permit | Commercial | Tenant Improvement | Completed | Commercial - INSTALL OF 2 BACKFLOWS. ONE ON THE BOILER FEED THE OTHER ON THE PREMISE ISOLATION | Hillcrest Plumbing & Heating (1967) Ltd
PP-2022-04498 | 2022-12-16 | 1620 HARO STREET, Vancouver, BC V6G 1G7 | Plumbing Permit | Commercial | Renovation | Completed | Commercial - Installation of 2 backflow assemblies. This application is made as a result of a CoV Cross Connection Inspection report. Both located in the Boiler Room, Letter from Engineer has been uploaded | Vancouver Backflow Testing Ltd
PP-2023-03637 | 2023-10-16 | 1623 HARO STREET, Vancouver, BC V6G 1G8 | Plumbing Permit | Commercial | Addition | Issued | Commercial - Install premise isolation backflow device at incoming domestic water in boiler room. Test backflow after installation | Perfect Grade Plumbing & Heating Inc
PP-2022-00782 | 2022-03-10 | 1629 HARO STREET, Vancouver, BC V6G 1G8 | Plumbing Permit | Commercial | Renovation - Dwelling Unit(s) only | Completed | Commercial - UNIT #301 - Will be replacing the bathtub and shower diverter mixing valve with new. Will also be replacing the toilet, the lavatory faucet and sink, the kitchen faucet and sink and installing a new dishwasher. The location of these fixtures will not change from the original location. Interior alterations only to provide upgrades to the kitchen and bathroom at this existing residential dwelling unit on the 3rd Floor at this existing multiple dwelling building (rental) on this site. Scope of work includes: fire stopping were applicable, millwork/finishes, plumbing and electrical work. | Salvatore Borello
EP-2022-00765 | 2022-02-02 | 1629 HARO STREET, Vancouver, BC V6G 1G8 | Electrical Permit | Residential | Renovation - Dwelling Unit(s) only | Completed | Installation / Repair - Residential - new panel service wont be affected, new kitchen circuits, new plugs switches and lights also new smoke detector in bedroom #301 Interior alterations only to provide upgrades to the kitchen and bathroom at this existing residential dwelling unit on the 3rd Floor at this existing multiple dwelling building (rental) on this site. Scope of work includes: fire stopping were applicable, millwork/finishes, plumbing and electrical work. | Vancouver Telectric Services Ltd
PP-2022-04393 | 2022-12-09 | 1636 HARO STREET, Vancouver, BC V6G 1G7 | Plumbing Permit | Residential | Renovation | Completed | Residential - install 2inch DCVA backflow on incoming domestic water in Building mechanical room as per City of Vancouver requirements. Install Vacumm breakers on hose bibs. | Mainland Plumbing & Heating
EP-2023-10559 | 2023-12-04 | 1650 HARO STREET, Vancouver, BC | Electrical Permit | Commercial | Addition | Issued | Installation / Repair - Commercial - Installation of three new outlets for appliance and general usage. Three teck cable runs to the electrical panel, and three breaker installations. | Houle Electric Limited
EP-2022-01973 | 2022-03-21 | 1655 HARO STREET, Vancouver, BC V6G 1G9 | Electrical Permit | Residential | Renovation | Completed | Installation / Repair - Residential - - #302 structural work will consist of us cutting a channel out of the the drywall so we can drill though the wooden studs to run our loomex wiring. to our electrical device boxes. all this work will be carried out in the kitchen area to upgrade the electrical receptacles in the kitchen counter from 15amp to 20amp. Installation / Repair - Residential - updating 2 existing kitchen 15amp receptacles to 20amp receptacles installing a new 20amp counter receptacle beside stove because countertop longer than 300mm installing hood fan/microwave receptacle above stove Replacing old fuse plug panel with new homeline panel insert | Optus Power Ltd
EP-2022-01974 | 2022-03-21 | 1655 HARO STREET, Vancouver, BC V6G 1G9 | Electrical Permit | Residential | Renovation | Completed | Installation / Repair - Residential - #308 Installation / Repair - Residential - updating 2 existing kitchen 15amp receptacles to 20amp receptacles installing a new 20amp counter receptacle beside stove because countertop longer than 300mm Install dedicated fridge 15amp receptacle installing hood fan/microwave receptacle above stove Replacing old fuse plug panel with new homeline panel insert | Optus Power Ltd
EP-2022-01972 | 2022-03-10 | 1655 HARO STREET, Vancouver, BC V6G 1G9 | Electrical Permit | Residential | Renovation | Completed | Installation / Repair - Residential - #301 Residential - updating 2 existing kitchen 15amp receptacles to 20amp receptacles installing a new 20amp counter receptacle beside stove because countertop longer than 300mm Install new dedicated 15amp receptacle for fridge installing hood fan/microwave receptacle above stove Replacing old fuse plug panel with new homeline panel insert | Optus Power Ltd
EP-2022-01940 | 2022-03-15 | 1655 HARO STREET, Vancouver, BC V6G 1G9 | Electrical Permit | Residential | Renovation | Completed | Installation / Repair - Residential - updating 2 existing kitchen 15amp receptacles to 20amp receptacles installing a new 20amp counter receptacle beside stove because countertop longer than 300mm installing hood fan/microwave receptacle above stove Replacing old fuse plug panel with new homeline panel insert -Service is staying in the same place and is also not increasing. it is just swapping out the old fuse plug panels with a new circuit breaker panel. service wires are staying the same. its just updating with new guts of the panel. | Optus Power Ltd
EP-2022-01941 | 2022-03-15 | 1655 HARO STREET, Vancouver, BC V6G 1G9 | Electrical Permit | Residential | Renovation | Completed | Installation / Repair - Residential - updating 2 existing kitchen 15amp receptacles to 20amp receptacles installing a new 20amp counter receptacle beside stove because countertop longer than 300mm installing hood fan/microwave receptacle above stove Replacing old fuse plug panel with new homeline panel insert | Optus Power Ltd
EP-2022-01942 | 2022-03-15 | 1655 HARO STREET, Vancouver, BC V6G 1G9 | Electrical Permit | Residential | Renovation | Completed | Installation / Repair - Residential - updating 2 existing kitchen 15amp receptacles to 20amp receptacles installing a new 20amp counter receptacle beside stove because countertop longer than 300mm installing hood fan/microwave receptacle above stove Replacing old fuse plug panel with new homeline panel insert | Optus Power Ltd
EP-2022-03280 | 2022-04-28 | 1655 HARO STREET, Vancouver, BC V6G 1G9 | Electrical Permit | Residential | Renovation | Completed | Installation / Repair - Residential - updating 2 existing kitchen 15amp receptacles to 20amp receptacles installing a new 20amp counter receptacle beside stove because countertop longer than 300mm installing hood fan/microwave receptacle above stove Replacing old fuse plug panel with new homeline panel insert in same location in same panel tub as old fuse panel. >BP: Unit #704 Interior alterations to renovate the bathroom in Unit #704 in this existing multiple dwelling building on this site. OK for Field Review per J.Bal - April 6,2022 Energy upgrade exempt: re & re | Optus Power Ltd
EP-2022-03282 | 2022-04-28 | 1655 HARO STREET, Vancouver, BC V6G 1G9 | Electrical Permit | Residential | Renovation | Completed | Installation / Repair - Residential - Checking and making sure units electrical wiring is up to current code requirements. >BP: 708 Interior alterations to renovate the bathroom in unit #708 on this existing multiple dwelling building on this site. CF-2022-001137 OK for Field Review per H. Chow March 16, 2022 Energy upgrade exempt: re & re | Optus Power Ltd
EP-2022-03283 | 2022-05-02 | 1655 HARO STREET, Vancouver, BC V6G 1G9 | Electrical Permit | Residential | Renovation | Completed | Installation / Repair - Residential - Checking and making sure units electrical wiring is up to current code requirements. (CF-2022-001137) | Optus Power Ltd
EP-2022-03284 | 2022-04-27 | 1655 HARO STREET, Vancouver, BC V6G 1G9 | Electrical Permit | Residential | Renovation | Completed | Installation / Repair - Residential - Checking and making sure units electrical wiring is up to current code requirements. >BP: #703 Interior alterations to renovate the bathroom in unit #703 on this existing multiple dwelling building on this site. OK for Field Review per J. Bal April 5, 2022 Energy upgrade exempt: re & re | Optus Power Ltd
EP-2022-03281 | 2022-04-27 | 1655 HARO STREET, Vancouver, BC V6G 1G9 | Electrical Permit | Residential | Renovation | Completed | Installation / Repair - Residential - updating 2 existing kitchen 15amp receptacles to 20amp receptacles installing a new 20amp counter receptacle beside stove because countertop longer than 300mm installing hood fan/microwave receptacle above stove Replacing old fuse plug panel with new homeline panel insert in same location in same panel tub as old fuse panel. No Structural work being done. >BP: Interior alterations to renovate the bathroom in Unit #1103 in this existing multiple dwelling building on this site. OK for Field Review per J.Bal - April 6,2022 Energy upgrade exempt: re & re | Optus Power Ltd
PP-2022-02009 | 2022-06-20 | 1655 HARO STREET, Vancouver, BC V6G 1G9 | Plumbing Permit | Residential | Renovation | Completed | Residential - Replacing the bathtub, diverter, kitchen sink, bathroom sink, new drains, possibly moving the kitchen sink few feet from the original place. Unit #501 Interior alterations to renovate the bathroom in Unit #501 on the 5th floor of this existing multiple dwelling building on this site. Energy upgrade exempt: re & re | Aquafirst Plumbing and Heating Inc
PP-2022-02008 | 2022-06-15 | 1655 HARO STREET, Vancouver, BC V6G 1G9 | Plumbing Permit | Residential | Renovation | Completed | Residential - Replacing the bathtub and diverter. Changing the kitchen sink and bathroom sink and faucets, new drains. | Aquafirst Plumbing and Heating Inc
EP-2022-04986 | 2022-06-17 | 1655 HARO STREET, Vancouver, BC V6G 1G9 | Electrical Permit | Residential | Renovation | Completed | Installation / Repair - Residential - updating 2 existing kitchen 15amp receptacles to 20amp receptacles installing installing hood fan/microwave receptacle above stove Replacing old fuse plug panel with new homeline panel insert in same location. no amperage upgrade, in same panel tub as old fuse panel. No structural work being done. >BP: Unit #501 Interior alterations to renovate the bathroom in Unit #501 on the 5th floor of this existing multiple dwelling building on this site. | Optus Power Ltd
PP-2022-01403 | 2022-04-26 | 1655 HARO STREET, Vancouver, BC V6G 1G9 | Plumbing Permit | Commercial | Renovation | Completed | Commercial - SUITE #704 Just moving the kitchen sink from one wall to another. Have to change the water lines, the P-trap and trap arm. No changes to do on the fixture drain. Unit #704 Interior alterations to renovate the bathroom in Unit #704 in this existing multiple dwelling building on this site. AMEND: MAY 3/2022 Add one bathtub and diverter replacement to this permit. | Aquafirst Plumbing and Heating Inc
EP-2022-04081 | 2022-05-19 | 1655 HARO STREET, Vancouver, BC V6G 1G9 | Electrical Permit | Residential | Renovation | Completed | Installation / Repair - Residential - updating 2 existing kitchen 15amp receptacles to 20amp receptacles installing installing hood fan/microwave receptacle above stove Replacing old fuse plug panel with new homeline panel insert in same location. no amperage upgrade, in same panel tub as old fuse panel. No structural work being done. | Optus Power Ltd
EP-2022-03950 | 2022-05-13 | 1655 HARO STREET, Vancouver, BC V6G 1G9 | Electrical Permit | Residential | Renovation | Completed | Installation / Repair - Residential - Checking and making sure units electrical wiring is up to current code requirements. >BP: Unit #402 Interior alterations to renovate the bathroom in Unit #402 in this existing multiple dwelling building on this site. OK for Field Review per J.Bal - April 6,2022 Energy upgrade exempt: re & re | Optus Power Ltd
EP-2022-03951 | 2022-05-13 | 1655 HARO STREET, Vancouver, BC V6G 1G9 | Electrical Permit | Residential | Renovation | Completed | Installation / Repair - Residential - Checking and making sure units electrical wiring is up to current code requirements. >BP: #404 Interior alterations to renovate the bathroom in unit #404 on this existing multiple dwelling building on this site. CF-2022-001137 OK for Field Review per K. Vogt March 17, 2022 Energy upgrade exempt: re & re | Optus Power Ltd
EP-2022-03952 | 2022-05-13 | 1655 HARO STREET, Vancouver, BC V6G 1G9 | Electrical Permit | Residential | Renovation | Completed | Installation / Repair - Residential - Checking and making sure units electrical wiring is up to current code requirements. | Optus Power Ltd
PP-2022-04413 | 2022-12-12 | 1655 HARO STREET, Vancouver, BC V6G 1G9 | Plumbing Permit | Commercial | Renovation | Completed | Commercial - Replacing the tub and diverter, bathroom sink and the kitchen sink. The kitchen sink will be moved to another wall, but will use the same drainage pipe. The water lines will move few feet away from the original location >BP: Unit #905 Interior alterations to renovate the bathroom in Unit #905 on the 9th floor of this existing multiple dwelling building on this site. Energy upgrade exempt: re & re | Aquafirst Plumbing and Heating Inc
EP-2022-10464 | 2022-12-12 | 1655 HARO STREET, Vancouver, BC V6G 1G9 | Electrical Permit | Residential | Renovation | Completed | Installation / Repair - Residential - updating 2 existing kitchen 15amp receptacles to 20amp receptacles installing installing hood fan/microwave receptacle above stove Replacing old fuse plug panel with new homeline panel insert in same location. no amperage upgrade, in same panel tub as old fuse panel. No structural work being done. >BP: Unit #905 Interior alterations to renovate the bathroom in Unit #905 on the 9th floor of this existing multiple dwelling building on this site. Energy upgrade exempt: re & re | Optus Power Ltd
EP-2022-06534 | 2022-08-04 | 1655 HARO STREET, Vancouver, BC V6G 1G9 | Electrical Permit | Residential | Renovation - Dwelling Unit(s) only | Completed | Installation / Repair - Residential - updating 2 existing kitchen 15amp receptacles to 20amp receptacles installing installing hood fan/microwave receptacle above stove Replacing old fuse plug panel with new homeline panel insert in same location. no amperage upgrade, in same panel tub as old fuse panel. No structural work being done. >BP: Interior alterations to renovate the bathroom in this unit #306 on the 3rd floor of this existing multiple dwelling building. Okay for DTI processing by Jamie Zhang. | Optus Power Ltd
PP-2022-02653 | 2022-08-02 | 1655 HARO STREET, Vancouver, BC V6G 1G9 | Plumbing Permit | Residential | Renovation - Dwelling Unit(s) only | Completed | Residential - Replacing the bathtub and shower valve kit Unit 306-3RD Floor Interior alterations to renovate the bathroom in this unit #306 on the 3rd floor of this existing multiple dwelling building. | Aquafirst Plumbing and Heating Inc
PP-2023-02775 | 2023-08-04 | 1655 HARO STREET, Vancouver, BC V6G 1G9 | Plumbing Permit | Commercial | Renovation | Completed | Commercial - UNIT #508 - Replacing the tub and the diverter. Moving the kitchen sink to another wall. >BP: #508 Interior alterations to renovate the bathroom in this unit #508 on the 5th floor of this existing multiple dwelling building. | Aquafirst Plumbing and Heating Inc
EP-2023-06999 | 2023-08-03 | 1655 HARO STREET, Vancouver, BC V6G 1G9 | Electrical Permit | Commercial | Renovation - Dwelling Unit(s) only | Completed | Installation / Repair - Commercial - Updating 2 existing kitchen 15amp receptacles to 20amp receptacles. Installing a new 20amp counter receptacle beside stove because countertop longer than 300mm. Install new dedicated 15amp receptacle for fridge. Installing hood fan/microwave receptacle above stove. Replacing old fuse plug panel with new homeline panel insert. #508 Interior alterations to renovate the bathroom in this unit #508 on the 5th floor of this existing multiple dwelling building. ** Amend 08/10/2023** Uploaded Asbestos Document for Unit 508 | Optus Power Ltd
EP-2023-05612 | 2023-06-23 | 1655 HARO STREET, Vancouver, BC V6G 1G9 | Electrical Permit | Commercial | Renovation - Dwelling Unit(s) only | Completed | Installation / Repair - Commercial - Updating 2 existing kitchen 15amp receptacles to 20amp receptacles. Installing a new 20amp counter receptacle beside stove because countertop longer than 300mm. Install new dedicated 15amp receptacle for fridge. Installing hood fan/microwave receptacle above stove Replacing old fuse plug panel with new homeline panel insert. >BP: #305 Interior alterations to renovate the bathroom in this unit #305 on the 3rd floor of this existing multiple dwelling building. | Optus Power Ltd
PP-2023-01577 | 2023-05-04 | 1655 HARO STREET, Vancouver, BC V6G 1G9 | Plumbing Permit | Commercial | Renovation | Completed | Commercial - Unit #102. Replacing the tub and the diverter >BP: Unit #102 Interior alterations to renovate the bathroom of this existing dwelling unit #102 on the ground floor of this existing multiple dwelling building on this site. | Aquafirst Plumbing and Heating Inc
PP-2023-02083 | 2023-06-28 | 1655 HARO STREET, Vancouver, BC V6G 1G9 | Plumbing Permit | Commercial | Renovation - Dwelling Unit(s) only | Completed | Commercial - UNIT #305 - Replacing the tub and diverter, moving the kitchen sink few feet away from the original place. Moving the waterlines for the kitchen sink. >BP: #305 Interior alterations to renovate the bathroom in this unit #305 on the 3rd floor of this existing multiple dwelling building. | Aquafirst Plumbing and Heating Inc
PP-2023-00671 | 2023-03-01 | 1655 HARO STREET, Vancouver, BC V6G 1G9 | Plumbing Permit | Commercial | Renovation | Completed | Commercial - Replacing the bath tub and shower valve >BP: To alter the interior of suite #100 on the ground floor of this existing multiple dwelling building to renovate the bathroom. | Aquafirst Plumbing and Heating Inc
EP-2023-02875 | 2023-04-17 | 1655 HARO STREET, Vancouver, BC V6G 1G9 | Electrical Permit | Residential | Renovation | Completed | Installation / Repair - Residential - Updating Kitchen. updating and adding kitchen receptacles to 20amp receptacles. Installing hood fan/microwave receptacle above stove. Replacing old fuse panel with new homeline panel insert in same location. No amperage upgrade, in same panel tub as old fuse panel. No structural work being done. AMEND: MAY 4/2023 Can you please attach building permit on to this permit for Unit 102 1655 Haro st please. BP-2023-01431 | Optus Power Ltd
EP-2023-03110 | 2023-04-13 | 1655 HARO STREET, Vancouver, BC V6G 1G9 | Electrical Permit | Residential | Renovation - Dwelling Unit(s) only | Completed | Installation / Repair - Residential - Updating Kitchen.Install kitchen receptacles to 20amp receptacles. Island dedicated 20amp receptacle and dedicated circuit for fridge and hood fan/microwave receptacle above stove. remove existing 60amp suite feed out of the house panel and install it with new service for suite. Original panel will stay in same location. Main electrical room will be installing a new meter base and disconnect for suite. No structural work being done. island receptacle has an existing 3/4 emt pipe that will be reused. >BP: To alter the interior of suite #100 on the ground floor of this existing multiple dwelling building to renovate the bathroom. OK for DTI as per A.Patterson, Feb 22/23. | Optus Power Ltd
PP-2023-01508 | 2023-04-28 | 1655 HARO STREET, Vancouver, BC V6G 1G9 | Plumbing Permit | Commercial | Renovation | Completed | Commercial - Replacing the bathtub and diverter >BP: Interior alteration to provide improvement to Unit #802 on the 8th Floor of the existing multiple dwelling building on this site. Scope of work includes replacing bathtub, remove existing drywall and tile from around the bathtub. Install new drywall and wall tile on the walls around the bathtub. All walls will remain in the same location with no change to the layout of framing. | Aquafirst Plumbing and Heating Inc
EP-2023-03403 | 2023-04-19 | 1655 HARO STREET, Vancouver, BC V6G 1G9 | Electrical Permit | Residential | Renovation | Completed | Installation / Repair - Residential - Updating Kitchen: install kitchen receptacles to 20amp receptacles, hood fan/microwave receptacle above stove. Replacing old fuse panel with new homeline panel insert in same location. No amperage upgrade, in same panel tub as old fuse panel. No structural work being done. >>>>> Amend: May 5th, 2023 -Please add to location description. Unit 802. Please add building permit number to this application for unit 802 1655 haro st. BP-2023-01365 -Interior alteration to provide improvement to Unit #802 on the 8th Floor of the existing multiple dwelling building on this site. Scope of work includes replacing bathtub, remove existing drywall and tile from around the bathtub. Install new drywall and wall tile on the walls around the bathtub. All walls will remain in the same location with no change to the layout of framing. Ok for field review as per L.King - April 24, 2023 - DBI to determine the detail for the tub drain at washroom and section detail on wall with tile and tub to be provided. | Optus Power Ltd
PP-2022-03924 | 2022-11-01 | 1671 HARO STREET, Vancouver, BC V6G 1G8 | Plumbing Permit | Commercial | Renovation | Completed | Commercial - Backflow installation Double check valve assembly for building isolation | Reid Brothers Plumbing & Heating Ltd
PP-2023-00655 | 2023-02-24 | 1717 HARO STREET, Vancouver, BC V6G 1H1 | Plumbing Permit | Commercial | Addition | Completed | Commercial - To install premise isolation 2 inch double check valve assembly | Langara Mechanical Plumbing & Heating Ltd
EP-2022-01374 | NULL | 6792 GRANVILLE STREET, Vancouver, BC V6P 4X2 | Electrical Permit | Commercial | New | Withdrawn | Temporary Power - Commercial - To provide temporary power. | 0777792 BC Ltd
EP-2022-00556 | 2022-01-27 | 6792 GRANVILLE STREET, Vancouver, BC V6P 4X2 | Electrical Permit | Commercial | Addition | Expired | Temporary Power - Commercial - To provide temporary power. Valid: Oct. 27, 2021 - Oct. 26, 2022 expired EP-2020-07776 | Ino-Tek Electric Ltd.
PP-2022-00342 | 2022-02-02 | 7030 GRANVILLE STREET, Vancouver, BC V6P 4X7 | Plumbing Permit | Residential | New | Issued | Residential - 1FD+SS - #1 & #2 - outside sump To construct a 2 storey + basement one-family dwelling with a secondary suite located in the basement. Note: Parking for this site provided under LWH DB-2021-01000 Note: This is a 2 storey building pursuant to the Zoning and Development By-Law 1- Covenant registered at the Land Title Office under CA9235157 2- No strata titling permitted 3- No proposed bar sink 4- No A/C unit proposed | J B Siteworks Inc
GP-2022-01646 | 2022-06-05 | 7030 GRANVILLE STREET, Vancouver, BC V6P 4X7 | Gas Permit | Residential | New | Issued | Residential - GAS WORKS | Lucky Five Eight Plumbing & Heating Ltd
PP-2022-01822 | 2022-06-07 | 7030 GRANVILLE STREET, Vancouver, BC V6P 4X7 | Plumbing Permit | Residential | New | Issued | Residential - new plumbing works To construct a 2 storey + basement one-family dwelling with a secondary suite located in the basement. Note: This is a 2 storey building pursuant to the Zoning and Development By-Law 1- Covenant registered at the Land Title Office under CA9235157 2- No strata titling permitted 3- No proposed bar sink 4- No A/C unit proposed 5- Schedule B: Dr Z. Zhao P.Eng (604-526-1305) Structural & Geotechnical 4- HPO: Residential Builder- Buildart Development Ltd. | Lucky Five Eight Plumbing & Heating Ltd
EP-2022-01640 | 2022-03-01 | 7030 GRANVILLE STREET, Vancouver, BC V6P 4X7 | Electrical Permit | Residential | New | Completed | Installation / Repair - Residential - Installation works for a New One Family Dwelling &2nd suite >BP: To construct a 2 storey + basement one-family dwelling with a secondary suite ($898,727.00) located in the basement. Note: Parking for this site provided under LWH DB-2021-01000 Note: This is a 2 storey building pursuant to the Zoning and Development By-Law 1- Covenant registered at the Land Title Office under CA9235157 2- No strata titling permitted 3- No proposed bar sink 4- No A/C unit proposed 5- Schedule B: Dr Z. Zhao P.Eng (604-526-1305) Structural & Geotechnical 4- HPO: Residential Builder- Buildart Development Ltd. ****residential projects will now require schedule B as part of the sprinkler application**** Address Note: #1-7030 Granville St - One Family Dwelling (1st & 2nd floor, south portion of basement) #2-7030 Granville St - Secondary Suite (north portion of basement) Address and suite numbers assigned as per approved plans for Fire and Emergency response. The address number is to be posted to the building to be visible from the street and the suite numbers are to be posted at the suite entries in accordance with the Building By-law prior to final inspection. ****ALL PROJECT COORINATOR NOTES HAS BEEN ACCEPTED BY THE APPLICANT**** ******THIS PERMIT HAS BEEN ISSUED UNDER THE REQUIREMENTS OF VBBL 2019 (#12511)****** Amend: Jan 12, 2023 change the service to 240v 150A 1 phase 3 wires cable 3/0 AL | Vanstar Electric Ltd
EP-2022-08873 | 2022-10-18 | 7030 GRANVILLE STREET, Vancouver, BC V6P 4X7 | Electrical Permit | Residential | New | Expired | Temporary Power - Residential - To provide temporary power. Expired permit EP-2021-07597 | Vanstar Electric Ltd
SP-2022-01295 | 2022-08-15 | 7030 GRANVILLE STREET, Vancouver, BC V6P 4X7 | Sprinkler Permit | Residential | New | Issued | Residential - new sprinkler system >To construct a 2 storey + basement one-family dwelling with a secondary suite ($898,727.00) located in the basement. Note: Parking for this site provided under LWH DB-2021-01000 Note: This is a 2 storey building pursuant to the Zoning and Development By-Law 1- Covenant registered at the Land Title Office under CA9235157 2- No strata titling permitted 3- No proposed bar sink 4- No A/C unit proposed 5- Schedule B: Dr Z. Zhao P.Eng (604-526-1305) Structural & Geotechnical 4- HPO: Residential Builder- Buildart Development Ltd. ****residential projects will now require schedule B as part of the sprinkler application**** Address Note: #1-7030 Granville St - One Family Dwelling (1st & 2nd floor, south portion of basement) #2-7030 Granville St - Secondary Suite (north portion of basement) Address and suite numbers assigned as per approved plans for Fire and Emergency response. The address number is to be posted to the building to be visible from the street and the suite numbers are to be posted at the suite entries in accordance with the Building By-law prior to final inspection. ****ALL PROJECT COORINATOR NOTES HAS BEEN ACCEPTED BY THE APPLICANT**** ******THIS PERMIT HAS BEEN ISSUED UNDER THE REQUIREMENTS OF VBBL 2019 (#12511)****** | Haven Fire Protection Ltd
PP-2023-00249 | 2023-01-24 | 6062 FREMLIN STREET, Vancouver, BC V5Z 3X1 | Plumbing Permit | Residential | New | Issued | Residential - Sump | Ajac Construction & Excavation Inc
PP-2023-01000 | 2023-03-23 | 6062 FREMLIN STREET, Vancouver, BC V5Z 3X1 | Plumbing Permit | Residential | New | Issued | Residential - Residential single family house plumbing including DWV, waterlines, fixture rough-in and finishing >BP: To construct a 2 storey + basement one-family dwelling with a detached accessory building (garage), at the rear providing 2 parking spaces, having vehicular access from the lane. Note: This is a 2 storey building pursuant to the Zoning and Development By-Law 1- Bar/Sink proposed in main floor. 2- A/C unit proposed in rear yard. 3- Schedule B: K.T.C. Nguyen, P.Eng (604.326.2701) Structural 4- Schedule B: Paul A. Davies, P.Eng (604.77.0355)Geotechnical 5-HPO: 0869270 BC LTD | Red Mechanical
EP-2023-03498 | 2023-05-01 | 6062 FREMLIN STREET, Vancouver, BC V5Z 3X1 | Electrical Permit | Residential | New | Issued | Installation / Repair - Residential - new SFD wiring >BP: To construct a 2 storey + basement one-family dwelling with a detached accessory building (garage), at the rear providing 2 parking spaces, having vehicular access from the lane. Note: This is a 2 storey building pursuant to the Zoning and Development By-Law 1- Bar/Sink proposed in main floor. 2- A/C unit proposed in rear yard. 3- Schedule B: K.T.C. Nguyen, P.Eng (604.326.2701) Structural 4- Schedule B: Paul A. Davies, P.Eng (604.77.0355)Geotechnical 5-HPO: 0869270 BC LTD | Roop Electric Co Ltd
MP-2023-00663 | 2023-04-18 | 6062 FREMLIN STREET, Vancouver, BC V5Z 3X1 | Mechanical Permit | NULL | NULL | Issued | NULL | Red Mechanical
EP-2023-03846 | 2023-05-03 | 6062 FREMLIN STREET, Vancouver, BC V5Z 3X1 | Electrical Permit | Residential | New | Issued | Temporary Power - Residential - To provide temporary power. Renewal of EP-2022-03468 Valid: Apr 28, 2023 to Apr 27, 2024 | Indy Electrical Ltd
SP-2023-01113 | 2023-06-23 | 6062 FREMLIN STREET, Vancouver, BC V5Z 3X1 | Sprinkler Permit | Residential | New | Issued | Residential - New fire sprinkler installation >BP: To construct a 2 storey + basement one-family dwelling with a detached accessory building (garage), at the rear providing 2 parking spaces, having vehicular access from the lane. Note: This is a 2 storey building pursuant to the Zoning and Development By-Law 1- Bar/Sink proposed in main floor. 2- A/C unit proposed in rear yard. 3- Schedule B: K.T.C. Nguyen, P.Eng (604.326.2701) Structural 4- Schedule B: Paul A. Davies, P.Eng (604.77.0355)Geotechnical 5-HPO: 0869270 BC LTD | Spectrum Fire Protection Ltd
GP-2023-01951 | 2023-06-28 | 6062 FREMLIN STREET, Vancouver, BC V5Z 3X1 | Gas Permit | Residential | New | Issued | Residential - Single family residential house gas installation with black iron piping >BP: To construct a 2 storey + basement one-family dwelling | Red Mechanical
EP-2023-06010 | 2023-07-06 | 6062 FREMLIN STREET, Vancouver, BC V5Z 3X1 | Electrical Permit | Residential | New | Issued | Installation / Repair - Residential - Alarm, CCTV Camera, Intercom, Telephone, Cable, Computer, Multi Room Speaker, Automation Rough-In And Completion. >BP: To construct a 2 storey + basement one-family dwelling with a detached accessory building (garage), at the rear providing 2 parking spaces, having vehicular access from the lane. Note: This is a 2 storey building pursuant to the Zoning and Development By-Law 1- Bar/Sink proposed in main floor. 2- A/C unit proposed in rear yard. 3- Schedule B: K.T.C. Nguyen, P.Eng (604.326.2701) Structural 4- Schedule B: Paul A. Davies, P.Eng (604.77.0355)Geotechnical 5-HPO: 0869270 BC LTD Combustible projections or roof soffits on an exposing building face shall not project to less than .45m from the property line and shall be in compliance with VBBL 2019 9.10.15.5.(9) The entire building, Ito be sprinklered to NFPA 13D. ******THIS PERMIT HAS BEEN ISSUED UNDER THE REQUIREMENTS OF VBBL #12511 (2019)****** | Repel Security Systems Ltd
MP-2023-01409 | 2023-08-02 | 6062 FREMLIN STREET, Vancouver, BC V5Z 3X1 | Mechanical Permit | NULL | NULL | Completed | NULL | Advance Air Solutions Ltd
EP-2022-03468 | 2022-04-28 | 6062 FREMLIN STREET, Vancouver, BC V5Z 3X1 | Electrical Permit | Residential | New | Expired | Temporary Power - Residential - To provide temporary power. Amend: May 3, 2022 CHANGE THE SERVICE SIZE FROM 60AMPS TO 200AMPS Amend: May 9, 2022 CHANGE SERVICE SIZE FROM 200AMPS TO 100AMPS | Indy Electrical Ltd
PP-2023-02179 | 2023-07-27 | 6138 FREMLIN STREET, Vancouver, BC V5Z 3X2 | Plumbing Permit | Residential | New | Issued | Residential - sump | Kingsman Excavating Ltd.
EP-2022-09786 | 2022-11-18 | 6138 FREMLIN STREET, Vancouver, BC V5Z 3X2 | Electrical Permit | Residential | New | Expired | Temporary Power - Residential - To provide temporary power. | GV ELECTRICAL INC
EP-2024-00427 | 2024-01-24 | 6138 FREMLIN STREET, Vancouver, BC V5Z 3X2 | Electrical Permit | Residential | New | Issued | Installation / Repair - Residential - NEW ELECTRICAL FOR DUPLEX MAIN SERVICE 400AMPS SINGLE PHASE 200AMPS TO EACH UNIT >BP: To construct a 2 storey duplex with 2 secondary suites located in the Basement ($1,405,750.00) with a detached accessory building (garage) and 2 open parking at the rear providing 4 parking spaces, having vehicular access from the lane. Note: The entire building, INCLUDING THE ATTACHED GARAGE (if applicable), to be sprinklered to 2 x NFPA 13D 1. Covenant registered at the Land Title Office under CB76756 2. A/C proposed – Exterior component located in rear yard, Interior component located on second floor 3. Schedule B: (A.D.A. Prahalad) P.Eng (604.831.1431) Structural and Geotechnical 4. Schedule B: G.I. Crudu P.Eng (604.553.4984) Pile foundation 5. HPO: Residential Builder- New Look Development Ltd. | Indy Electrical Ltd
EP-2023-11365 | 2023-12-27 | 6138 FREMLIN STREET, Vancouver, BC V5Z 3X2 | Electrical Permit | Residential | New | Issued | Temporary Power - Residential - To provide temporary power. | Aidea Solutions Ltd
EP-2024-00637 | 2024-01-24 | 6138 FREMLIN STREET, Vancouver, BC V5Z 3X2 | Electrical Permit | Residential | New | Issued | Temporary Power - Residential - To provide temporary power. | Aidea Solutions Ltd
MP-2023-01722 | 2023-09-21 | 6138 FREMLIN STREET, Vancouver, BC V5Z 3X2 | Mechanical Permit | NULL | NULL | Issued | NULL | Lally Plumbing & Heating Ltd
PP-2023-02913 | 2023-08-17 | 6138 FREMLIN STREET, Vancouver, BC V5Z 3X2 | Plumbing Permit | Residential | New | Issued | Residential - 2FD+2SS - NORTH - 6138 FREMLIN ST - #1 & #2 SOUTH - 6140 FREMLIN ST - #1 & #2 Plumbing >DB: To construct a 2 storey duplex with 2 secondary suites located in the Basement with a detached accessory building (garage) and 2 open parking at the rear providing 4 parking spaces, having vehicular access from the lane. Note: The entire building, INCLUDING THE ATTACHED GARAGE (if applicable), to be sprinklered to 2 x NFPA 13D 1. Covenant registered at the Land Title Office under CB76756 2. A/C proposed – Exterior component located in rear yard, Interior component located on second floor Note: This is a 2 storey building pursuant to the Zoning and Development By-Law ***This permit is issued under the VBBL 2019 *** | Lally Plumbing & Heating Ltd
GP-2022-00040 | 2022-01-11 | 6149 FREMLIN STREET, Vancouver, BC V5Z 3W8 | Gas Permit | Residential | New | Completed | Residential - Wolf 36" Contemporary Gas Cooktop *amend 01/11/2021*** add another cook top | Han Appliances & Refrigeration Ltd
GP-2023-02344 | 2023-08-09 | 6369 FREMLIN STREET, Vancouver, BC V5Z 3X4 | Gas Permit | Residential | Tenant Improvement | Completed | Residential - install furnace and water heater | Gandy Installations Ltd
EP-2023-05982 | 2023-07-19 | 6610 FREMLIN STREET, Vancouver, BC V6P 3W1 | Electrical Permit | Residential | Tenant Improvement | Completed | Installation / Repair - Residential - : Install one new residential CPH-50 (ChargePoint Home) level 2 EV, 50 amp 240 volt breaker, in the garage. | Power Pros Electrical Ltd
EP-2022-02115 | 2022-03-17 | 6669 FREMLIN STREET, Vancouver, BC V6P 3W2 | Electrical Permit | Residential | Addition | Completed | Installation / Repair - Residential - SECONDARY SUITE ADDITION IN EXISTING ONE FAMILY DWELLING -Added only Range plug, hood fan and breakers in the panel >BP: Interior alterations and a change of use in the basement to change this one family dwelling to a one family dwelling with secondary suite thereby relaxing Section 10.15 (Living Accommodation below grade) as per the Board of Variance Appeal Z35493 dated April 6, 2021. Appeal No. Z35804 - 6669 Fremlin Street This extension request appeal was heard by the Board of Variance on April 06th, 2021 and was ALLOWED, thereby granting an extension of the Board of Variance's decision (Appeal No. Z35493) in order for the Owners to obtain all the required City permits within one-year (All the scope of work noted-above), and subject to the following conditions: (1) that the development shall otherwise comply with the requirements and regulations of the Zoning and Development By-law to the satisfaction of the Director of Planning. OK for field review as per Rosa Astorino - October 4, 2021 As a result of the addition of the sec suite, the existing one family dwelling / principle dwelling, will be assigned a suite number. The site is now as follows: BUILDING 1 #1 - 6669 Fremlin St - one family dwelling (East portion of basement, 1st & 2nd storey) #2 - 6669 Fremlin St - sec suite (West portion of basement) Address and suite numbers assigned as per approved plans for Fire and Emergency response. The address number is to be posted to the building to be visible from the street and the suite numbers are to be posted at the suite entries in accordance with the Building By-law prior to final inspection. Note: - DBI to determine the smoke alarm locations | Apaar Electrical Ltd
GP-2022-00056 | 2022-04-25 | 6690 FREMLIN STREET, Vancouver, BC V6P 3W1 | Gas Permit | Residential | Renovation | Completed | Residential - boiler replacement | Central Commercial & Residential Services
EP-2022-00308 | 2022-01-19 | 4006 GLEN DRIVE, Vancouver, BC V5V 4T3 | Electrical Permit | Residential | Renovation | Completed | Installation / Repair - Residential - Scope of work to include complete renovation of upper and main floor areas. All wiring on main and upper floor to be re-done. New kitchen circuits to be pulled. New LED lighting to be installed throughout. Upgrade of existing 100 amp overhead consumer service to 200 Amps. -New ground plate and conductor to be installed. All new bonding on branch circuits and metal gas lines. >BP: interior alterations to renovate the main floor and upper floor of this existing one family dwelling Vancouver Heritage Register B building on this site. Ok for field review per Jamie Zhang, Oct.15/21 Letter of assurance provided by: Li Qing Shi, 778-772-7508, Schedule B (Structural) Work to be done: No work to be done in the Basement Main Floor: - New Kitchen layout and reconfigure the Powder room - New bar layout and reconfigure as indicated - New gas fireplace - Reconfigure the living room - New Guardrails for stairs and remove the existing door - retain original window details - upgrade attic insulation in kitchen to R40 - upgrade service to 200A - upgrade exterior walls to R14 batt Upper Floor: - Reconfigure to the master bedroom and new walk-in closet - New kid's bedroom - New lighting throughout - Install energy efficient lighting fixtures | Wagman Electrical Systems Inc
PP-2022-00624 | 2022-02-23 | 4006 GLEN DRIVE, Vancouver, BC V5V 4T3 | Plumbing Permit | Residential | Renovation | Completed | Residential - RE N RE - re and re of bathrooms and kitchen interior alterations to renovate the main floor and upper floor of this existing one family dwelling Vancouver Heritage Register B building on this site. | Reactive Plumbing & Heating Ltd
GP-2022-02370 | 2022-08-11 | 4006 GLEN DRIVE, Vancouver, BC V5V 4T3 | Gas Permit | Residential | Renovation | Completed | Residential - replace boiler and oven | Reactive Plumbing & Heating Ltd
GP-2022-00130 | 2022-01-17 | 4015 GLEN DRIVE, Vancouver, BC V5V 4T4 | Gas Permit | Residential | Renovation | Completed | Residential - replace gas stove | Even Flow Plumbing
PP-2022-00065 | 2022-01-14 | 4015 GLEN DRIVE, Vancouver, BC V5V 4T4 | Plumbing Permit | Residential | Renovation | Completed | Residential - replace plumbing fixtures >Exterior and interior alterations to provide tenant improvements to the existing one family dwelling. The scope of work includes new pantry area and addition of garage at side of the existing building. Structural schedule B signed and sealed by Benedict Yuen, 604.535.3981 Renovation energy upgrade proposal prepared by Peter Cho, 778.316.9053 Garage roof drainage to tie into the perimeter drain tile system of the principal building. | Even Flow Plumbing
EP-2022-00017 | 2022-01-07 | 4015 GLEN DRIVE, Vancouver, BC V5V 4T4 | Electrical Permit | Residential | Renovation | Completed | Installation / Repair - Residential - Electrical wiring of kitchen reno, pot lights main level, bathrooms, and new garage (including car charger plug) EV receptacle will be located in the garage. No charger will be installed as client does not currently have an EV. 3C#6 copper will be installed that is good for 50amps along with a 14-50R receptacle. Circuit will be breakered with a 2P40 breaker capable of supplying 32amp to an EV charger. Existing service is 120/240v 200amp and is adequate and will not be changed. Attached is the load calculation as requrested with a load of 24680W of electrical load. >BP: Exterior and interior alterations to provide tenant improvements to the existing one family dwelling. The scope of work includes new pantry area and addition of garage at side of the existing building. Structural schedule B signed and sealed by Benedict Yuen, 604.535.3981 Renovation energy upgrade proposal prepared by Peter Cho, 778.316.9053 Garage roof drainage to tie into the perimeter drain tile system of the principal building. | Willco Electric Ltd
GP-2022-03219 | 2022-10-19 | 4240 GLEN DRIVE, Vancouver, BC V5V 4T5 | Gas Permit | Residential | Renovation | Completed | Residential - Installation of high- efficiency furnace | BCRC Plumbing and Heating Ltd
PP-2022-02869 | 2022-08-18 | 3860 GLENDALE STREET, Vancouver, BC V5R 1C5 | Plumbing Permit | Residential | Renovation | Completed | Residential - Bathroom (CF-2021-015300) >Exterior and interior alterations to renovate this existing One Family Dwelling with laneway house on this site. Scope of work includes: First Floor: install aluminum roof cover over the existing deck, new wall separating family room and kitchen nook, new wall in entry way, remove entry way closet, reconfigure washroom Basement: New games room and washroom Structural Schedule B - MD. Shahidul Alam - 604-653-7475 Ok for Field Review by J. Zhang May 6 2022. | Alex Cheng dba Cheung Shing Plumbing Co.
GP-2023-03318 | 2023-10-31 | 3350 GARDEN DRIVE, Vancouver, BC V5N 4Y4 | Gas Permit | Residential | Addition | Completed | Residential - Combi Boiler 199,000 BTU re/re | HAMZEH GERAMI Dba Nation Heating & Cooling
GP-2023-03174 | 2023-10-21 | 3366 GARDEN DRIVE, Vancouver, BC V5N 4Y4 | Gas Permit | Residential | Addition | Completed | Residential - Furnace 70,000 BTU & Tankless Water Heater 199,000 BTU re/re | HAMZEH GERAMI Dba Nation Heating & Cooling
GP-2023-02921 | 2023-10-05 | 6991 GLADSTONE STREET, Vancouver, BC V5P 4G4 | Gas Permit | Residential | Renovation | Issued | Residential - 1 Boiler replacement | Heatco Furnace Services Ltd
GP-2023-00342 | 2023-01-28 | 6991 GLADSTONE STREET, Vancouver, BC V5P 4G4 | Gas Permit | Residential | Renovation - Dwelling Unit(s) only | Completed | Residential - Water heater replacement | Heatco Furnace Services Ltd
MP-2023-01348 | 2023-07-25 | 7269 GLADSTONE STREET, Vancouver, BC V5P 4G7 | Mechanical Permit | NULL | NULL | Completed | NULL | Central Commercial & Residential Services
GP-2022-03898 | 2022-12-06 | 7269 GLADSTONE STREET, Vancouver, BC V5P 4G7 | Gas Permit | Residential | Renovation - Dwelling Unit(s) only | Completed | Residential - furnace replacement | Central Commercial & Residential Services
GP-2022-00135 | 2022-01-17 | 7421 GLADSTONE STREET, Vancouver, BC V5P 4G9 | Gas Permit | Residential | Renovation | Completed | Residential - HWT re&re | Ferenc Nagy
EP-2022-02390 | 2022-04-05 | 2916 GRAVELEY STREET, Vancouver, BC V5K 3K3 | Electrical Permit | Commercial | Tenant Improvement | Issued | Installation / Repair - Commercial - Commercial tenant improvement project. -It was a standard commercial TI. We did pot lights, outlets, power and such. (CF-2020-015032) >BP: Interior alteration and change of use and Major Occupancy Classification from Fitness Centre (A2) to General Office (D)) of both floors of this existing two story commercial building on this site for a new tenant. A single tenant shall be using both office floors. Scope of work includes adding and removing partition walls to create a staff kitchen, removing plumbing fixtures and electrical work. CF-2020-015032 | Wicks Electric Inc
PP-2023-03793 | 2023-10-27 | 2916 GRAVELEY STREET, Vancouver, BC V5K 3K3 | Plumbing Permit | Commercial | Renovation | Issued | Commercial - to install 1 kitchen sink on the main floor.in the same location. >BP: Interior alteration and change of use and Major Occupancy Classification from Fitness Centre (A2) to General Office (D)) of both floors of this existing two story commercial building on this site for a new tenant. A single tenant shall be using both office floors. Scope of work includes adding and removing partition walls to create a staff kitchen, removing plumbing fixtures and electrical work. | Paolo's Plumbing & Heating Ltd
GP-2022-01000 | 2022-03-31 | 2921 GRAVELEY STREET, Vancouver, BC V5K 3K2 | Gas Permit | Residential | New | Completed | Residential - Gas piping of a duplex house To construct a two-storey two-family dwelling , with a detached accessory building (garage) at the rear providing 2 parking spaces, having vehicular access from the lane. Note: This is a 2.5 storey building pursuant to the Zoning and Development By-Law 3. A/C units proposed in the rear yard 4. No bar sinks proposed 5. Schedule B: ALAN PRAHALAD (604-831-1431) Structural & Geotechnical 6. HPO: Residential Builder - SVM Homes Ltd. | Karan Plumbing & Heating Ltd
SP-2022-00388 | 2022-03-21 | 2921 GRAVELEY STREET, Vancouver, BC V5K 3K2 | Sprinkler Permit | Residential | New | Completed | Residential - New sprinkler system To construct a two-storey two-family dwelling , with a detached accessory building (garage) at the rear providing 2 parking spaces, having vehicular access from the lane. Note: This is a 2.5 storey building pursuant to the Zoning and Development By-Law 3. A/C units proposed in the rear yard 4. No bar sinks proposed 5. Schedule B: ALAN PRAHALAD (604-831-1431) Structural & Geotechnical 6. HPO: Residential Builder - SVM Homes Ltd. | Haven Fire Protection Ltd
EP-2022-03254 | 2022-04-22 | 2921 GRAVELEY STREET, Vancouver, BC V5K 3K2 | Electrical Permit | Residential | New | Completed | Installation / Repair - Residential - ( Low Voltage) Alarm Tel Data Tv Cameras Pre Wire And Compelete Site Contact Munish 604-781-0270 >BP: To construct a two-storey two-family dwelling ($759,500), with a detached accessory building (garage) at the rear providing 2 parking spaces, having vehicular access from the lane. Note: This Building Permit will remain in a suspended status until the associated (green) Demolition Permit BP-2021-03218 is completed. Note: This is a 2.5 storey building pursuant to the Zoning and Development By-Law 3. A/C units proposed in the rear yard 4. No bar sinks proposed 5. Schedule B: ALAN PRAHALAD (604-831-1431) Structural & Geotechnical 6. HPO: Residential Builder - SVM Homes Ltd. Address Note: Address numbers assigned as per approved plans for Fire and Emergency response. The address numbers are to be posted to the building to be visible from the street and in accordance with the Building By-law prior to final inspection. ******THIS PERMIT HAS BEEN ISSUED UNDER THE REQUIREMENTS OF VBBL #12511 (2019)****** | Ads Security Systems Ltd
EP-2022-03534 | 2022-05-06 | 2921 GRAVELEY STREET, Vancouver, BC V5K 3K2 | Electrical Permit | Residential | New | Completed | Installation / Repair - Residential - Duplex rough wiring and 200 amp main consumer's service, 125A service for each dwelling unit. >BP: To construct a two-storey two-family dwelling ($759,500), with a detached accessory building (garage) at the rear providing 2 parking spaces, having vehicular access from the lane. Note: This is a 2.5 storey building pursuant to the Zoning and Development By-Law 3. A/C units proposed in the rear yard 4. No bar sinks proposed 5. Schedule B: ALAN PRAHALAD (604-831-1431) Structural & Geotechnical 6. HPO: Residential Builder - SVM Homes Ltd. Address Note: Address numbers assigned as per approved plans for Fire and Emergency response. The address numbers are to be posted to the building to be visible from the street and in accordance with the Building By-law prior to final inspection. ******THIS PERMIT HAS BEEN ISSUED UNDER THE REQUIREMENTS OF VBBL #12511 (2019)****** | ALPHA ONE ELECTRIC LTD
PP-2022-00244 | 2022-01-26 | 2921 GRAVELEY STREET, Vancouver, BC V5K 3K2 | Plumbing Permit | Residential | New | Completed | Residential - 2FD - FRONT UNIT - 2921 GRAVELEY ST - SOUTH SIDE BACK UNIT 2919 GRAVELEY ST - NORTH SIDE Plumbing of a Duplex House To construct a two-storey two-family dwelling, with a detached accessory building (garage) at the rear providing 2 parking spaces, having vehicular access from the lane. Note: This Building Permit will remain in a suspended status until the associated (green) Demolition Permit BP-2021-03218 is completed. Note: This is a 2.5 storey building pursuant to the Zoning and Development By-Law 3. A/C units proposed in the rear yard 4. No bar sinks proposed | Karan Plumbing & Heating Ltd
PP-2022-01992 | 2022-06-09 | 3003 GRAVELEY STREET, Vancouver, BC V5K 3K5 | Plumbing Permit | Residential | New | Completed | Residential - Lawn irrigation | University Sprinkler Systems Incorporated
GP-2023-02645 | 2023-09-10 | 6821 FREMLIN STREET, Vancouver, BC V6P 3W3 | Gas Permit | Residential | Renovation | Cancelled | Residential - re/re of hot water tank with tankless water heater | 1236318 BC Ltd DBA Aquatech Vancouver
EP-2023-06484 | 2023-07-31 | 6822 FREMLIN STREET, Vancouver, BC V6P 3W4 | Electrical Permit | Residential | Renovation | Completed | Installation / Repair - Residential - Wiring of outdoor mini split heat pump unit (CF-2023-006772) (MP-2023-00742) | Mountain Point Electrical Inc.
MP-2023-00742 | 2023-05-01 | 6822 FREMLIN STREET, Vancouver, BC V6P 3W4 | Mechanical Permit | NULL | NULL | Completed | NULL | 1236318 BC Ltd DBA Aquatech Vancouver
GP-2023-01318 | 2023-04-21 | 6835 FREMLIN STREET, Vancouver, BC V6P 3W3 | Gas Permit | Residential | Renovation | Issued | Residential - Decommission and removal of old boiler and install new boiler | Ashton Service Group/Ashton Mechanical Ltd.
EP-2022-08361 | 2022-10-05 | 25 GARDEN DRIVE, Vancouver, BC V5L 4Z5 | Electrical Permit | Residential | Renovation | Completed | Installation / Repair - Residential - Replacement of faulty fire alarm control panel. Note: This permit has been issued based on Bulletin 2018-004-BU/EL. | 0777792 BC Ltd
SP-2022-01850 | NULL | 6362 FRASER STREET, Vancouver, BC V5W 0A1 | Sprinkler Permit | Commercial | New | Ready For Issue | Commercial - To install sprinklers to NFPA 13 2013 Light hazard in this one-storey Office- Financial Institution (Group D) building for HSBC on this site. Note: This application is reviewed under VBBL 2019. | NULL
PP-2022-04432 | 2022-12-13 | 6372 FRASER STREET, Vancouver, BC V5W 3A4 | Plumbing Permit | Commercial | Renovation | Completed | Commercial - Restaurant job, renovation >BP: Related to CF-2021-011849, Tenant Improvement, Interior alteration to provide improvements for a new tenant in this existing Restaurant Class 1 (Group A-2) in this existing commercial building. Scope of work includes: Installation of new cooking equipment under the existing kitchen hood and adjustment to the hood and fire suppression system. Minor changes to seating configuration and replacing the fixed seating with non-fixed. Class-1 Cooking operation Okay for BP as per Aemelia Patterson Nov 29th, 2021 Building Review Branch Notes: - Signage on the existing Men’s washroom is to be changed to universal washroom signage and accepted by District Building Inspector. No other work to existing washrooms. - Total occupant load: 51 seats + 9 staff = 60 persons. A permanent sign indicating total occupant load shall be posted in a conspicuous location as per 3.1.17.1(2). * Reviewed as per VBBL 2019 * Revision #1 To - change the tenant to Pradeep Sharma - reduce the GI to 75 gallons - change the cookline and hood - change the seating layout (no increase in patrons) - remove one staff washroom Accepted Nov.9/22 Erv | 1268803 BC Ltd
PP-2023-00268 | 2023-01-27 | 6372 FRASER STREET, Vancouver, BC V5W 3A4 | Plumbing Permit | Residential | Renovation | Completed | Residential - TO CONTINUE WORK STARTED BY OTHERS (PP-2022-04432) Final Plumbing > Related to CF-2021-011849, Tenant Improvement, Interior alteration to provide improvements for a new tenant in this existing Restaurant Class 1 (Group A-2) in this existing commercial building. Scope of work includes: Installation of new cooking equipment under the existing kitchen hood and adjustment to the hood and fire suppression system. Minor changes to seating configuration and replacing the fixed seating with non-fixed. Class-1 Cooking operation Okay for BP as per Aemelia Patterson Nov 29th, 2021 Building Review Branch Notes: - Signage on the existing Men’s washroom is to be changed to universal washroom signage and accepted by District Building Inspector. No other work to existing washrooms. - Total occupant load: 51 seats + 9 staff = 60 persons. A permanent sign indicating total occupant load shall be posted in a conspicuous location as per 3.1.17.1(2). * Reviewed as per VBBL 2019 * Revision #1 To - change the tenant to Pradeep Sharma - reduce the GI to 75 gallons - change the cookline and hood - change the seating layout (no increase in patrons) - remove one staff washroom Accepted Nov.9/22 Erv | HKR Plumbing Ltd
EP-2022-07798 | 2022-09-22 | 3510 FRASER STREET, Vancouver, BC V5V 4C6 | Electrical Permit | Commercial | New | Completed | Installation / Repair - Commercial - Installation of underground conduit for street lighting and communications | Signal West Contracting Ltd
EP-2023-07271 | 2023-08-10 | 3629 FRASER STREET, Vancouver, BC V5V 4C7 | Electrical Permit | Commercial | Renovation | Issued | Temporary Power - Commercial - To provide temporary power. | Sher Electrical Service ltd
PP-2023-03114 | 2023-09-05 | 3629 FRASER STREET, Vancouver, BC V5V 4C7 | Plumbing Permit | Residential | Renovation | Issued | Residential - Montessori school plumbing >BP: interior and exterior alterations and change the occupancy of the existing two family dwelling to a one family dwelling (C) on the 1st floor with a Child Care Facility (A2) for 25 children on the 2nd floor, having three parking spaces with vehicular access from the lane. Scope of work includes sprinklering to NFPA13 and a fire alarm. 2019 VBBL | Mann Plumbing and Heating (2019) Ltd
EP-2023-10545 | 2023-12-01 | 3629 FRASER STREET, Vancouver, BC V5V 4C7 | Electrical Permit | Commercial | Renovation | Issued | Installation / Repair - Commercial - Renovated house to a Montessori School upstairs and living space in basement. - Upgrade service to 200A >BP: interior and exterior alterations and change the occupancy of the existing two family dwelling to a one family dwelling (C) on the 1st floor with a Child Care Facility (A2) for 25 children on the 2nd floor, having three parking spaces with vehicular access from the lane. Scope of work includes sprinklering to NFPA13 and a fire alarm. 2019 VBBL | Sher Electrical Service ltd
PP-2023-04134 | 2023-11-24 | 3629 FRASER STREET, Vancouver, BC V5V 4C7 | Plumbing Permit | Residential | New | Issued | Residential - Install One outside Storm Sump | PTL Contracting Ltd
MP-2023-02192 | 2023-12-08 | 3629 FRASER STREET, Vancouver, BC V5V 4C7 | Mechanical Permit | NULL | NULL | Issued | NULL | Big Air HVAC Services Ltd
EP-2023-10873 | 2023-12-05 | 3629 FRASER STREET, Vancouver, BC V5V 4C7 | Electrical Permit | Residential | Renovation | Issued | Installation / Repair - Residential - Wiring and finishing of extra low voltage . Data , access control and cameras only >BP: interior and exterior alterations and change the occupancy of the existing two family dwelling to a one family dwelling (C) on the 1st floor with a Child Care Facility (A2) for 25 children on the 2nd floor, having three parking spaces with vehicular access from the lane. Scope of work includes sprinklering to NFPA13 and a fire alarm. 2019 VBBL | Creative Security Solutions Ltd
EP-2023-06345 | 2023-07-14 | 3636 FRASER STREET, Vancouver, BC V5V 4C8 | Electrical Permit | Commercial | NULL | Issued | Annual / Operating - Maintenance of existing operating electrical equipment. Undertake to regularly assess, operate, and maintain the electrical equipment on a regular basis in compliance with the Electrical By-law No. 5563. | Terminal City Electric Ltd
GP-2023-03340 | 2023-11-03 | 3645 FRASER STREET, Vancouver, BC V5V 4C7 | Gas Permit | Residential | Renovation | Completed | Residential - Combi boiler | Drips & Drains Plumbing and Heating Ltd
EP-2023-02549 | 2023-03-24 | 1695 FRANKLIN STREET, Vancouver, BC V5L 1P5 | Electrical Permit | Commercial | Renovation | Completed | Installation / Repair - Commercial - Wiring 4 Motors, 8 Steam Control Valves, 1 Flow Meter, 4 Water Control Valves and 1 Return Pump >BP: Minor Renovation Exterior and interior alterations to this one storey (and mezzanine) food manufacturing building for a new tenant. Included in the scope of the work is installation of new rooftop units, mechanical systems, and new kitchen equipment and its ventilation system. Notes: 1. Class-2 cooking operation 2. Occupant load is 70 person | Richard Meyer Electrical Services Ltd
PP-2022-03439 | 2022-10-14 | 1695 FRANKLIN STREET, Vancouver, BC V5L 1P5 | Plumbing Permit | Commercial | Tenant Improvement | Completed | Commercial - Install drainage & waterlines for commercial kitchen Exterior and interior alterations to this one storey (and mezzanine) food manufacturing building for a new tenant. Included in the scope of the work is installation of new rooftop units, mechanical systems, and new kitchen equipment and its ventilation system. | Holland Plumbing Services Inc
NULL | NULL | 1695 FRANKLIN STREET, Vancouver, BC V5L 1P5 | Gas Permit | Commercial | Tenant Improvement | Draft | Commercial - Running new gas line to 3 existing appliances and 7 new appliances | CMP Enterprises Ltd
EP-2022-04656 | 2022-07-14 | 1695 FRANKLIN STREET, Vancouver, BC V5L 1P5 | Electrical Permit | Commercial | Tenant Improvement | Completed | Installation / Repair - Commercial - Commercial tenant improvement project for food storage -The scope of work is a commercial TI. There is cold storage, lighting, power and a new transformer being installed. >BP: Exterior and interior alterations to the food manufacturing tenant space in this 1-storey ( and mezzanine) building for a new tenant. Included in the scope of the work is installation of new rooftop units, mechanical systems, and new kitchen equipment and their ventilation system. | Wicks Electric Inc
NULL | NULL | 1750 FRANKLIN STREET, Vancouver, BC V5L 1P7 | Electrical Permit | Commercial | Renovation | Draft | Installation / Repair - Commercial - Replacement of 3 x 167kVA Oil-Filled Power Transformers | Pacific Powertech Inc
SP-2022-00096 | 2022-01-26 | 470 GRANVILLE STREET, Vancouver, BC V6C 1V5 | Sprinkler Permit | Commercial | Tenant Improvement | Completed | Commercial - Add and relocate heads to suit new tenant layout. >BP: Exterior and interior alterations to convert ancillary office spaces of the building into ancillary storage, recycle, office and common corridor of this existing commercial building on this site. Exterior work to add a new door at lane elevation. OK for DB per Z.Jankovic & H.Shayan, April 22, 2021 Reviewed during COVID-19 pandemic VBBL 2019 >*****This application does not include any of the following: 1. Not more than 20 sprinklers (add, relocate, or remove), 2. hydraulic calculations, 3. change in occupancy and /or hazard classification, 4. warehouse storage arrangements, 5. mobile compact storage arrangements, 6. alternative solutions, 7. changes to the sprinkler system supply piping (e.g. valves, mains, cross-mains, branch-lines, etc.), or 8. flexible sprinkler pipe. | Viking Fire Protection Inc
NULL | NULL | 470 GRANVILLE STREET, Vancouver, BC V6C 1V5 | Plumbing Permit | Commercial | Renovation | Draft | Commercial - Remove existing washroom; rough in and install a new janitor sink. | NULL
PP-2022-02591 | 2022-07-26 | 470 GRANVILLE STREET, Vancouver, BC V6C 1V5 | Plumbing Permit | Commercial | Renovation | Completed | Commercial - Remove existing washroom and rough in and install a janitor sink. >BP: Exterior and interior alterations to convert ancillary office spaces of the building into ancillary storage, recycle, office and common corridor of this existing commercial building on this site. Exterior work to add a new door at lane elevation. | Unique Plumbing Ltd
EP-2022-05829 | 2022-07-12 | 500 GRANVILLE STREET, Vancouver, BC V6C 1W6 | Electrical Permit | Commercial | NULL | Expired | Annual / Operating - * ANNUAL OPERATING PERMIT * Misc electrical work throughout | Mott Electric General Partnership
PP-2022-04414 | 2022-12-12 | 500 GRANVILLE STREET, Vancouver, BC V6C 1W6 | Plumbing Permit | Commercial | Tenant Improvement | Completed | Commercial - To replace a ¾” backflow prevention device serving the dishwasher tagged #29 in the basement kitchen V705 | Ainsworth Inc
EP-2023-06026 | 2023-07-06 | 500 GRANVILLE STREET, Vancouver, BC V6C 1W6 | Electrical Permit | Commercial | NULL | Issued | Annual / Operating - Misc electrical work throughout Renewal of EP-2022-05829 Valid: Jul 12, 2023 to Jul 11, 2024 | Mott Electric General Partnership
EP-2022-02183 | 2022-03-18 | 500 GRANVILLE STREET, Vancouver, BC V6C 1W6 | Electrical Permit | Commercial | Tenant Improvement | Completed | Installation / Repair - Commercial - Low Voltage Audio Visual Cabling | AVI-SPL Canada Ltd
EP-2022-04005 | 2022-05-16 | 4381 GLADSTONE STREET, Vancouver, BC V5N 4Z4 | Electrical Permit | Residential | Renovation | Completed | Installation / Repair - Residential - Move service from main house to laneway house. Service stays same at 100 amp | O J ELECTRIC LTD
PP-2023-00693 | 2023-03-01 | 4381 GLADSTONE STREET, Vancouver, BC V5N 4Z4 | Plumbing Permit | Residential | New | Completed | Residential - lawn irrigation - install 3/4" DCVA | Permanent Irrigation DBA: SUPREME SPRINKLERS INC.
EP-2022-09219 | 2022-11-01 | 4381 GLADSTONE STREET, Vancouver, BC V5N 4Z4 | Electrical Permit | Residential | Addition | Completed | Installation / Repair - Residential - Electrical installation for future installation of 18 PV solar *Permit Amendment Aug 15, 2023 -Electrical installation of 18 PV solar panels on a sloped roof | Penfolds Roofing Inc.
EP-2022-00439 | 2022-02-11 | 4469 GLADSTONE STREET, Vancouver, BC V5N 4Z7 | Electrical Permit | Residential | New | Completed | Installation / Repair - Residential - low voltage rough-in and completion of alarm, tel/data/cable. security cameras rough-in only To construct a two-storey two-family dwelling with a basement, with an attached garage providing 2 parking spaces, having street access. Note: This Building Permit will remain in a suspended status until the associated (green) Demolition Permit BP-2021-02035 is completed. Note: This is a 2 storey building pursuant to the Zoning and Development By-Law 1. A/C units proposed in the rear yard 2. Bar sinks proposed in the basement 3. Schedule B: Neil A Latta, P.Eng. (360-927-9525) Structural & Geotechnical 4. HPO: Residential Builder - JBI Development Ltd. | Infinitech Security & Integration Inc.
GP-2022-00109 | 2022-01-14 | 4469 GLADSTONE STREET, Vancouver, BC V5N 4Z7 | Gas Permit | Residential | New | Completed | Residential - Gas piping 2 Stoves Complete 2 Boilers Complete 2 BBQ Complete To construct a two and half storey two-family dwelling , with a detached accessory building (garage) at the rear providing 2 parking spaces, having vehicular access from the lane. Note: This is a 2.5 storey building pursuant to the Zoning and Development By-Law 1. A/C units proposed in the rear yard 2. Schedule B: Jason Hui, P.Eng (778-319-3403) Structural & Geotechnical 3. HPO: Residential Builder - Aqua Homes Development Ltd. | G & D Hayer Plumbing Ltd
SP-2022-00205 | 2022-02-14 | 4469 GLADSTONE STREET, Vancouver, BC V5N 4Z7 | Sprinkler Permit | Residential | New | Completed | Residential - New home >BP: To construct a two and half storey two-family dwelling ($715,350), with a detached accessory building (garage) at the rear providing 2 parking spaces, having vehicular access from the lane. Note: This Building Permit will remain in a suspended status until the associated (green) Demolition Permit BP-2021-01069 is completed. Note: This is a 2.5 storey building pursuant to the Zoning and Development By-Law 1. A/C units proposed in the rear yard 2. Schedule B: Jason Hui, P.Eng (778-319-3403) Structural & Geotechnical 3. HPO: Residential Builder - Aqua Homes Development Ltd. Address Note: FRONT UNIT 4469 Gladstone St - One Family Dwelling (1st, 2nd, & 3rd floor) BACK UNIT 4467 Gladstone St - One Family Dwelling (1st, 2nd, & 3rd floor) Address numbers assigned as per approved plans for Fire and Emergency response. The address numbers are to be posted to the building to be visible from the street and in accordance with the Building By-law prior to final inspection. ******THIS PERMIT HAS BEEN ISSUED UNDER THE REQUIREMENTS OF VBBL #12511 (2019)****** | SBMS Construction Ltd
EP-2023-02453 | 2023-03-24 | 2999 GRANDVIEW HIGHWAY, Vancouver, BC V5M 2E4 | Electrical Permit | Commercial | Renovation | Completed | Installation / Repair - Commercial - New interior building Wiring for Exterior Signs *** Plan Checker note***: Sign connections must be specifically recorded on each respective sign permit by Letter of Commitment for each individual sign by a licensed electrical contractor. (CF-2023-002696) | Shakeel Ikbal dba New Edge Electric
EP-2023-05856 | 2023-07-07 | 3003 GRANDVIEW HIGHWAY, Vancouver, BC V5M 2E4 | Electrical Permit | Commercial | Tenant Improvement | Completed | Installation / Repair - Commercial - Pull and supply (x2) new 15 amp circuits from panel to supplied duplexes and quads within a mobile table. Supply and install cab tire from existing ceiling power to vignette. | Canem Systems Ltd
GP-2024-00119 | 2024-01-15 | 3044 GRANDVIEW HIGHWAY, Vancouver, BC V5M 2E3 | Gas Permit | Residential | Renovation | Completed | Residential - RE&RE furnace | Milani Plumbing Heating & Air Conditioning Ltd
GP-2023-03620 | 2023-11-20 | 3126 GRANDVIEW HIGHWAY, Vancouver, BC V5M 2E8 | Gas Permit | Residential | Renovation | Issued | Residential - Install new furnace | Tradetec Mechanical Ltd
EP-2023-09968 | 2023-11-21 | 3126 GRANDVIEW HIGHWAY, Vancouver, BC V5M 2E8 | Electrical Permit | Residential | Addition | Issued | Installation / Repair - Residential - ¦ 1FD- HP ¦ Electrical installation and disconnect for 2.5 ton heat pump *An approved mechanical permit is required for the installation of air conditioning or heat pump unit before a final electrical inspection will be performed | DM Electric Ltd
EP-2023-09256 | 2023-10-13 | 3157 GRANDVIEW HIGHWAY, Vancouver, BC V5M 2E9 | Electrical Permit | Commercial | NULL | Issued | Annual / Operating - Maintenance of existing operating electrical equipment in compliance with the Electrical By-law No. 5563. | Blueline Electrical Services Ltd
EP-2023-06517 | 2023-07-19 | 3157 GRANDVIEW HIGHWAY, Vancouver, BC V5M 2E9 | Electrical Permit | Commercial | Renovation | Completed | Installation / Repair - Commercial - Install additional (2) fire alarm bells and connecting them to the existing bell circuit on the upper floor and coming down in the warehouse. Verification of fire alarm system is required. | 0777792 BC Ltd
EP-2023-01589 | 2023-02-24 | 3185 GRANDVIEW HIGHWAY, Vancouver, BC V5M 2E9 | Electrical Permit | Commercial | NULL | Issued | Annual / Operating - General electrical maintenance as requested Effective: March 3, 2023 - March 2, 2024 RENEWAL OF EP-2022-01436 | High Point Electric Ltd
EP-2022-09217 | 2022-12-01 | 3185 GRANDVIEW HIGHWAY, Vancouver, BC V5M 2E9 | Electrical Permit | Commercial | Addition | Completed | Installation / Repair - Commercial - Install 4 PTZ cameras NO MAG LOCKS | PALADIN TECHNOLOGIES INC
EP-2023-10303 | NULL | 3185 GRANDVIEW HIGHWAY, Vancouver, BC V5M 2E9 | Electrical Permit | Commercial | Renovation | Withdrawn | Installation / Repair - Commercial - Fire Alarm: Proposed removal of existing high unserviceable detectors located on roof approx. 40’ high above coolers. Install approx. 300’ of wiring to reconnect existing pull stations affected by detectors to be removed. third party to verify pull stations upon completion. | Wireway Electric Ltd
EP-2022-01436 | 2022-02-24 | 3185 GRANDVIEW HIGHWAY, Vancouver, BC V5M 2E9 | Electrical Permit | Commercial | NULL | Expired | Annual / Operating - General electrical maintenance as requested Effective: March 3, 2022 - March 2, 2023 RENEWAL OF EP-2021-01804 | High Point Electric Ltd
EP-2022-09430 | 2022-11-07 | 3202 GRANDVIEW HIGHWAY, Vancouver, BC V5M 2G2 | Electrical Permit | Residential | Addition | Completed | Installation / Repair - Residential - EMERGENCY REPAIRS - Trees hit overhead lines. Residents of home do not have power. Assess and repair to restore power. | Electrocity Electrical Service Ltd
GP-2022-00423 | 2022-02-14 | 3260 GRANDVIEW HIGHWAY, Vancouver, BC V5M 2G2 | Gas Permit | Residential | Tenant Improvement | Completed | Residential - Re place furnace | Shirzad Akhgarian O/A Highgate Plumbing, Gas & Heating
EP-2022-07532 | 2022-09-09 | 3312 GRANDVIEW HIGHWAY, Vancouver, BC V5M 2G4 | Electrical Permit | Commercial | Tenant Improvement | Completed | Installation / Repair - Commercial - wire and install receptacle and circuit for new coffee machine | Accurate Electric Ltd.
EP-2023-02072 | 2023-05-10 | 3355 GRANDVIEW HIGHWAY, Vancouver, BC V5M 1Z5 | Electrical Permit | Commercial | NULL | Issued | Annual / Operating - Normal operation. Renewal for EP-2022-01225 Valid: Feb. 14, 2023 - Feb. 13, 2024 | Danube Electric Ltd
EP-2022-01225 | 2022-02-16 | 3355 GRANDVIEW HIGHWAY, Vancouver, BC V5M 1Z5 | Electrical Permit | Commercial | NULL | Expired | Annual / Operating - For 2022 Annual operating permit Renewal for EP-2021-01147 Valid: Feb. 14, 2022 - Feb. 13, 2023 | Danube Electric Ltd
EP-2023-04498 | 2023-05-23 | 3438 GRANDVIEW HIGHWAY, Vancouver, BC V5M 2G4 | Electrical Permit | Residential | Tenant Improvement | Issued | Installation / Repair - Residential - Service upgrade, 100A to 200A. | Atlantic Electric Ltd
EP-2022-04135 | 2022-05-20 | 3156 GRAVELEY STREET, Vancouver, BC V5K 3K6 | Electrical Permit | Residential | New | Completed | Installation / Repair - Residential - 2FD+2LO - WEST UNIT - 3156 GRAVELEY ST - #1 & #2 EAST UNIT - 3158 GRAVELEY ST - #1 & #2 200 amp service connection , Duplex meterbase , 125 amp goes in each unit BP: To construct a 2-storey two-family dwelling with 2 lock-off units in the basement with a detached accessory building (garage) and an open parking pad at the rear providing 3 parking spaces, having vehicular access from the lane. The entire building, INCLUDING THE ATTACHED GARAGE (if applicable), to be sprinklered to NFPA 13D. Note: This is a 2 storey building pursuant to the Zoning and Development By-Law. 1. Covenant registered at the Land Title Office under CA973709 to CA9739710 2. No strata titling of the lock-off units permitted 3. A/C units proposed in the rear yard 4. No bar sinks proposed | AECOM ELECTRIC LTD
PP-2022-01437 | 2022-04-29 | 3156 GRAVELEY STREET, Vancouver, BC V5K 3K6 | Plumbing Permit | Residential | New | Completed | Residential - 2FD+2 LOCK OFF UNITS - WEST UNIT - 3156 GRAVELEY ST - #1 & #2 EAST UNIT - 3158 GRAVELEY ST - #1 & #2 Plumbing To construct a 2-storey two-family dwelling with 2 lock-off units in the basement with a detached accessory building (garage) and an open parking pad at the rear providing 3 parking spaces, having vehicular access from the lane. The entire building, INCLUDING THE ATTACHED GARAGE (if applicable), to be sprinklered to NFPA 13D. Note: This is a 2 storey building pursuant to the Zoning and Development By-Law. 1. Covenant registered at the Land Title Office under CA973709 to CA9739710 2. No strata titling of the lock-off units permitted 3. A/C units proposed in the rear yard 4. No bar sinks proposed | Lally Plumbing & Heating Ltd
NULL | NULL | 3156 GRAVELEY STREET, Vancouver, BC V5K 3K6 | Sprinkler Permit | Residential | New | Draft | Residential - Install sprinklers heads | RAHELU PLUMBING & HEATING LTD.
SP-2022-00856 | 2022-06-02 | 3156 GRAVELEY STREET, Vancouver, BC V5K 3K6 | Sprinkler Permit | Residential | New | Completed | Residential - install sprinkler head 2FD+2LO To construct a 2-storey two-family dwelling with 2 lock-off units in the basement with a detached accessory building (garage) and an open parking pad at the rear providing 3 parking spaces, having vehicular access from the lane. Note: This is a 2 storey building pursuant to the Zoning and Development By-Law. 1. Covenant registered at the Land Title Office under CA973709 to CA9739710 2. No strata titling of the lock-off units permitted 3. A/C units proposed in the rear yard 4. No bar sinks proposed 5. Schedule B: Shamsul Alam Shikder P.Eng (604-255-3740) Structural & Geotechnical 6. BC Housing Residential Builder - Khera Homes Ltd. AMEND: FEB 17/2023 UPLOADED: Schedule C-B | RAHELU PLUMBING & HEATING LTD.
GP-2022-01639 | 2022-06-01 | 3156 GRAVELEY STREET, Vancouver, BC V5K 3K6 | Gas Permit | Residential | New | Completed | Residential - Gas | Lally Plumbing & Heating Ltd
PP-2022-00895 | 2022-03-18 | 3156 GRAVELEY STREET, Vancouver, BC V5K 3K6 | Plumbing Permit | Residential | New | Completed | Residential - no pump only one sump. | Mainline Excavation Ltd
GP-2023-01985 | 2023-06-30 | 3222 GRAVELEY STREET, Vancouver, BC V5K 3K9 | Gas Permit | Residential | Renovation | Completed | Residential - Re & Re Furnace/Tankless | Eaton's Heating Ltd
GP-2023-03754 | 2023-11-28 | 3228 GRAVELEY STREET, Vancouver, BC V5K 3K9 | Gas Permit | Residential | New | Completed | Residential - Replaced Furnace | Ultra Mechanical Ltd
GP-2022-04052 | 2022-12-19 | 2109 GRAVELEY STREET, Vancouver, BC V5L 3B8 | Gas Permit | Residential | Renovation | Completed | Residential - Re &re Furnace | Milani Plumbing Heating & Air Conditioning Ltd
EP-2023-05681 | 2023-06-28 | 341 GORE AVENUE, Vancouver, BC V6A 2Z3 | Electrical Permit | Commercial | Tenant Improvement | Completed | Installation / Repair - Commercial - Installation of 1x 120V 20Amp receptacle in every unit. | UES Electrical Services Incorporated
EP-2022-00943 | 2022-02-08 | 609 GORE AVENUE, Vancouver, BC | Electrical Permit | Commercial | Renovation | Issued | Installation / Repair - Commercial - We will be replacing the existing defective fire alarm panel with a new Mircom FA-1000. Material and verification will be provided by Fairlane Fire Protection. This replacement falls under category 2a of Bulletin 2018-004-BU/EL. Note: This permit has been issued based on Bulletin 2018-004-BU/EL. | Top Solutions Systems Integration Ltd
EP-2022-01448 | 2022-03-01 | 7689 FRASER STREET, Vancouver, BC V5X 3W7 | Electrical Permit | Residential | Addition | Completed | Installation / Repair - Residential - INSTALLING OF an EV CHARGER. (Clipper Creek LCS-25) The existing service is 100amps. The EV branch circuit is 25amps. Manufacture specification attached. | ABC1 ELECTRICAL SERVICES LTD.
SP-2023-00199 | 2023-02-09 | 7690 FRASER STREET, Vancouver, BC V5X 3W8 | Sprinkler Permit | Residential | Renovation - Dwelling Unit(s) only | Completed | Residential - changing old heads to new sprinkler heads with same k factor -CF-2021-011625 >BP: 7690 Fraser St Exterior and interior alterations to repair water and fire damage in a sprinklered 2-storey building constructed in 2002. Legalizing a new secondary suite on the main floor to this existing one family dwelling on this corner flanking with lane site. Strata-tiling is not permitted. dp-2021-01093 for wwop deck in rear. Scope of work: Legalization of secondary suite on main floor and minor changes to this secondary suite to be code compliant including provisions for fire department access, widened primary access door, and revised stairs. This permit does not include the rear WWOP deck. See DP-2021-01093 for rear deck extension. sprinkler permit is required Sch.B (Struct): Ismael Charrat #51630, 604-525-4122, Siefken Engineering Revision #1: To remove secondary suite legalization from the scope of work. | Five Star Fire Protection Ltd
SP-2022-02098 | NULL | 7690 FRASER STREET, Vancouver, BC V5X 3W8 | Sprinkler Permit | Residential | Renovation | Cancelled | Residential - Reconnect 15ft of sprinkler line, had to be removed to facilitate roof repair due to fire in building. | R & M Mechanical Ltd
EP-2022-08882 | 2022-10-19 | 7690 FRASER STREET, Vancouver, BC V5X 3W8 | Electrical Permit | Residential | Renovation | Completed | Installation / Repair - Residential - GENERAL Hallway - Reinstall Smoke detector Kitchen - Supply and install Light fixture Garage - Detach and reset garage door opener motor and bracket (very high ceiling) UPPER LEVEL Stairs - Reinstall chandelier (should still be on site) Living Room - Supply and install 4 recessed light fixture trims, reinstall (4) light bulbs Dining Room - Reinstall chandelier Hallway/Landing - Supply and install (2) recessed light fixture trims - Reinstall (2) light bulbs Bathroom - Supply and install 3 bulb light bar fixture Bedroom 2 - Supply and install light fixture Kitchen - Supply and install (5) recessed light fixture trims Supply and install (5) bulbs 1.00 $7,595.00 $7,595.00 Family Room at rear of kitchen Replace burnt wiring Possibly supply and install 1-2 recessed light fixtures of the 6 as they were close to the fire, not sure Supply and install (6) bulbs Reinstall ceiling fan Reinstall or supply and install wall phone intercom Master Bedroom - Replace burnt wiring, outlets, etc Supply and install (5) recessed light fixtures and trims Supply and install 1 hanging light fixture Walk-in Closet - Supply and install (1) light fixture Ensuite Washroom - Supply and install exhaust fan And ducting Supply and install 3 bulb light bar Exterior - Supply and install exterior light fixture to side of rear patio door Supply and install door bell with video capability and wiring Supply and install (2) fluorescent light fixtures for aluminum awning ****Amend 11/17/2022**** Add distribution and grounding SEE SPECIFIC LOCATION FOR FURTHER WORK & DB DESCRIPTION | Lux Electric Group Ltd
NULL | NULL | 7690 FRASER STREET, Vancouver, BC V5X 3W8 | Electrical Permit | Residential | Renovation | Draft | Installation / Repair - Residential - General Replacement of all burnt wiring, outlets and receptacles Supply all required face plates and outlet covers Any electrical permits that may be required Entry Supply and install Smoke detector Den Supply and install Light fixture Bedroom Supply and install Light fixture Hallway Reinstall Smoke detector Kitchen Supply and install Light fixture Garage Detach and reset garage door opener motor and bracket (very high ceiling) Upper Level Stairs Reinstall chandelier (should still be on site) Living Room Supply and install 4 recessed light fixture trims, reinstall (4) light bulbs Dining Room Reinstall chandelier Hallway/Landing Supply and install (2) recessed light fixture trims Reinstall (2) light bulbs Bathroom Supply and install 3 bulb light bar fixture Bedroom 2 Supply and install light fixture Kitchen Supply and install (5) recessed light fixture trims Supply and install (5) bulbs 1.00 $7,595.00 $7,595.00 Family Room at rear of kitchen Replace burnt wiring Possibly supply and install 1-2 recessed light fixtures of the 6 as they were close to the fire, not sure Supply and install (6) bulbs Reinstall ceiling fan Reinstall or supply and install wall phone intercom Master Bedroom Replace burnt wiring, outlets, etc Supply and install (5) recessed light fixtures and trims Supply and install 1 hanging light fixture Walk-in Closet Supply and install (1) light fixture Ensuite Washroom Supply and install exhaust fan And ducting Supply and install 3 bulb light bar Exterior Supply and install exterior light fixture to side of rear patio door Supply and install door bell with video capability and wiring Supply and install (2) fluorescent light fixtures for aluminum awning | NULL
NULL | NULL | 7690 FRASER STREET, Vancouver, BC V5X 3W8 | Electrical Permit | Residential | Renovation | Withdrawn | Installation / Repair - Residential - Fire occurred in the upstair master bedroom. Trusses were required to be replaced. We came in pulled back all wiring to allow truss removal. Replaced all wiring that was burnt in the fire. Now pulling wire all back to its original state. | Lux Electric Group Ltd
PP-2022-03851 | 2022-10-26 | 7690 FRASER STREET, Vancouver, BC V5X 3W8 | Plumbing Permit | Residential | Renovation | Completed | Residential - Install of plumbing vents to roof after roof replacement >>BP: 7690 Fraser St Exterior and interior alterations to repair water and fire damage in an un-sprinklered 2-storey building. Legalizing a new secondary suite on the main floor to this existing one family dwelling on this corner flanking with lane site. Strata-tiling is not permitted. dp-2021-01093 for wwop deck in rear. Scope of work: Legalization of secondary suite on main floor and minor changes to this secondary suite to be code compliant including provisions for fire department access, widened primary access door, and revised stairs. This permit does not include the rear WWOP deck. See DP-2021-01093 for rear deck extension. sprinkler permit is required Sch.B (Struct): Ismael Charrat #51630, 604-525-4122, Siefken Engineering | R & M Mechanical Ltd
EP-2023-03288 | 2023-04-19 | 8240 FRASER STREET, Vancouver, BC V5X 3X6 | Electrical Permit | Commercial | NULL | Issued | Annual / Operating - Annual operating permit for ongoing code deficiencies. Renewal of EP-2022-01373 Valid February 22, 2023 until February 21, 2024 | Likely & District Quesnel River Hatchery Ltd
EP-2022-01373 | 2022-02-22 | 8240 FRASER STREET, Vancouver, BC V5X 3X6 | Electrical Permit | Commercial | NULL | Expired | Annual / Operating - ANNUAL OPERATING PERMIT Valid February 22, 2022 until February 21, 2023. | Likely & District Quesnel River Hatchery Ltd
EP-2022-04374 | 2022-05-27 | 8240 FRASER STREET, Vancouver, BC V5X 3X6 | Electrical Permit | Commercial | New | Stop Work | Installation / Repair - Commercial - Removal of temp CT's and install new 13th jaw meterbase in place of old meter cabinet with meter inside and install new CT's for Electrical room 3 -As well just adding a 50amp / 208 volt plug in hall for additional power for DJ's power -Work take place in electrical room 1 and electrical room 3. Also at 8240 Fraser Street add 1 - 50 amp / 208 volt plug in main hall for DJ extra lighting needs etc -as per contractor: No not upstairs... in main room is where the above scope of work will be performed >>>>> AMEND: July 18th Please change to 347/600 volts And grounding and bonding -New service per Ray | Likely & District Quesnel River Hatchery Ltd
PP-2022-00304 | 2022-02-04 | 8265 FRASER STREET, Vancouver, BC V5X 3X9 | Plumbing Permit | Commercial | Addition | Completed | Commercial - add 4 DCVA for 3 x water filters and 1 x espresso machine and 2 x RPBA for 1 x chemical dispensing device and 1 x premise isolation. ENGINEER LETTER HAS BEEN UPLOADED | Rainbow Mechanical Ltd
EP-2022-08505 | 2022-10-31 | 8265 FRASER STREET, Vancouver, BC V5X 3X9 | Electrical Permit | Commercial | Addition | Completed | Installation / Repair - Commercial - Install 3 EV chargers. The loads supplied by existing service will be increased by 33.28 KW. 1) EV branch circuit - 3C #6 awg copper, 208 volt 1 phase, 50 amp Chargepoint Home Flex - circuit rating 50 A, max load 40 A Location - Delivery Bay 2) EV branch circuit - 3C #6 awg copper, 208 volt 1 phase, 60 amp Chargepoint CPF50 - circuit rating 60 A, max load 48 A Location - Shop 3) EV branch circuit - 4C #6 awg copper, 2 x 208 volt 1 phase, 2 x 40 amp. Chargepoint CT4000 - circuit rating 2 x 40 A, max load 2 x 30 A Location - Parking | INT Electrical Ltd
EP-2022-00025 | 2022-01-05 | 3495 GRANDVIEW HIGHWAY, Vancouver, BC V5M 2G6 | Electrical Permit | Residential | Renovation | Completed | Installation / Repair - Residential - Basement Suite Wiring. including a service change to 200A >BP: Exterior and interior alterations and a change of use from one family dwelling to one family dwelling unit with a secondary suite Scope of work: Installing fire separation wall between suites. Re/re some windows and door, installing some new window and 2 doors. Reconfigure layout of non-load bearing walls. Relocating and eliminating some plumbing. Electrical work. OK for Field Review per K. Vogt April 21, 2021 Schedule B submitted by J. Y. Y. Lee P.Eng 604.325.7503 | MD White Electrical Ltd
EP-2022-01017 | 2022-03-03 | 3505 GRANDVIEW HIGHWAY, Vancouver, BC V5M 2G7 | Electrical Permit | Commercial | Renovation | Completed | Installation / Repair - Commercial - tenant fit up for new coffee station, new interior lights and digital menu boards | F & M Installations Ltd
EP-2023-00301 | 2023-01-17 | 3505 GRANDVIEW HIGHWAY, Vancouver, BC V5M 2G7 | Electrical Permit | Commercial | Renovation | Completed | Installation / Repair - Commercial - LIGTHING CHANGES TO RESTAURANT SEATING AREA | F & M Installations Ltd
EP-2022-05092 | 2022-06-24 | 3505 GRANDVIEW HIGHWAY, Vancouver, BC V5M 2G7 | Electrical Permit | Commercial | Tenant Improvement | Completed | Installation / Repair - Commercial - Install DCFC >Permit Amendment Nov 28, 2023 -Service Details Amended: 120/208 ¦ 400A ¦ 3 Phase 4 wire to 120/208 ¦ 200A ¦ 3 Phase 4 Wire -"ELECTRICAL LOAD CALC HAS BEEN UPLOADED" *Document(s) uploaded to "Application Documents" tab for Electrical Inspector review. Documents are at pending status at time of permit amendment approval | Power Pros Electrical Ltd
EP-2023-02165 | 2023-03-14 | 3585 GRANDVIEW HIGHWAY, Vancouver, BC V5M 2G7 | Electrical Permit | Commercial | NULL | Issued | Annual / Operating - ANNUAL OPERATING ELECTRICAL PERMIT Renewal of: EP-2022-01741 -Valid: April 25, 2023 - April 24, 2024 | Canem Systems Ltd
NULL | NULL | 3585 GRANDVIEW HIGHWAY, Vancouver, BC V5M 2G7 | Electrical Permit | Commercial | NULL | Draft | Annual / Operating - NEW ANNUAL OPERATING ELECTRICAL PERMIT | Canem Systems Ltd
SP-2023-02246 | 2023-12-15 | 3585 GRANDVIEW HIGHWAY, Vancouver, BC V5M 2G7 | Sprinkler Permit | Commercial | Renovation | Issued | Commercial - Add one (1) sprinkler to the garbage chute. **NOTE: Any structural work may require a building permit For Plan Sketch and Under 20 sprinkler heads TI *****This application does not include any of the following: 1. Not more than 20 sprinklers (add, relocate, or remove), 2. hydraulic calculations, 3. change in occupancy and /or hazard classification, 4. warehouse storage arrangements, 5. mobile compact storage arrangements, 6. alternative solutions, 7. changes to the sprinkler system supply piping (e.g. valves, mains, cross-mains, branch-lines, etc.), or 8. flexible sprinkler pipe. | Viking Fire Protection Inc
EP-2022-00055 | 2022-01-07 | 3585 GRANDVIEW HIGHWAY, Vancouver, BC V5M 2G7 | Electrical Permit | Commercial | Tenant Improvement | Issued | Installation / Repair - Commercial - Extra Low Voltage - installation of an upgraded burglar alarm system at Walmart Vancouver. | Tyco Integrated Fire & Security Canada Inc/Tyco Feu Et Securite Integres Canada Inc
EP-2022-01741 | 2022-04-12 | 3585 GRANDVIEW HIGHWAY, Vancouver, BC V5M 2G7 | Electrical Permit | Commercial | NULL | Expired | Annual / Operating - Annual Operating Permit for Walmart store #1104, located at 3585 GRANDVIEW HIGHWAY, Vancouver, BC V5M 2G7 - electrical repairs and maintenance. Renewal of: EP-2021-02799 -Valid: April 25, 2022 - April 24, 2023 | Canem Systems Ltd
EP-2022-06057 | 2022-07-29 | 3645 GRANDVIEW HIGHWAY, Vancouver, BC V5M 2G7 | Electrical Permit | Commercial | Addition | Completed | Installation / Repair - Commercial - Addition to existing security access system - 1 access control door on 3rd flr | Chubb Fire & Security Canada Corp
PP-2022-02634 | 2022-09-02 | 2586 GRANT STREET, Vancouver, BC V5K 3G7 | Plumbing Permit | Residential | New | Issued | Residential - Sump | PTL Contracting Ltd
MP-2022-00737 | 2022-12-20 | 2586 GRANT STREET, Vancouver, BC V5K 3G7 | Mechanical Permit | NULL | NULL | Issued | NULL | M & P Plumbing & Heating Ltd
PP-2022-04482 | 2022-12-15 | 2586 GRANT STREET, Vancouver, BC V5K 3G7 | Plumbing Permit | Residential | New | Issued | Residential - plumbing To construct a two-storey two-family dwelling with two secondary suites located in the basement, with a detached accessory building (garage) with 1 surface parking at the rear providing 3 parking spaces, having vehicular access from the lane. Note: This is a 2 storey building pursuant to the Zoning and Development By-Law 1. Covenant registered at the Land Title Office under CA9630667 2. A/C units proposed in the rear yard 3. Schedule B: Weizheng Su, P.Eng. (604-367-6645) Structural & Geotechnical 4. HPO: Residential Builder - Vanwell Homes Ltd. 5. The entire building, INCLUDING THE ATTACHED GARAGE (if applicable), to be sprinklered to 2XNFPA 13D. | M & P Plumbing & Heating Ltd
GP-2023-01241 | 2023-04-17 | 2586 GRANT STREET, Vancouver, BC V5K 3G7 | Gas Permit | Residential | New | Issued | Residential - 2 Ranges, 2 BBQ's & 2 Boilers gas piping and boiler venting >BP: To construct a 2 storey + basement one-family dwelling with a secondary suite | M & P Plumbing & Heating Ltd
EP-2023-03266 | 2023-04-26 | 2586 GRANT STREET, Vancouver, BC V5K 3G7 | Electrical Permit | Residential | New | Issued | Installation / Repair - Residential - Duplex electrical rough wiring and finish *An approved mechanical permit is required for the installation of air conditioning or heat pump unit at the time of installation before an electrical inspection will be performed >BP: To construct a two-storey two-family dwelling with two secondary suites ($732,000) located in the basement, with a detached accessory building (garage) with 1 surface parking at the rear providing 3 parking spaces, having vehicular access from the lane. Note: This Building Permit will remain in a suspended status until the associated (green) Demolition Permit BP-2021-06267 is completed. Note: This is a 2 storey building pursuant to the Zoning and Development By-Law 1. Covenant registered at the Land Title Office under CA9630667 2. A/C units proposed in the rear yard 3. Schedule B: Weizheng Su, P.Eng. (604-367-6645) Structural & Geotechnical 4. HPO: Residential Builder - Vanwell Homes Ltd. 5. The entire building, INCLUDING THE ATTACHED GARAGE (if applicable), to be sprinklered to 2XNFPA 13D. | ICAN Electrical Ltd.
EP-2023-03517 | NULL | 2586 GRANT STREET, Vancouver, BC V5K 3G7 | Electrical Permit | Residential | New | Withdrawn | Interim - Residential - Underground cable and Conduit | ICAN Electrical Ltd.
EP-2023-03511 | 2023-04-24 | 2586 GRANT STREET, Vancouver, BC V5K 3G7 | Electrical Permit | Residential | New | Issued | Temporary Power - Residential - To provide temporary power. | ICAN Electrical Ltd.
SP-2023-00749 | 2023-05-01 | 2586 GRANT STREET, Vancouver, BC V5K 3G7 | Sprinkler Permit | Residential | New | Issued | Residential - New fire sprinkler system installation >BP: To construct a two-storey two-family dwelling with two secondary suites located in the basement, with a detached accessory building (garage) with 1 surface parking at the rear providing 3 parking spaces, having vehicular access from the lane. Note: This is a 2 storey building pursuant to the Zoning and Development By-Law 1. Covenant registered at the Land Title Office under CA9630667 2. A/C units proposed in the rear yard 3. Schedule B: Weizheng Su, P.Eng. (604-367-6645) Structural & Geotechnical 4. HPO: Residential Builder - Vanwell Homes Ltd. 5. The entire building, INCLUDING THE ATTACHED GARAGE (if applicable), to be sprinklered to 2XNFPA 13D. | Spectrum Fire Protection Ltd
EP-2023-04826 | 2023-06-01 | 2586 GRANT STREET, Vancouver, BC V5K 3G7 | Electrical Permit | Residential | New | Issued | Installation / Repair - Residential - Install security, interom, tv, data, tel, camera wiring and completion. >BP: To construct a two-storey two-family dwelling with two secondary suites ($732,000) located in the basement, with a detached accessory building (garage) with 1 surface parking at the rear providing 3 parking spaces, having vehicular access from the lane. Note: This Building Permit will remain in a suspended status until the associated (green) Demolition Permit BP-2021-06267 is completed. Note: This is a 2 storey building pursuant to the Zoning and Development By-Law 1. Covenant registered at the Land Title Office under CA9630667 2. A/C units proposed in the rear yard 3. Schedule B: Weizheng Su, P.Eng. (604-367-6645) Structural & Geotechnical 4. HPO: Residential Builder - Vanwell Homes Ltd. 5. The entire building, INCLUDING THE ATTACHED GARAGE (if applicable), to be sprinklered to 2XNFPA 13D. ******THIS PERMIT HAS BEEN ISSUED UNDER THE REQUIREMENTS OF VBBL #12511 (2019)****** | Repel Security Systems Ltd
EP-2022-03197 | 2022-04-21 | 2586 GRANT STREET, Vancouver, BC V5K 3G7 | Electrical Permit | Residential | New | Expired | Temporary Power - Residential - To provide temporary power. NOTE: Work authorized by this permit is for placement of a temporary power pole only and does not authorize any site construction and/or excavation. A separate Building Permit will be required prior to commencement of any other work on this site. | ICAN Electrical Ltd.
SP-2022-00833 | 2022-08-08 | 2586 GRANT STREET, Vancouver, BC V5K 3G7 | Sprinkler Permit | Residential | New | Issued | Residential - New sprinkler system >BP: To construct a two-storey two-family dwelling with two secondary suites ($732,000) located in the basement, with a detached accessory building (garage) with 1 surface parking at the rear providing 3 parking spaces, having vehicular access from the lane. Note: This is a 2 storey building pursuant to the Zoning and Development By-Law 1. Covenant registered at the Land Title Office under CA9630667 2. A/C units proposed in the rear yard 3. Schedule B: Weizheng Su, P.Eng. (604-367-6645) Structural & Geotechnical 4. HPO: Residential Builder - Vanwell Homes Ltd. 5. The entire building, INCLUDING THE ATTACHED GARAGE (if applicable), to be sprinklered to 2XNFPA 13D. ******THIS PERMIT HAS BEEN ISSUED UNDER THE REQUIREMENTS OF VBBL #12511 (2019)****** | Haven Fire Protection Ltd
NULL | NULL | 2594 GRANT STREET, Vancouver, BC V5K 3G7 | Electrical Permit | Residential | Renovation | Draft | Installation / Repair - Residential - Dedicated circuit for heat pump | Pacific Star Electric Inc
MP-2022-00609 | 2022-11-24 | 2594 GRANT STREET, Vancouver, BC V5K 3G7 | Mechanical Permit | NULL | NULL | Cancelled | NULL | Thomson Industries Ltd
GP-2022-03666 | 2022-11-21 | 2609 GRANT STREET, Vancouver, BC V5K 3G8 | Gas Permit | Residential | New | Completed | Residential - Installed a tankless water heater | Aquaflame Heating & Cooling Ltd
PP-2023-00210 | 2023-01-20 | 1728 GLEN DRIVE, Vancouver, BC V6A 4L5 | Plumbing Permit | Commercial | Renovation | Completed | Commercial - Correct cross connection in drainage CF-2022-003134 | Hermco Mechanical Ltd
NULL | NULL | 1868 GLEN DRIVE, Vancouver, BC V6A 4K4 | Electrical Permit | Commercial | NULL | Draft | Annual / Operating - Annual electrical operating permit/Inspections | Ainsworth Inc
EP-2023-04034 | 2023-05-10 | 1868 GLEN DRIVE, Vancouver, BC V6A 4K4 | Electrical Permit | Commercial | NULL | Issued | Annual / Operating - Maintenance of existing operating electrical equipment. TO CONTINUE WORK STARTED BY OTHERS (EP-2022-04280) AOP/Inspections | Ainsworth Inc
EP-2022-04280 | 2022-06-09 | 1868 GLEN DRIVE, Vancouver, BC V6A 4K4 | Electrical Permit | Commercial | NULL | Expired | Annual / Operating - Annual Operating Permit (note: expired EP-2021-04513 was obtained by another company) --Valid: June 3, 2022 - June 2, 2023 Lights, ballasts etc. **Amend 10/03/2022** Need to change the FSR on file as Max is no longer with Modern Niagara. The new FSR on file will be Justin Sulzle CEL000253773 | Modern Niagara Vancouver Inc
GP-2022-02311 | 2022-08-08 | 3226 GRANT STREET, Vancouver, BC V5K 3J2 | Gas Permit | Residential | Addition | Completed | Residential - Fire pit install l | Erzsebet Kapas
EP-2023-03198 | 2023-04-13 | 1043 GRANVILLE STREET, Vancouver, BC V6Z 1L4 | Electrical Permit | Commercial | Tenant Improvement | Completed | Installation / Repair - Commercial - RE & RE of RTU 3 Pole 30A Disconnect Switch Retrofit/Replacement due to failed enclosure from age. Like for like exact appliance replacement. Service remained the same, breaker & electrical feed confirmed to be originally sized properly. Equipment will be replaced in the same location as existing the unit. No change in equipment capacity or fuel. WO 159340 | Haakon Industries (Canada) Ltd.
PP-2022-01677 | 2022-05-16 | 1046 GRANVILLE STREET, Vancouver, BC V6Z 1L5 | Plumbing Permit | Commercial | Tenant Improvement | Completed | Commercial - Install 2 new RPBA on the boiler feed | Canada West Plumbing & Heating Ltd
EP-2022-03904 | 2022-05-13 | 1046 GRANVILLE STREET, Vancouver, BC V6Z 1L5 | Electrical Permit | Commercial | Addition | Completed | Installation / Repair - Commercial - Check and repairs (CF-2022-002626 & CF-2022-002339) -Scope of electrical permit is to fix all deficiencies of letter that issue by city of Vancouver on march30 2020(CF-2022-002626,CF-2022-002339). Fix grounding in basement,put new panel cover on panel 2A on 2nd floor,put supports on BX wires in basement,fix 3/4 inch conduit coupling west section of basement,install new fixture approved for wet location on showers on 2nd floor. -.it’s not any changes into electrical service. | Aman Electrical Ltd.
NULL | NULL | 1046 GRANVILLE STREET, Vancouver, BC V6Z 1L5 | Plumbing Permit | Commercial | Renovation | Draft | Commercial - Replace leaking water piping | H & R Mechanical Ltd
EP-2021-06303 | 2023-05-10 | 1050 GRANVILLE STREET, Vancouver, BC V6Z 1L5 | Electrical Permit | Commercial | Renovation | Completed | Installation / Repair - Commercial - Moving existing lighting and receptacles. >BP: Interior alterations to change of approximately 530 SF of kitchen area into semi-private booths with a shower and a separate food preparation area (no exhaust canopy), and to covert the women's washrooms on the mezzanine level to change room in this existing one-storey plus mezzanine Cabaret - Granville Strip. Note: - No change to total occupant load of 273 persons (262 interior seats + 11 staff). Mezzanine level is limited to 60 persons. A permanent sign indicating that occupant load shall be posted in a conspicuous location. - Contractor shall have valid business license. - Schedule A - Randy Knill, Architect, AIBC Schedule B - Architectural, Mechanical and Plumbing received. Revision No.1. W. Ng. March 11, 2021 a- Revise shower location in proposed lounge area b- Adjust furnitures and millwork layout in proposed lounge area c- Modify mechanical and lighting accordingly in proposed lounge area d- Update interior elevations, sections and details reflecting the changes. | Jeffrey A Stefanucci
EP-2022-00431 | 2022-02-01 | 1060 GRANVILLE STREET, Vancouver, BC V6Z 1L5 | Electrical Permit | Commercial | Renovation | Completed | Installation / Repair - Commercial - (33) SRO units -Remove & reinstall ceiling mount lights -Remove & install new smoke/CO detectors -Install new USB receptacle at bedside -Install new receptacle for TV -Install new box and COAX for TV | Alpine Electric Ltd
EP-2024-00494 | 2024-02-01 | 1100 GRANVILLE STREET, Vancouver, BC V6Z 2B6 | Electrical Permit | Commercial | Renovation | Issued | Installation / Repair - Commercial - Wiring of replacement fire pump and associated controller, direct replacement for failed units. | All Tech Fire Solutions Inc
EP-2022-03990 | 2022-05-16 | 1109 GRANVILLE STREET, Vancouver, BC | Electrical Permit | Commercial | Renovation | Completed | Installation / Repair - Commercial - Installing some plugs and some fixture. Upgrading all exit and emergency lights. >BP: Interior alterations to provide tenant improvements for the change of use from Retail to Beauty Salon in this commercial building on this site. Scope of Work: Adding washing stations, mop sinks, and electrical and plumbing will be done on separate permit. E2 - Lighting - Upgrade to incorporate Automatic Full OFF (per 9.4.1.1.(h) of ASHRAE 90.1-2016) Schedule A provided by Xiangyang Tan Electrical Schedule B provided by Ziyu Fan Mechanical/ Electrical Schedule B provided by Xiangyang Tan OK for Field Review as per J.Bal - April 13,2022 | Amir Hossein Rastjoo
PP-2022-01815 | 2022-06-06 | 1109 GRANVILLE STREET, Vancouver, BC | Plumbing Permit | Commercial | Tenant Improvement | Completed | Commercial - Add 3 Hair wash sink and one hand sink >BP: Interior alterations to provide tenant improvements for the change of use from Retail to Beauty Salon in this commercial building on this site. Scope of Work: Adding washing stations, mop sinks, and electrical and plumbing will be done on separate permit. E2 - Lighting - Upgrade to incorporate Automatic Full OFF (per 9.4.1.1.(h) of ASHRAE 90.1-2016) Schedule A provided by Xiangyang Tan Electrical Schedule B provided by Ziyu Fan Mechanical/ Electrical Schedule B provided by Xiangyang Tan OK for Field Review as per J.Bal - April 13,2022 | Infinity Pacific Mechanical Ltd
PP-2022-00366 | 2022-02-04 | 1130 GRANVILLE STREET, Vancouver, BC V6Z 1L8 | Plumbing Permit | Commercial | Tenant Improvement | Completed | Commercial - hot water Tank | Alfred Biesok
NULL | NULL | 1130 GRANVILLE STREET, Vancouver, BC V6Z 1L8 | Plumbing Permit | Commercial | Tenant Improvement | Draft | Commercial - hot water Tank installation | Alfred Biesok
EP-2024-00478 | NULL | 1155 GRANVILLE STREET, Vancouver, BC V6Z 1M1 | Electrical Permit | Commercial | Addition | Applicant Revisions | Installation / Repair - Commercial - Install new heaters in a four units of a low rise condo building Second and Third floor. There are 2 units per floor -CF-2023-013055? | MB Installations Ltd
EP-2022-08673 | 2022-10-13 | 1175 GRANVILLE STREET, Vancouver, BC V6Z 1M1 | Electrical Permit | Residential | Renovation | Completed | Installation / Repair - Residential - Upgrade sub-service to two residential unit from 30 amp, 120/240 volt single phase to 60 amp. The existing service will be back feed from the new panel. No other wiring change in the units. | AML Construction Ltd
EP-2023-04361 | 2023-05-25 | 1176 GRANVILLE STREET, Vancouver, BC V6Z 1L8 | Electrical Permit | Commercial | Renovation | Completed | Installation / Repair - Commercial - To install two (2) heat detectors in basement boiler room and one (1) smoke detector in basement electrical room as per fire order from January 12, 2023 -CF-2022-005626 -CF-2022-003195 >BP: Exterior alterations to perform a voluntary upgrade to the existing fire escape in the Hotel (Social Housing Units) (Group C) portion of this existing mixed use building on this site. Proposed work includes addition of a new platform, stairs, windows, and telescopic ladder. Revision #1- 2023-03-21- S.Le Raise new platform height to minimum 5.2m from lane surface. | Fina Electrical Systems Ltd
EP-2023-09915 | 2023-11-02 | 1183 GRANVILLE STREET, Vancouver, BC | Electrical Permit | Commercial | Renovation | Completed | Installation / Repair - Commercial - Re-wiring the upstairs lights that do not work and the GFCI in a bathroom. Replacing LED light fixtures if they do not operate. Ensure everything is safely installed. | VERIFIED FIRE & ELECTRICAL LTD.
EP-2023-06108 | 2023-07-07 | 1221 GRANVILLE STREET, Vancouver, BC V6Z 1M6 | Electrical Permit | Commercial | Tenant Improvement | Completed | Installation / Repair - Commercial - Installation of 2 new branch circuits (125 Amp) for industrial dryers in basement. | Expert Electric Ltd
PP-2023-00606 | 2023-02-22 | 1221 GRANVILLE STREET, Vancouver, BC V6Z 1M6 | Plumbing Permit | Commercial | New | Issued | Commercial - Install a total of 8 Backflow preventers 1221 Granville St ( Ramada Hotel ) , the four back flow will be done upstairs with the refrigeration company , two on the second floor , two on the fifth floor : unless other wise requested by owner . | David Beck
EP-2023-01774 | 2023-03-10 | 3251 GLEN DRIVE, Vancouver, BC V5V 4S3 | Electrical Permit | Residential | Tenant Improvement | Completed | Installation / Repair - Residential - Electrical to Hot Water Tank >Removing old Hot water Tank, disconnecting the wiring and replacing with new tankless Water heater. | 0994152 BC Ltd
GP-2023-00741 | 2023-03-02 | 3251 GLEN DRIVE, Vancouver, BC V5V 4S3 | Gas Permit | Residential | Tenant Improvement | Completed | Residential - replacing hot water tank with tankless | 0994152 BC Ltd
GP-2023-00190 | 2023-01-17 | 3729 GLEN DRIVE, Vancouver, BC V5V 4S8 | Gas Permit | Residential | Renovation | Cancelled | Residential - Install one natural gas fireplace insert | Vancouver Gas Fireplaces Ltd
GP-2023-00127 | 2023-01-12 | 3729 GLEN DRIVE, Vancouver, BC V5V 4S8 | Gas Permit | Residential | Renovation | Completed | Residential - Install one natural gas fireplace insert | Vancouver Gas Fireplaces Ltd
MP-2022-00542 | 2022-11-09 | 3816 GLEN DRIVE, Vancouver, BC V5V 4T1 | Mechanical Permit | NULL | NULL | Completed | NULL | 1236318 BC Ltd DBA Aquatech Vancouver
EP-2022-09477 | 2022-11-08 | 3816 GLEN DRIVE, Vancouver, BC V5V 4T1 | Electrical Permit | Residential | Renovation | Completed | Installation / Repair - Residential - Upgrade service from 100 amp to 200 amp *MP-2022-00542 *AMEND May 10, 2023 -"Wiring of heat pump indoor and outdoor unit to scope. No additional costs" | Mountain Point Electrical Inc.
NULL | NULL | 3816 GLEN DRIVE, Vancouver, BC V5V 4T1 | Mechanical Permit | NULL | NULL | Withdrawn | NULL | JJM Mechanical Group Ltd
GP-2023-00209 | 2023-01-17 | 7556 FRASER STREET, Vancouver, BC V5X 3W6 | Gas Permit | Residential | Renovation | Completed | Residential - to replace one tankless in the same location. | Paolo's Plumbing & Heating Ltd
NULL | NULL | 7556 FRASER STREET, Vancouver, BC V5X 3W6 | Electrical Permit | Residential | Renovation - Dwelling Unit(s) only | Draft | Installation / Repair - Residential - Upgrading main panel to 200 amp. | NULL
NULL | NULL | 7556 FRASER STREET, Vancouver, BC V5X 3W6 | Electrical Permit | Residential | Renovation - Dwelling Unit(s) only | Draft | Installation / Repair - Residential - Upgrading main panel to 200 amp | NULL
NULL | NULL | 7556 FRASER STREET, Vancouver, BC V5X 3W6 | Electrical Permit | Residential | Renovation - Dwelling Unit(s) only | Draft | Installation / Repair - Residential - upgrading main panel to 200 amp | NULL
EP-2023-07434 | 2023-08-15 | 7556 FRASER STREET, Vancouver, BC V5X 3W6 | Electrical Permit | Residential | Renovation | Issued | Installation / Repair - Residential - Upgrade service to 200 amp >Permit Amendment Oct 04, 2023 -Upgrading main panel to 200 amp and some added new branches , photos of ground plate installation and 150 amp subpanel trench cable(3/0 acwu 3 conductor cable) The information and photos are uploaded. *Document(s) uploaded to "Application Documents" tab for Electrical Inspector review. Documents are at pending status at time of permit amendment approval | Redox Electric Ltd
EP-2022-00878 | 2022-02-23 | 1245 GLEN DRIVE, Vancouver, BC V6A 3M8 | Electrical Permit | Commercial | Tenant Improvement | Completed | Installation / Repair - Commercial - Remove wiring and make safe wiring attached to the mezzanine that is being removed. -CF-2021-012825 BP: #110 Interior alterations to provide improvements for this existing furniture manufacturing tenant on the mezzanine level of this industrial building on this site. Work to include seismic upgrade to racking and removal of the WWOP portion of the mezzanine. Note: Energy trigger chosen; L2 - Lighting - Upgrade to incorporate Automatic Lighting Shutoff (per 9.4.1.1 of ASHRAE 90.1 - 2010) | Steele Electric (2001) Ltd
PP-2022-00500 | 2022-02-17 | 4535 GLADSTONE STREET, Vancouver, BC V5N 5A1 | Plumbing Permit | Residential | New | Completed | Residential - LWH - #3 - Install storm sump and hook up San. Storm with existing city services To construct a 2 storey laneway house building with 1 open parking pad, providing a total of 1 parking spaces, having vehicular access from the 20' Lane. Note: This is a 1 ½ storey building pursuant to the Zoning & Development By-law. 1. Covenant not required with existing house 2. No Strata Titling permitted 3. No A/C Unit proposed | CANLAND EXCAVATING LTD.
GP-2022-03209 | 2022-10-18 | 4535 GLADSTONE STREET, Vancouver, BC V5N 5A1 | Gas Permit | Residential | Renovation - Dwelling Unit(s) only | Completed | Residential - RE & RE HOT WATER SYSTEM | 484081 BC LTD
EP-2022-07470 | 2022-09-07 | 4535 GLADSTONE STREET, Vancouver, BC V5N 5A1 | Electrical Permit | Residential | New | Completed | Installation / Repair - Residential - 200 amp main service 150 amp for house and 100 amp for lwh Service location change from house to lwh | H.L. ELECTRICAL LTD
GP-2022-00994 | 2022-03-31 | 6120 GLENDALOUGH PLACE, Vancouver, BC V6N 1S6 | Gas Permit | Residential | Renovation | Cancelled | Residential - Installation of 1 gas fireplace - venting and hook up only | Urban Fireplaces Ltd
GP-2022-00562 | 2022-02-23 | 6131 GLENDALOUGH PLACE, Vancouver, BC V6N 1S5 | Gas Permit | Residential | New | Completed | Residential - Installing the gas connection for a new generator. | Piperun Plumbing & Mechanical Ltd
EP-2022-05991 | 2022-08-03 | 6131 GLENDALOUGH PLACE, Vancouver, BC V6N 1S5 | Electrical Permit | Residential | Addition | Issued | Installation / Repair - Residential - Installation of PV solar system | Clear Energy Solutions Inc
PP-2022-02772 | 2022-08-10 | 6150 GLENDALOUGH PLACE, Vancouver, BC V6N 1S6 | Plumbing Permit | Residential | Renovation | Issued | Residential - renovating interior alterations to this existing one family dwelling scope of work: interior alterations only. all exterior alterations under BP-2022-01972 Amend: Jan 11, 2023 amend/add to my existing permit one bar sink in the basement, one inside sump pump in basement. Remove janitor sink from main floor to basement floor, and remove automatic washer from main floor to basement floor | MCKIM MECHANICAL
EP-2023-02237 | 2023-03-16 | 6150 GLENDALOUGH PLACE, Vancouver, BC V6N 1S6 | Electrical Permit | Residential | Renovation | Issued | Installation / Repair - Residential - Wiring system for security alarm system, surveillance system, central vacuum system, intercom system, audio system, lighting system, media room system. >BP: interior alterations to this existing one family dwelling scope of work: interior alterations only. all exterior alterations under BP-2022-01972 | Vancouver Audiospace Home Control Ltd
MP-2023-00086 | 2023-01-20 | 6150 GLENDALOUGH PLACE, Vancouver, BC V6N 1S6 | Mechanical Permit | NULL | NULL | Issued | NULL | MCKIM MECHANICAL
GP-2023-00241 | 2023-01-20 | 6150 GLENDALOUGH PLACE, Vancouver, BC V6N 1S6 | Gas Permit | Residential | Renovation | Issued | Residential - -Gas appliances -piping only for the fireplaces >BP: Two receptacles and one bank of switches are being relocated to accommodate a wall built to separate two suites. >Amend: May 4th -add one additional Fireplace to existing fireplace @ 60,000BTU | MCKIM MECHANICAL
GP-2022-04153 | 2023-01-03 | 6150 GLENDALOUGH PLACE, Vancouver, BC V6N 1S6 | Gas Permit | Residential | Renovation | Issued | Residential - Installation of 3 gas fireplaces - venting and hook up only >BP: interior alterations to this existing one family dwelling scope of work: interior alterations only. all exterior alterations under BP-2022-01972 | Urban Fireplaces Ltd
SP-2023-00195 | NULL | 6150 GLENDALOUGH PLACE, Vancouver, BC V6N 1S6 | Sprinkler Permit | Residential | New | Withdrawn | Residential - Install of Fire protection Sprinkler system from Incoming water to top floor >entire building to be sprinklered NFPA 13 D >BP: interior alterations to this existing one family dwelling scope of work: interior alterations only. all exterior alterations under BP-2022-01972 | Essential Fire-Protection Inc
PP-2023-00047 | 2023-01-06 | 6150 GLENDALOUGH PLACE, Vancouver, BC V6N 1S6 | Plumbing Permit | Residential | Renovation | Issued | Residential - install sump July 4/2023-AMEND -add an additional sump for a total of 2 sumps on this site | Octiscapes Site Services Ltd
EP-2023-01584 | 2023-05-05 | 6150 GLENDALOUGH PLACE, Vancouver, BC V6N 1S6 | Electrical Permit | Residential | Renovation | Issued | Installation / Repair - Residential - Full electrical new electrical wiring 400A service upgrade MP-2023-00086 >BP: interior alterations to this existing one family dwelling scope of work: interior alterations only. all exterior alterations under BP-2022-01972 Amend: May 18th, 2023 home owners details Jock Ross cell: 604 654 1168 email: Jock.Ross@raymondjames.ca | Brightspark Electric
GP-2023-02021 | 2023-09-26 | 6150 GLENDALOUGH PLACE, Vancouver, BC V6N 1S6 | Gas Permit | Residential | New | Issued | Residential - Supply & Install a new pool boiler >BP: Exterior alterations to install a 6'-deep 39' x 12' exterior pool and hot tub to this existing one family dwelling on this site at the deck level. No diving board is proposed. Mechanical room is located below the deck at the basement level. Note: This application is for the pool and hot tub related items only. Refer to previous BP's and DP for all other changes to the interior/exterior. Pool to be fully fenced/enclosed and all gates and doors are to be equipped with locks and self-closing devices as per the bulletin 2003-013-BU. | MCKIM MECHANICAL
PP-2023-02388 | 2023-08-30 | 6150 GLENDALOUGH PLACE, Vancouver, BC V6N 1S6 | Plumbing Permit | Residential | New | Issued | Residential - Supply & Install a new sanitary pump and floor drain for the NEW SWIMMING POOL >BP: Exterior alterations to install a 6'-deep 39' x 12' exterior pool and hot tub to this existing one family dwelling on this site at the deck level. No diving board is proposed. Mechanical room is located below the deck at the basement level. Note: This application is for the pool and hot tub related items only. Refer to previous BP's and DP for all other changes to the interior/exterior. Pool to be fully fenced/enclosed and all gates and doors are to be equipped with locks and self-closing devices as per the bulletin 2003-013-BU. Note to DBI: Please arrange for electrical inspector to attend the field review. Sch B (Struct): B. Klarich #11092, 604-619-8875, C A Boom Residential Sch B (Geo): Alex Gossen #52067, 604-439-0922, GeoPacific Consultants Related to DP-2021-00750 | MCKIM MECHANICAL
SP-2023-01011 | 2023-06-08 | 6150 GLENDALOUGH PLACE, Vancouver, BC V6N 1S6 | Sprinkler Permit | Residential | Renovation | Issued | Residential - New Sprinkler system installation in a renovated house. >BP: interior alterations to this existing one family dwelling scope of work: interior alterations only. all exterior alterations under BP-2022-01972 | Everest Fire Protection Ltd
EP-2022-01365 | 2022-02-24 | 200 GRANVILLE STREET, Vancouver, BC V6C 1S4 | Electrical Permit | Commercial | Tenant Improvement | Completed | Installation / Repair - Commercial - Install power for (10) door operators at 200 Granville. 5th, 8th, 9th, 11th floors. | Sasco Contractors Ltd
EP-2022-01488 | 2022-03-02 | 200 GRANVILLE STREET, Vancouver, BC V6C 1S4 | Electrical Permit | Commercial | Renovation | Completed | Installation / Repair - Commercial - Replace 9 lights with new LED | MDE Enterprises Ltd
EP-2022-01247 | 2022-02-18 | 200 GRANVILLE STREET, Vancouver, BC V6C 1S4 | Electrical Permit | Commercial | Renovation | Completed | Installation / Repair - Commercial - Electrical works associated with replacing (2) chillers and a fan - Demo and replace feeders for chillers and fan - Power for leak detection system - Power for (4) control Valves Yes, they are going back in the exact same location. Yes, same size and weight. | Black & McDonald Limited
EP-2022-00349 | 2022-01-18 | 200 GRANVILLE STREET, Vancouver, BC V6C 1S4 | Electrical Permit | Commercial | NULL | Expired | Annual / Operating - Annual electrical operating permit Valid: January 14, 2022 to January 13, 2023 EP-2021-00451: Expired (Annual / Operating - Annual ) | Corporate Electric Limited
EP-2022-04828 | 2022-06-20 | 200 GRANVILLE STREET, Vancouver, BC V6C 1S4 | Electrical Permit | Commercial | Renovation | Completed | Installation / Repair - Commercial - Extra low voltage - HVAC Chiller replacement. Equipment are located in P1 Mech room. Control Solutions Ltd to perform low-voltage control wiring on the chillers that are being replaced with new ones. | Control Solutions Ltd
EP-2022-00213 | 2022-01-13 | 200 GRANVILLE STREET, Vancouver, BC V6C 1S4 | Electrical Permit | Commercial | Addition | Completed | Installation / Repair - Commercial - Extra Low Voltage Security System – three card reader doors add-on to Base Building access system. No Mag-locks. | Tyco Integrated Fire & Security Canada Inc/Tyco Feu Et Securite Integres Canada Inc
EP-2022-02495 | 2022-08-12 | 200 GRANVILLE STREET, Vancouver, BC V6C 1S4 | Electrical Permit | Commercial | NULL | Expired | Annual / Operating - To continue work started by others (EP-2022-00349) To replace EP-2020-00605 – Exp. Jan 15, 2021 | Sasco Contractors Ltd
EP-2022-01784 | 2022-03-15 | 200 GRANVILLE STREET, Vancouver, BC V6C 1S4 | Electrical Permit | Commercial | Addition | Expired | Special Event - getting power from existing panels in the building -Start of the event would be March 29th and will run from approximately 2 weeks. | Protec Installations Group
SP-2022-00765 | 2022-05-24 | 200 GRANVILLE STREET, Vancouver, BC V6C 1S4 | Sprinkler Permit | Commercial | Tenant Improvement | Completed | Commercial - All and Relocates #2300 and #2360 - 23rd floor Interior alterations to demise this existing office tenant on the 23rd floor (#2300) into two units to be #2300 and #2360 in this existing commercial building on this site. Scope of work: construct demising wall to demise #2300 into two units (#2300 and #2360) and demolish select partition walls/doors. *****This application does not include any of the following: 1. Not more than 20 sprinklers (add, relocate, or remove), 2. hydraulic calculations, 3. change in occupancy and /or hazard classification, 4. warehouse storage arrangements, 5. mobile compact storage arrangements, 6. alternative solutions, 7. changes to the sprinkler system supply piping (e.g. valves, mains, cross-mains, branch-lines, etc.), or 8. flexible sprinkler pipe. | Troy Life & Fire Safety Limited Protection Incendia Troyu Ltee
EP-2022-03500 | 2022-05-02 | 200 GRANVILLE STREET, Vancouver, BC V6C 1S4 | Electrical Permit | Commercial | Tenant Improvement | Completed | Installation / Repair - Commercial - Separate lighting and power to turn one existing suite into two suites. >BP: #2300 and #2360 - 23rd floor Interior alterations to demise this existing office tenant on the 23rd floor (#2300) into two units to be #2300 and #2360 in this existing commercial building on this site. Scope of work: construct demising wall to demise #2300 into two units (#2300 and #2360) and demolish select partition walls/doors. | Blueline Electrical Services Ltd
EP-2023-05479 | 2023-08-30 | 200 GRANVILLE STREET, Vancouver, BC V6C 1S4 | Electrical Permit | Commercial | Tenant Improvement | Issued | Installation / Repair - Commercial - Hydro HV upgrade from 12.5kV to 25kV. Upgrade aging high voltage distribution and main switch to new main HV Vista Switch, new downstream HV distribution @ 600A 25kV. | Sasco Contractors Ltd
EP-2023-05420 | 2023-06-20 | 200 GRANVILLE STREET, Vancouver, BC V6C 1S4 | Electrical Permit | Commercial | NULL | Expired | Special Event - SPECIAL EVENT: "BATCH" SUPPLY & INSTALL 100A, 208V, 3PH FEED TO JUNCTION BOX WITHIN THE PARKADE SUPPLY & INSTALL 100A RATED CABLE FROM JUNCTION BOX TO TENANT CONNECTION POINT | Sasco Contractors Ltd
EP-2023-04997 | 2023-06-06 | 200 GRANVILLE STREET, Vancouver, BC V6C 1S4 | Electrical Permit | Commercial | Tenant Improvement | Completed | Installation / Repair - Commercial - 1) install new receptacles including communications rough-in 2) install (18) new Cat 5E data cables + (1) 8U wall mount rack >BP: Interior alterations to provide improvements to a new office tenant on the 23rd floor (#2360) of this existing commercial building. Scope of work: Construct new partition for new office, new door, millwork, electrical, plumbing and sprinkler work. TENANT: Westgem Communities Development LTD Building Sprinklered – Separate sprinkler permit required for proposed sprinkler work. Energy checklist is currently no longer required with your Building Permit (BP) application. Some supporting documents are still required at BP stage, specifically Envelope and HVAC, if applicable. Service Water Heating and Lighting supporting documents, if applicable, must be submitted with your related trades permits (e.g. electrical and plumbing). | Sasco Contractors Ltd
PP-2023-01562 | 2023-05-03 | 200 GRANVILLE STREET, Vancouver, BC V6C 1S4 | Plumbing Permit | Commercial | Tenant Improvement | Completed | Commercial - UNIT #700 - 7TH FLOOR - New mop sink, new kitchen sink, 2 new water heaters >BP: #700 - 7th floor (full floor tenant) Interior alterations to provide improvements for an existing office tenant on the entire 7th floor (#700) of this existing commercial building. Scope of work: existing tenant occupying 6 & 7th floors is downsizing from two floors into one floor (7th flr only). Existing inter-connecting stairs to be removed and filled in. Demo/construct walls, doors, millwork, finishes for new layout. Plumbing, electrical, sprinklers, RCP to suit. | Broyce Mechanical Ltd
EP-2023-03901 | 2023-05-05 | 200 GRANVILLE STREET, Vancouver, BC V6C 1S4 | Electrical Permit | Commercial | Tenant Improvement | Completed | Installation / Repair - Commercial - Misc demo to accommodate revised layout - install new receptacles & data, new lighting and controls. Connection to workstations and extend power from 2 existing panels which will be demo'd to new locations a few feet away. >BP: #700 - 7th floor (full floor tenant) Interior alterations to provide improvements for an existing office tenant on the entire 7th floor (#700) of this existing commercial building. Scope of work: existing tenant occupying 6 & 7th floors is downsizing from two floors into one floor (7th flr only). Existing inter-connecting stairs to be removed and filled in. Demo/construct walls, doors, millwork, finishes for new layout. Plumbing, electrical, sprinklers, RCP to suit. | Ino-Tek Electric Ltd.
EP-2023-06334 | 2023-07-14 | 200 GRANVILLE STREET, Vancouver, BC V6C 1S4 | Electrical Permit | Commercial | Renovation | Completed | Installation / Repair - Commercial - 200 Granville Main floor Conference room. TV receptacle and data installation. | Sasco Contractors Ltd
SP-2023-01382 | 2023-07-31 | 200 GRANVILLE STREET, Vancouver, BC V6C 1S4 | Sprinkler Permit | Commercial | Tenant Improvement | Completed | Commercial - Relocate and cap off sprinkler heads for landlord work return the tenant space to its shell. This permit has been issued to the 2019 VBBL and NFPA 13, 2013 to return this space, as described below, to base building sprinkler coverage (relocate and remove sprinklers to ensure sprinkler coverage to the base building design, VBBL, and NFPA 13). >BP: #1500 - 15th floor (full floor) Interior demolition of non load-bearing partition walls on the 15th floor (#1500) to create a "shell" office space. Scope of work: remove partition walls, doors, frames, glazing, millwork, electrical and plumbing work. *****This application does not include any of the following: 1. Not more than 20 sprinklers (add, relocate, or remove), 2. hydraulic calculations, 3. change in occupancy and /or hazard classification, 4. warehouse storage arrangements, 5. mobile compact storage arrangements, 6. alternative solutions, 7. changes to the sprinkler system supply piping (e.g. valves, mains, cross-mains, branch-lines, etc.), or 8. flexible sprinkler pipe. Separate permit(s) will be required for any tenant improvements to this space. | Priority Fire Systems Ltd
SP-2023-01383 | 2023-07-31 | 200 GRANVILLE STREET, Vancouver, BC V6C 1S4 | Sprinkler Permit | Commercial | Tenant Improvement | Completed | Commercial - Cap off sprinkler heads for landlord work return the tenant space to its shell. This permit has been issued to the 2019 VBBL and NFPA 13, 2013 to return this space, as described below, to base building sprinkler coverage (relocate and remove sprinklers to ensure sprinkler coverage to the base building design, VBBL, and NFPA 13). >BP: Interior demolition of non load-bearing partition walls on the 16th floor (#1600) to create a "shell" office space. Scope of work: remove partition walls, doors, frames, glazing, millwork, electrical and plumbing work. This application does not include any of the following: • hydraulic calculations, • change in occupancy and /or hazard classification, • storage arrangements (e.g. warehouse, mobile compact storage arrangements), • New alternative solutions and/or modifications to existing alternative solutions. • changes to the sprinkler system supply piping (e.g. valves, mains, cross-mains, branch-lines, etc.), or • flexible sprinkler pipe. Separate permit(s) will be required for any tenant improvements to this space. | Priority Fire Systems Ltd
EP-2023-02143 | 2023-03-14 | 200 GRANVILLE STREET, Vancouver, BC V6C 1S4 | Electrical Permit | Commercial | Tenant Improvement | Completed | Installation / Repair - Commercial - Install 8 quad plugs and 3 duplex, relocate 7 lights and add 2 lights, instalL 5 OS switch, replace 2 exit sign, and add 3 fire alarm speaker. >BP: Interior alterations to this existing office tenant on the 1st floor (#180) in this existing commercial building on this site. Scope of work: remove/construct select partition walls to alter layout, doors, finishes, lighting and electrical work. TENANT: Integral Group Consulting (BC) Letters of Assurance submitted by: Schedule A, Edwin Wong, Architect, ph: 604-312-4889 Mechanical and Plumbing Schedule B, Mr. Michael Oshoway, P.Eng., ph: 604-687-1800 Electrical Schedule B, Mr. Michael Wetton, P.Eng., ph: 604-687-1800 OK for TIPS Building Sprinklered - Building Inspector to determine on site if a separate sprinkler permit is required. Energy checklist is currently no longer required with your Building Permit (BP) application. Some supporting documents are still required at BP stage, specifically Envelope and HVAC, if applicable. Service Water Heating and Lighting supporting documents, if applicable, must be submitted with your related trades permits (e.g. electrical and plumbing). | Blueline Electrical Services Ltd
SP-2023-00418 | 2023-03-10 | 200 GRANVILLE STREET, Vancouver, BC V6C 1S4 | Sprinkler Permit | Commercial | Tenant Improvement | Completed | Commercial - UNIT #180 - 1ST FLOOR - Sprinkler head adds and deletes >BP: #180 - 1st Floor Interior alterations to this existing office tenant on the 1st floor (#180) in this existing commercial building on this site. Scope of work: remove/construct select partition walls to alter layout, doors, finishes, lighting and electrical work. *****This application does not include any of the following: 1. Not more than 20 sprinklers (add, relocate, or remove), 2. hydraulic calculations, 3. change in occupancy and /or hazard classification, 4. warehouse storage arrangements, 5. mobile compact storage arrangements, 6. alternative solutions, 7. changes to the sprinkler system supply piping (e.g. valves, mains, cross-mains, branch-lines, etc.), or 8. flexible sprinkler pipe. | Troy Life & Fire Safety Limited Protection Incendia Troyu Ltee
EP-2023-01156 | 2023-02-10 | 200 GRANVILLE STREET, Vancouver, BC V6C 1S4 | Electrical Permit | Commercial | Tenant Improvement | Completed | Installation / Repair - Commercial - Low voltage AV cabling >BP: Interior alterations to provide improvements for a new office tenant on the 23rd floor (#2300) in this existing commercial building on this site. Scope of work: remove all partition walls, doors, ceiling, finishes and construct new partition walls, doors, ceiling, millwork, finishes for new layout and electrical, plumbing and sprinkler work. TENANT: Zurich American Insurance Corporation REVISION #1 to change the scrum room to a storage room, a small meeting room into two focus rooms, the swing doors to sliding doors at the coat closet, and to change the Applicant and Contractor from Priority Projects to Shima Biglari ( Mara + Natha Architecture Ltd) and IDR Commercial Contractor Management Inc. c/o, Anthony Gallelo. Aug. 16, 2022 mlh Revision #2 - to change applicant from Shima Biglari of Mara + Natha Architecture Ltd. to Leni Hoang of Mara + Natha Architecture Ltd. Rev. #3- change layout NOTE: related to BP-2022-01026 to demise #2300 into two units. Ok for Field Review per K. Vogt. Letters of Assurance submitted: Schedule A by by Robert H. Lee Architect, AIBC. ph#604 420 2233 Architectural Schedule B by Robert H. Lee Architect, AIBC. ph#604 420 2233 Electrical Schedule B by Roger Dupuis, P.Eng. ph#604-569-6500 Mechanical/Plumbing by Ronald Braun, M.Sc., P.Eng. ph#604-609-0500. E2 - Lighting - Upgrade to Local Control (per 9.4.1.1.(a) of ASHRAE 90.1-2016) | AVI-SPL Canada Ltd
EP-2023-01365 | 2023-02-22 | 200 GRANVILLE STREET, Vancouver, BC V6C 1S4 | Electrical Permit | Commercial | Tenant Improvement | Completed | Installation / Repair - Commercial - Installation of lighting, exit signs, data, telecommunications, and relocation of server rack. >BP: #202 - 2nd floor (#202 *see unit # details below) Interior alterations to provide improvements to #202 (formerly #220) for this new General Office tenant in this existing commercial building. * Scope of work: tenant in #202 moving into unit known as #220 (tenant keeping unit #202 and expanding into a portion of #250 & #260. (Unit formerly known as #202 is now #260). #202 changed from #220 #260 changed from #202 #250 unchanged Demo/construct demising walls, partition walls for new layout. Electrical, & sprinklers to suit. Tenant: AMC Mining Consultants (Canada) Ltd.. OK for Field Review as per Howie Chow, December 9, 2022. E2 - Lighting - Upgrade to Local Control (per 9.4.1.1.(a) of ASHRAE 90.1-2016) Energy checklist is currently no longer required with your Building Permit (BP) application. Some supporting documents are still required at BP stage, specifically Envelope and HVAC, if applicable. Service Water Heating and Lighting supporting documents, if applicable, must be submitted with your related trades permits (e.g. electrical and plumbing). All energy upgrades will be checked during inspections stage. It is the applicant's responsibility to identify and note all required upgrades including energy upgrades on their BP drawings at BP stage. | Action Electric Ltd
SP-2023-00252 | 2023-02-13 | 200 GRANVILLE STREET, Vancouver, BC V6C 1S4 | Sprinkler Permit | Commercial | Tenant Improvement | Completed | Commercial - (x3) Sprinkler Heads to be relocated (x1) sprinkler Head to be deleted from service (x4) Sprinkler heads added >BP: #202 - 2nd floor (#202 *see unit # details below) Interior alterations to provide improvements to #202 (formerly #220) for this new General Office tenant in this existing commercial building. * Scope of work: tenant in #202 moving into unit known as #220 (tenant keeping unit #202 and expanding into a portion of #250 & #260. (Unit formerly known as #202 is now #260). #202 changed from #220 #260 changed from #202 #250 unchanged Demo/construct demising walls, partition walls for new layout. Electrical, & sprinklers to suit. *****This application does not include any of the following: 1. Not more than 20 sprinklers (add, relocate, or remove), 2. hydraulic calculations, 3. change in occupancy and /or hazard classification, 4. warehouse storage arrangements, 5. mobile compact storage arrangements, 6. alternative solutions, 7. changes to the sprinkler system supply piping (e.g. valves, mains, cross-mains, branch-lines, etc.), or 8. flexible sprinkler pipe | Fire Pro Fire Protection Ltd.
SP-2023-00653 | 2023-04-17 | 200 GRANVILLE STREET, Vancouver, BC V6C 1S4 | Sprinkler Permit | Commercial | Tenant Improvement | Completed | Commercial - Relocation 20 heads Return to Base >BP: #100 - 200 Granville St Interior alterations to remove walls and doors ONLY. No other work is to approved under this BP-2023-01054. *****This application does not include any of the following: 1. Not more than 20 sprinklers (add, relocate, or remove), 2. hydraulic calculations, 3. change in occupancy and /or hazard classification, 4. warehouse storage arrangements, 5. mobile compact storage arrangements, 6. alternative solutions, 7. changes to the sprinkler system supply piping (e.g. valves, mains, cross-mains, branch-lines, etc.), or 8. flexible sprinkler pipe | Gisborne Industrial Construction Ltd
EP-2023-03295 | 2023-04-18 | 200 GRANVILLE STREET, Vancouver, BC V6C 1S4 | Electrical Permit | Commercial | Tenant Improvement | Completed | Installation / Repair - Commercial - To remove electrical for wall removal. >BP: Interior alterations to remove walls and doors ONLY. No other work is to approved under this BP-2023-01054. | 578541 BC Ltd
MP-2023-00664 | 2023-04-19 | 200 GRANVILLE STREET, Vancouver, BC V6C 1S4 | Mechanical Permit | NULL | NULL | Issued | NULL | KERN BSG MANAGEMENT LTD
SP-2023-00588 | 2023-04-06 | 200 GRANVILLE STREET, Vancouver, BC V6C 1S4 | Sprinkler Permit | Commercial | Tenant Improvement | Completed | Commercial - add 1 sprinkler head, delete 1 sprinkler head >BP: Interior alterations to install two heat pumps in mechanical rooms on the mezzanine floor on level P2 and level 14 in this BOMA Best Building. The scope includes to install a new wall to enclose the mezzanine floor. *****This application does not include any of the following: 1. Not more than 20 sprinklers (add, relocate, or remove), 2. hydraulic calculations, 3. change in occupancy and /or hazard classification, 4. warehouse storage arrangements, 5. mobile compact storage arrangements, 6. alternative solutions, 7. changes to the sprinkler system supply piping (e.g. valves, mains, cross-mains, branch-lines, etc.), or 8. flexible sprinkler pipe | Troy Life & Fire Safety Limited Protection Incendia Troyu Ltee
SP-2023-00722 | 2023-06-09 | 200 GRANVILLE STREET, Vancouver, BC V6C 1S4 | Sprinkler Permit | Commercial | Tenant Improvement | Completed | Commercial - For sprinkler system alterations to the 2019 VBBL and NFPA 13, 2013 for the tenant improvements to provide interior alterations for an existing office tenant on the entire 7th floor (#700) of this existing commercial building. Engineer of Record: Liang Xin Peng 604-324-7122 lpeng@vikingfire.ca | Viking Fire Protection Inc
EP-2023-02953 | 2023-04-05 | 200 GRANVILLE STREET, Vancouver, BC V6C 1S4 | Electrical Permit | Commercial | Renovation | Issued | Installation / Repair - Commercial - Renovation work including installation of cabling, disconnect and starters for mechanical equipment and distribution panelboard for motor loads >BP: 200 Granville St Interior alterations to install two heat pumps in mechanical rooms on the mezzanine floor on level P2 and level 14 in this BOMA Best Building. The scope includes to install a new wall to enclose the mezzanine floor. | Sasco Contractors Ltd
EP-2022-10572 | 2022-12-15 | 200 GRANVILLE STREET, Vancouver, BC V6C 1S4 | Electrical Permit | Commercial | Tenant Improvement | Completed | Installation / Repair - Commercial - Install cat6 cable for new 5 x new AP's and 30 cable drops for their workstation area. >BP: Interior alterations to provide improvements for a new office tenant on the 23rd floor (#2300) in this existing commercial building on this site. Scope of work: remove all partition walls, doors, ceiling, finishes and construct new partition walls, doors, ceiling, millwork, finishes for new layout and electrical, plumbing and sprinkler work. TENANT: Zurich American Insurance Corporation REVISION #1 to change the scrum room to a storage room, a small meeting room into two focus rooms, the swing doors to sliding doors at the coat closet, and to change the Applicant and Contractor from Priority Projects to Shima Biglari ( Mara + Natha Architecture Ltd) and IDR Commercial Contractor Management Inc. c/o, Anthony Gallelo. Aug. 16, 2022 mlh Revision #2 - to change applicant from Shima Biglari of Mara + Natha Architecture Ltd. to Leni Hoang of Mara + Natha Architecture Ltd. Rev. #3- change layout NOTE: related to BP-2022-01026 to demise #2300 into two units. Ok for Field Review per K. Vogt. E2 - Lighting - Upgrade to Local Control (per 9.4.1.1.(a) of ASHRAE 90.1-2016) Energy checklist is currently no longer required with your Building Permit (BP) application. Some supporting documents are still required at BP stage, specifically Envelope and HVAC, if applicable. Service Water Heating and Lighting supporting documents, if applicable, must be submitted with your related trades permits (e.g. electrical and plumbing). All energy upgrades will be checked during inspections stage. It is the applicant's responsibility to identify and note all required upgrades including energy upgrades on their BP drawings at BP stage. | Activo Inc
EP-2022-10407 | 2022-12-12 | 200 GRANVILLE STREET, Vancouver, BC V6C 1S4 | Electrical Permit | Commercial | New | Completed | Installation / Repair - Commercial - 3 CCTV Cameras, 1 Intercom, 4 Card Reader Doors, Speakers. All cabling FT6 Rated. NO Mag Locks This permit was for L23 tenant. RMN | PALADIN TECHNOLOGIES INC
PP-2022-03708 | 2022-10-17 | 200 GRANVILLE STREET, Vancouver, BC V6C 1S4 | Plumbing Permit | Commercial | Tenant Improvement | Completed | Commercial - Installation of two new kitchen sinks and hot water tanks. Also back flow devices for beverage equipment >Interior alterations to provide improvements for a new office tenant on the 23rd floor (#2300) in this existing commercial building on this site. Scope of work: remove all partition walls, doors, ceiling, finishes and construct new partition walls, doors, ceiling, millwork, finishes for new layout and electrical, plumbing and sprinkler work. TENANT: Zurich American Insurance Corporation REVISION #1 to change the scrum room to a storage room, a small meeting room into two focus rooms, the swing doors to sliding doors at the coat closet, and to change the Applicant and Contractor from Priority Projects to Shima Biglari ( Mara + Natha Architecture Ltd) and IDR Commercial Contractor Management Inc. c/o, Anthony Gallelo. Aug. 16, 2022 mlh NOTE: related to BP-2022-01026 to demise #2300 into two units. Ok for Field Review per K. Vogt. Letters of Assurance submitted: Schedule A by by Robert H. Lee Architect, AIBC. ph#604 420 2233 Architectural Schedule B by Robert H. Lee Architect, AIBC. ph#604 420 2233 Electrical Schedule B by Roger Dupuis, P.Eng. ph#604-569-6500 Mechanical/Plumbing by Ronald Braun, M.Sc., P.Eng. ph#604-609-0500. E2 - Lighting - Upgrade to Local Control (per 9.4.1.1.(a) of ASHRAE 90.1-2016) Energy checklist is currently no longer required with your Building Permit (BP) application. Some supporting documents are still required at BP stage, specifically Envelope and HVAC, if applicable. Service Water Heating and Lighting supporting documents, if applicable, must be submitted with your related trades permits (e.g. electrical and plumbing). All energy upgrades will be checked during inspections stage. It is the applicant's responsibility to identify and note all required upgrades including energy upgrades on their BP drawings at BP stage. | Edwards Mechanical Contracting Ltd
SP-2022-01269 | 2022-08-10 | 200 GRANVILLE STREET, Vancouver, BC V6C 1S4 | Sprinkler Permit | Commercial | Tenant Improvement | Completed | Commercial - relocate 15 WC heads to concealed >13th, 21st and 28th floor - Common Washrooms Interior alterations to provide improvements to the common washrooms on the 13th, 21st and 28th floor of this commercial building. Scope: remove/construct washroom partitions, millwork, fixtures, doors, electrical, plumbing and sprinkler work to suit. Letters of Assurance submitted: Schedule A & Architectural Schedule B - Michael McNaught, Architect, AIBC - 604.724.7602 Electrical Schedule B - Roger Dupuis - P.Eng -604.569.6500 Mechanical/Plumbing Schedule B - Ronald Braun - P.Eng. - 604.609.0500 ?????? needs to re-submit to show Permit to Practice OK For Field Review per Kim V - Mar 16/22 Building Sprinklered – Separate sprinkler permit required for proposed sprinkler work. E2 - Retrofit Path: BOMA BESt (Path 1) - No Additional Upgrades Req'd *****This application does not include any of the following: 1. Not more than 20 sprinklers (add, relocate, or remove), 2. hydraulic calculations, 3. change in occupancy and /or hazard classification, 4. warehouse storage arrangements, 5. mobile compact storage arrangements, 6. alternative solutions, 7. changes to the sprinkler system supply piping (e.g. valves, mains, cross-mains, branch-lines, etc.), or 8. flexible sprinkler pipe. | Bernin Fire Protection Ltd
EP-2022-05907 | 2022-07-14 | 200 GRANVILLE STREET, Vancouver, BC V6C 1S4 | Electrical Permit | Commercial | Tenant Improvement | Completed | Installation / Repair - Commercial - Installation of lights and receptacles to washrooms level 13, 21, 28 >BP: Interior alterations to provide improvements to the common washrooms on the 13th, 21st and 28th floor of this commercial building. Scope: remove/construct washroom partitions, millwork, fixtures, doors, electrical, plumbing and sprinkler work to suit. Letters of Assurance submitted: Schedule A & Architectural Schedule B - Michael McNaught, Architect, AIBC - 604.724.7602 Electrical Schedule B - Roger Dupuis - P.Eng -604.569.6500 Mechanical/Plumbing Schedule B - Ronald Braun - P.Eng. - 604.609.0500 ?????? needs to re-submit to show Permit to Practice OK For Field Review per Kim V - Mar 16/22 Building Sprinklered – Separate sprinkler permit required for proposed sprinkler work. E2 - Retrofit Path: BOMA BESt (Path 1) - No Additional Upgrades Req'd | S1 ELECTRIC LTD
SP-2022-01413 | 2022-12-07 | 200 GRANVILLE STREET, Vancouver, BC V6C 1S4 | Sprinkler Permit | Commercial | Tenant Improvement | Completed | Commercial - For sprinkler system alterations to the 2019 VBBL and NFPA 13, 2013 for the tenant improvements to provide interior alterations to provide improvements for a new office tenant on the 23rd floor (#2300) in this existing commercial building on this site. Scope of work: remove all partition walls, doors, ceiling, finishes and construct new partition walls, doors, ceiling, millwork, finishes for new layout and electrical, plumbing and sprinkler work. Engineer of Record: Ian Mackay 604-792-7714 ian.mackay@mfpe.ca | Troy Life & Fire Safety Limited Protection Incendia Troyu Ltee
EP-2022-07667 | 2022-09-14 | 200 GRANVILLE STREET, Vancouver, BC V6C 1S4 | Electrical Permit | Commercial | Tenant Improvement | Completed | Installation / Repair - Commercial - UNIT #2300 - Demo existing electrical, supply and install new lighting and controls, power, data, emergency lighting. >BP: #2300 - 23rd floor Interior alterations to provide improvements for a new office tenant on the 23rd floor (#2300) in this existing commercial building on this site. Scope of work: remove all partition walls, doors, ceiling, finishes and construct new partition walls, doors, ceiling, millwork, finishes for new layout and electrical, plumbing and sprinkler work. | Priority Electric LTD.
EP-2022-07772 | 2022-09-16 | 200 GRANVILLE STREET, Vancouver, BC V6C 1S4 | Electrical Permit | Commercial | Renovation | Completed | Installation / Repair - Commercial - HVAC wiring #2500 Interior alterations to provide improvements for a new office tenant at this existing office unit #2500 on the 25th floor of this commercial building on this site. | Control Solutions Ltd
SP-2023-01495 | 2023-08-16 | 200 GRANVILLE STREET, Vancouver, BC V6C 1S4 | Sprinkler Permit | Commercial | Renovation | Completed | Commercial - Sprinkler head change on level #2,#10,#12 >BP: 2nd, 10th and 12th floor - Common Washroom Interior alterations to provide improvements to the common washrooms on the 2nd, 10th and 12th floors of this office building. Scope of work: replacing all lighting, walls, flooring, ceiling, partitions and fixtures. *****This application does not include any of the following: 1. Not more than 20 sprinklers (add, relocate, or remove), 2. hydraulic calculations, 3. change in occupancy and /or hazard classification, 4. warehouse storage arrangements, 5. mobile compact storage arrangements, 6. alternative solutions, 7. changes to the sprinkler system supply piping (e.g. valves, mains, cross-mains, branch-lines, etc.), or 8. flexible sprinkler pipe. | Bernin Fire Protection Ltd
EP-2023-07364 | 2023-08-14 | 200 GRANVILLE STREET, Vancouver, BC V6C 1S4 | Electrical Permit | Commercial | NULL | Issued | Annual / Operating - ANNUAL OPERATING/MAINTENANCE EXPIRED PERMIT EP-2022-02495 VALID AUG 12, 2023 UNTIL AUG 11, 2024 | Sasco Contractors Ltd
EP-2023-07320 | 2023-08-11 | 200 GRANVILLE STREET, Vancouver, BC V6C 1S4 | Electrical Permit | Commercial | Tenant Improvement | Completed | Installation / Repair - Commercial - Demo to existing electrical to creat a "shell office space. * Hazardous Materials Assessment cleared Sept 27, RMN #1500 - 15th floor (full floor) Interior demolition of non load-bearing partition walls on the 15th floor (#1500) to create a "shell" office space. Scope of work: remove partition walls, doors, frames, glazing, millwork, electrical and plumbing work. Separate permit(s) will be required for any tenant improvements to this space. | Corporate Electric Limited
EP-2023-07321 | 2023-08-11 | 200 GRANVILLE STREET, Vancouver, BC V6C 1S4 | Electrical Permit | Commercial | Tenant Improvement | Completed | Installation / Repair - Commercial - Demo to existing electrical to creat a "shell office space. * Hazardous Materials Assessment cleared Sept 27, RMN #1600 - 16th floor (full floor) Interior demolition of non load-bearing partition walls on the 16th floor (#1600) to create a "shell" office space. Scope of work: remove partition walls, doors, frames, glazing, millwork, electrical and plumbing work. | Corporate Electric Limited
EP-2023-07204 | 2023-08-09 | 200 GRANVILLE STREET, Vancouver, BC V6C 1S4 | Electrical Permit | Commercial | Tenant Improvement | Issued | Installation / Repair - Commercial - Installation of lights and receptacles to washrooms level 2, 10, 12. * Hazardous Material assessment checked, Aug 28 RMN >BP: 2nd, 10th and 12th floor - Common Washroom Interior alterations to provide improvements to the common washrooms on the 2nd, 10th and 12th floors of this office building. Scope of work: replacing all lighting, walls, flooring, ceiling, partitions and fixtures. Ok for Field Review as per K. Kang July 12, 2023 Letters of Assurance submitted by: Schedule A and Architectural Schedule B, Michael D McNaught, Architect AIBC, 604-724-7602 Mechanical and Plumbing Schedule B, Ronald Braun, M.Sc., P.Eng., 604-609-0500 Electrical Schedule B, Roger Dupuis, P.Eng., LEED AP, 604.569.6500 Building Sprinklered - inspector to determine if sprinkler permit is required for proposed sprinkler work. | S1 ELECTRIC LTD
SP-2023-01530 | 2023-08-22 | 200 GRANVILLE STREET, Vancouver, BC V6C 1S4 | Sprinkler Permit | Commercial | Tenant Improvement | Completed | Commercial - SUITE #260 - 2ND FLOOR - Add (3) new sprinklers to T.I >BP: #260 - 2nd floor Interior alterations to provide tenant improvements for a new office tenant on the 2nd floor (#260) in this existing commercial building on this site. Scope of work: remove/construct select partition walls/doors to create reception, waiting area and meeting room. Electrical and sprinkler work. *****This application does not include any of the following: 1. Not more than 20 sprinklers (add, relocate, or remove), 2. hydraulic calculations, 3. change in occupancy and /or hazard classification, 4. warehouse storage arrangements, 5. mobile compact storage arrangements, 6. alternative solutions, 7. changes to the sprinkler system supply piping (e.g. valves, mains, cross-mains, branch-lines, etc.), or 8. flexible sprinkler pipe. | Community Fire Prevention Ltd
PP-2023-02987 | 2023-08-23 | 200 GRANVILLE STREET, Vancouver, BC V6C 1S4 | Plumbing Permit | Commercial | Tenant Improvement | Completed | Commercial - install 1 sink , 1 dishwasher, 1 hot water tank >BP: #2360 - 23rd Floor Interior alterations to provide improvements to a new office tenant on the 23rd floor (#2360) of this existing commercial building. Scope of work: Construct new partition for new office, new door, millwork, electrical, plumbing and sprinkler work. | Aquarius Mechanical Services Inc
EP-2023-08177 | 2023-09-11 | 200 GRANVILLE STREET, Vancouver, BC V6C 1S4 | Electrical Permit | Commercial | Tenant Improvement | Completed | Installation / Repair - Commercial - Add a few new branch circuits. >BP: #2360 - 23rd Floor Interior alterations to provide improvements to a new office tenant on the 23rd floor (#2360) of this existing commercial building. Scope of work: Construct new partition for new office, new door, millwork, electrical, plumbing and sprinkler work. TENANT: Westgem Communities Development LTD Building Sprinklered – Separate sprinkler permit required for proposed sprinkler work. Energy checklist is currently no longer required with your Building Permit (BP) application. Some supporting documents are still required at BP stage, specifically Envelope and HVAC, if applicable. Service Water Heating and Lighting supporting documents, if applicable, must be submitted with your related trades permits (e.g. electrical and plumbing). | Sasco Contractors Ltd
SP-2023-01693 | 2023-10-03 | 200 GRANVILLE STREET, Vancouver, BC V6C 1S4 | Sprinkler Permit | Commercial | Tenant Improvement | Issued | Commercial - For sprinkler system alterations to the 2019 VBBL and NFPA 13, 2013 for the tenant improvements to provide interior alterations for a new full floor tenant on the 15th floor (#1500) in this existing commercial building on this site. Engineer of Record: Dan Wong 778-847-0572 denveng7@gmail.com | Priority Fire Systems Ltd
SP-2023-01694 | 2023-10-03 | 200 GRANVILLE STREET, Vancouver, BC V6C 1S4 | Sprinkler Permit | Commercial | Tenant Improvement | Issued | Commercial - For sprinkler system alterations to the 2019 VBBL and NFPA 13, 2013 for the tenant improvements to provide interior alterations for a new full floor tenant on the 16th floor (#1600) in this existing commercial building on this site. Engineer of Record: Dan Wong 778-847-0572 denveng7@gmail.com | Priority Fire Systems Ltd
EP-2023-08279 | 2023-09-14 | 200 GRANVILLE STREET, Vancouver, BC V6C 1S4 | Electrical Permit | Commercial | Tenant Improvement | Completed | Installation / Repair - Commercial - Commercial Office TI: Renovation of Reception area and certain work stations. Installation of new lighting and outlets. >BP: Interior alterations to provide tenant improvements for a new office tenant on the 2nd floor (#260) in this existing commercial building on this site. Scope of work: remove/construct select partition walls/doors to create reception, waiting area and meeting room. Electrical and sprinkler work. TENANT: JFK Law LLP Architectural Schedule B submitted by Andrew Igel, Architect, ph: 778-839-4260 Building Sprinklered – Separate sprinkler permit required for proposed sprinkler work. Energy checklist is currently no longer required with your Building Permit (BP) application. Some supporting documents are still required at BP stage, specifically Envelope and HVAC, if applicable. Service Water Heating and Lighting supporting documents, if applicable, must be submitted with your related trades permits (e.g. electrical and plumbing). | Peng Electric Inc
EP-2023-10282 | 2023-11-27 | 200 GRANVILLE STREET, Vancouver, BC V6C 1S4 | Electrical Permit | Commercial | Tenant Improvement | Completed | Installation / Repair - Commercial - Removal of all existing lighting fixtures to take floor back to base building condition. >BP: Interior demolition of non load-bearing partition walls on the 16th floor (#1600) to create a "shell" office space. Scope of work: remove partition walls, doors, frames, glazing, millwork, electrical and plumbing work. Separate permit(s) will be required for any tenant improvements to this space. Architectural Schedule B submitted by Edwin Wong, Architect, ph: 604-312-4889 | Corporate Electric Limited
EP-2023-10283 | 2023-11-27 | 200 GRANVILLE STREET, Vancouver, BC V6C 1S4 | Electrical Permit | Commercial | Tenant Improvement | Completed | Installation / Repair - Commercial - Removal of all existing lighting fixtures to take floor back to base building condition. >BP: Interior demolition of non load-bearing partition walls on the 15th floor (#1500) to create a "shell" office space. Scope of work: remove partition walls, doors, frames, glazing, millwork, electrical and plumbing work. Separate permit(s) will be required for any tenant improvements to this space. Architectural Schedule B submitted by Edwin Wong, Architect, ph: 604-312-4889 | Corporate Electric Limited
NULL | NULL | 200 GRANVILLE STREET, Vancouver, BC V6C 1S4 | Electrical Permit | Commercial | Addition | Draft | Installation / Repair - Commercial - Extra low-voltage HVAC controls | Control Solutions Ltd
EP-2023-10269 | 2023-11-15 | 200 GRANVILLE STREET, Vancouver, BC V6C 1S4 | Electrical Permit | Commercial | Addition | Issued | Installation / Repair - Commercial - Extra Low-voltage HVAC Controls | Control Solutions Ltd
SP-2023-02075 | NULL | 200 GRANVILLE STREET, Vancouver, BC V6C 1S4 | Sprinkler Permit | Commercial | Tenant Improvement | Applicant Revisions | Commercial - Add and relocate sprinkler heads for tenant improvement. >BP: #2560 - 25th floor (* SEE REVISION #1-combining into #2570. #2560 to be Cancelled) Interior alterations to remove all non load bearing partition walls in this vacant office space on the 25th floor (#2560) of this existing commercial building. Scope of work: interior demo down to shell involving removal of interior non-load bearing partitions, ceiling assemblies, overhead lighting, HVAC services, finishes. REVISION #1: Oct. 27/23 mk Change scope of work to add tenant improvement work to combine units #2560 & #2570 (retaining #2570) to become full floor tenant. New walls, door/frames, millwork, finishes, new kitchen. Electrical, Mechanical/plumbing, sprinklers to suit. | Priority Fire Systems Ltd
EP-2023-09228 | 2023-10-13 | 200 GRANVILLE STREET, Vancouver, BC V6C 1S4 | Electrical Permit | Commercial | Renovation | Completed | Installation / Repair - Commercial - Demo lighting; this is just for demo of power and lighting. there will be no installation of lighting systems. >BP: Interior alterations to remove all non load bearing partition walls in this vacant office space on the 25th floor (#2560) of this existing commercial building. Scope of work: interior demo down to shell involving removal of interior non-load bearing partitions, ceiling assemblies, overhead lighting, HVAC services, finishes. Separate permits required for future tenant improvements to this unit Architectural Schedule B submitted by Michelle Fenton, Architect, ph: 604-558-3327 | Sasco Contractors Ltd
EP-2023-09053 | 2023-10-10 | 200 GRANVILLE STREET, Vancouver, BC V6C 1S4 | Electrical Permit | Commercial | Tenant Improvement | Issued | Installation / Repair - Commercial - Level 2 elevator lobby, replace lighting, relocate fire alarm devices. >BP: 2nd Floor - Common Lobby Interior alterations to the common lobby on the 2nd floor in this existing commercial building on this site. Scope of work: removal and construction of new interior finishes including ceiling, wall finishes, floors, lighting, electrical and plumbing work. REVISION #1 - to reduce scope of work by eliminating corridor work. Updated Arch. Plumbing, & Electrical drawings submitted. Letters of Assurance submitted by: Schedule A and Architectural Schedule B, Michael D. McNaught Architect AIBC, MRAIC, ph: 604-724-7602 Mechanical and Plumbing Schedule B, Ronald Braun, M.Sc., P.Eng., ph: 604-609-0500 Electrical Schedule B, Roger Dupuis, P.Eng., LEED AP, ph: 604-569-6500 OK for Field Review Energy checklist is currently no longer required with your Building Permit (BP) application. Some supporting documents are still required at BP stage, specifically Envelope and HVAC, if applicable. Service Water Heating and Lighting supporting documents, if applicable, must be submitted with your related trades permits (e.g. electrical and plumbing). | S1 ELECTRIC LTD
SP-2024-00074 | NULL | 200 GRANVILLE STREET, Vancouver, BC V6C 1S4 | Sprinkler Permit | Commercial | Tenant Improvement | In Review | Commercial - SUITE #1889 - 18TH FLOOR - Add and relocate sprinkler heads for tenant improvement. >BP: #1889 - 18th floor Interior alterations to provide improvements for a new full floor office tenant on the 18th flr (#1889) of this existing commercial building on this site. Scope of work: to remove all partition walls to shell, construct new partition walls, doors, millwork, finishes. Electrical, Mechanical/plumbing, Sprinklers to suit. | Priority Fire Systems Ltd
SP-2024-00073 | NULL | 200 GRANVILLE STREET, Vancouver, BC V6C 1S4 | Sprinkler Permit | Commercial | Tenant Improvement | In Review | Commercial - SUITE #1700 - 17TH FLOOR - Add and relocate sprinkler heads for tenant improvement. >BP: #1700 - 17th floor Interior alterations to provide improvements for a new full floor office tenant on the 17th floor of this existing commercial building on this site. Scope of work: to remove all partition walls to shell, construct new partition walls, doors, millwork, finishes. Electrical, Mechanical/plumbing, Sprinklers to suit. | Priority Fire Systems Ltd
EP-2023-11370 | 2024-01-05 | 200 GRANVILLE STREET, Vancouver, BC V6C 1S4 | Electrical Permit | Commercial | New | Issued | Installation / Repair - Commercial - Installation of EV Charger, transformer upgrade, new panel. Scope includes drawings related to 200 Granville street (Granville Square): -Swapping an existing transformer for new -Swapping an existing panel for new -Adding branch circuits for 2 Ev chargers -Adding 2 FLO EV chargers | Mott Electric General Partnership
EP-2023-11247 | 2023-12-19 | 200 GRANVILLE STREET, Vancouver, BC V6C 1S4 | Electrical Permit | Commercial | Tenant Improvement | Issued | Installation / Repair - Commercial - Installation of Power and DATA for new work stations. >BP: Interior alterations to provide improvements for an existing office tenant on the 23rd floor (#2330) of this existing commercial building. Scope of work; Reconfigure layout by removing walls to two offices to create 4 smaller offices, new hi-top counters, & pony wall. Electrical to suit. Energy checklist is currently no longer required with your Building Permit (BP) application. Some supporting documents are still required at BP stage, specifically Envelope and HVAC, if applicable. Service Water Heating and Lighting supporting documents, if applicable, must be submitted with your related trades permits (e.g. electrical and plumbing). | VS Electric Ltd
EP-2023-10697 | 2023-12-11 | 200 GRANVILLE STREET, Vancouver, BC V6C 1S4 | Electrical Permit | Commercial | Renovation | Completed | Installation / Repair - Commercial - Replacement of four emergency system MCC's Scope of work: Replace emergency MCC board with new of same type on P2 level. Replace emergency switchboard with new of same type on P1 level. Replace emergency transfer switch with new of same type and associated switchboard with new, only difference being breaker protected instead of fuse. Please find additional information: 1. Yes direct replacement. only change is one section to be provided with Breakers instead of fuses of same size/capacity. 2. existing is 50years old, no existing specifications available. Specifications of new unit attached. 3. Fire separation will not be compromised. 4. No new or changes to existing wiring. 5. This equipment provides power to building critical emergency systems and is nearing end of life. The fire alarm work was removed from the scope of work but the drawings were not updated to reflect this change. Please see attached letter from Consulting Engineer referencing this change.Uploaded. | Corporate Electric Limited
PP-2024-00186 | 2024-01-25 | 200 GRANVILLE STREET, Vancouver, BC V6C 1S4 | Plumbing Permit | Commercial | Tenant Improvement | Issued | Commercial - Intact Insurance 15th Floor - Tenant Improvement | Ainsworth Inc
PP-2024-00185 | 2024-01-25 | 200 GRANVILLE STREET, Vancouver, BC V6C 1S4 | Plumbing Permit | Commercial | Tenant Improvement | Issued | Commercial - INTACT INSURANCE L16 -TENANT IMPROVEMENT | Ainsworth Inc
NULL | NULL | 409 GRANVILLE STREET, Vancouver, BC V6C 1T2 | Electrical Permit | Commercial | NULL | Payment Pending | Annual / Operating - ANNUAL OPERATING PERMIT -Renewal of EP-2023-00905 -Valid: January 16th, 2024 - January 17th, 2025 -*CORRECT START Date: January *17th, 2023 - January 16, 2024 | Ino-Tek Electric Ltd.
EP-2023-10594 | 2023-11-23 | 409 GRANVILLE STREET, Vancouver, BC V6C 1T2 | Electrical Permit | Commercial | Tenant Improvement | Completed | Installation / Repair - Commercial - Install two exit signs >BP: #350 - 3rd floor Interior alterations to provide tenant improvements to an existing office on the 3rd floor (#350) in this existing commercial building on site. Scope of work: construct new partition wall and finishes to storage room and entry/reception. TENANT: Odyssey Trust Company | Ino-Tek Electric Ltd.
PP-2023-03929 | 2023-11-07 | 409 GRANVILLE STREET, Vancouver, BC V6C 1T2 | Plumbing Permit | Commercial | Addition | Issued | Commercial - SUITE #400 - 4TH FLOOR - Installation of a Dishwasher and RPBA Installation of a Fridge Ice Box and RPBA Installation of a Pods coffee Machine and Dual Check PLEASE NOTE: Should the Fire Separation be breached the District Plumbing Inspector may request a Building Permit. | Kyle N Rouseau
EP-2022-09544 | 2022-11-16 | 409 GRANVILLE STREET, Vancouver, BC V6C 1T2 | Electrical Permit | Commercial | Tenant Improvement | Completed | Installation / Repair - Commercial - Installation of new occupancy sensors and exit signs, movement of a few ceiling lights, installation of a new outlet. >BP: Interior alterations to provide tenant improvements for a new office tenant on the 15th floor (#1550) in this existing mixed-use commercial building. Scope of work: Construct interior partition walls for new offices, new glazing, new doors and electrical work. TENANT: Collings Johnston Inc Building Sprinklered – Building inspector to determine on site if a separate sprinkler permit is required. E2 - Retrofit Path: BOMA BESt (Path 1) - No Additional Upgrades Req'd Energy checklist is currently no longer required with your Building Permit (BP) application. Some supporting documents are still required at BP stage, specifically Envelope and HVAC, if applicable. Service Water Heating and Lighting supporting documents, if applicable, must be submitted with your related trades permits (e.g. electrical and plumbing). All energy upgrades will be checked during inspections stage. It is the applicant’s responsibility to identify and note all required upgrades including energy upgrades on their BP drawings at BP stage. | Bourne Electric Ltd
EP-2023-00905 | 2023-02-02 | 409 GRANVILLE STREET, Vancouver, BC V6C 1T2 | Electrical Permit | Commercial | NULL | Expired | Annual / Operating - ANNUAL OPERATING PERMIT -Renewal of EP-2022-00446 -Valid: January 18th, 2023 - January 17th, 2024 >>>>Amend: Feb. 3, 2023 -*CORRECT START Date: January *17th, 2023 - January 16, 2024 | Ino-Tek Electric Ltd.
EP-2022-03070 | 2022-04-27 | 409 GRANVILLE STREET, Vancouver, BC V6C 1T2 | Electrical Permit | Commercial | Tenant Improvement | Completed | Installation / Repair - Commercial - Data lines, lighting separation, branch circuits/outlets, power pole installations. >BP: Interior alterations only to provide tenant improvements for a new office tenant on the 14th floor (#1458) in this existing commercial building. Scope of work: remove partition walls to create open floor plan & enlarge kitchen/lunch room and electrical work TENANT: Signature Recruiting Building Not Sprinklered – No sprinkler inspection or permit required OK for Field Review per K. Vogt - Feb 7/22 E2 - Lighting - Upgrade to incorporate Scheduled Shutoff (per 9.4.1.1.(i) of ASHRAE 90.1-2016) Energy checklist is currently no longer required with your Building Permit (BP) application. Some supporting documents are still required at BP stage, specifically Envelope and HVAC, if applicable. Service Water Heating and Lighting supporting documents, if applicable, must be submitted with your related trades permits (e.g. electrical and plumbing). All energy upgrades will be checked during inspections stage. It is the applicant's responsibility to identify and note all required upgrades including energy upgrades on their BP drawings at BP stage. | Bourne Electric Ltd
EP-2022-00446 | 2022-01-21 | 409 GRANVILLE STREET, Vancouver, BC V6C 1T2 | Electrical Permit | Commercial | NULL | Expired | Annual / Operating - ANNUAL OPERATING PERMIT VALID: Jan 17,2022- Jan 16,2023 EXPIRED: EP-2021-01249 | Ino-Tek Electric Ltd.
EP-2023-02595 | 2023-04-19 | 1634 GRANT STREET, Vancouver, BC V5L 2Y5 | Electrical Permit | Commercial | Addition | Issued | Installation / Repair - Commercial - Install car charger in parkade off house panel | Larry Husty
EP-2023-09094 | 2023-10-11 | 1720 GRANT STREET, Vancouver, BC | Electrical Permit | Commercial | Tenant Improvement | Completed | Installation / Repair - Commercial - Replace the wires from transformer to the disconnect switch and the disconnect switch 600A 240V. | Adventure Electric Ltd
GP-2023-04174 | 2023-12-22 | 1747 GRANT STREET, Vancouver, BC V5L 2Y6 | Gas Permit | Residential | Renovation | Issued | Residential - Install for fireplaces in single family home H151E-NG11 18,000 BTU (laundry room, upstairs bathroom, upstairs bedroom) Q1LI-S3 20,000 BTU (main floor bedroom) >BP: Scope of work includes validating window openings on the north side and replacing the rear exit stairway. | BC Fireplace Service Inc
PP-2023-01237 | 2023-04-11 | 1750 GRANT STREET, Vancouver, BC V5L 2Y7 | Plumbing Permit | Commercial | Renovation | Completed | Commercial - Renovating a single family home. >BP: Alteration and change of use from one family dwelling to one family dwelling with secondary suite. Scope of work to repair the upper floor deck, sound proofing between upper and lower unit, install new flooring, install new ceiling, new front patio door, relocate basement door, new kitchen, remodel bathroom and replace plumbing. | Pacific Peak to Peak Plumbing & Heating Ltd
PP-2023-01319 | 2023-04-17 | 1750 GRANT STREET, Vancouver, BC V5L 2Y7 | Plumbing Permit | Residential | New | Completed | Residential - Install out side sump | Nihal Excavating & Landscaping Ltd
MP-2023-01126 | 2023-06-20 | 1750 GRANT STREET, Vancouver, BC V5L 2Y7 | Mechanical Permit | NULL | NULL | Completed | NULL | Pacific Peak to Peak Plumbing & Heating Ltd
EP-2023-05318 | 2023-06-27 | 1750 GRANT STREET, Vancouver, BC V5L 2Y7 | Electrical Permit | Residential | Renovation - Dwelling Unit(s) only | Completed | Installation / Repair - Residential - adding in 10 led flat 4 inch pots, plugs & switches as per code, move the existing 60amp panel, add in 120 volt smokes, add in one tv point. New kitchen appliance circuits and new washer/dryer - work being performing in ground floor (basement) only (CF-2020-007568) >BP: Alteration and change of use from one family dwelling to one family dwelling with secondary suite. Scope of work to repair the upper floor deck, sound proofing between upper and lower unit, install new flooring, install new ceiling, new front patio door, relocate basement door, new kitchen, remodel bathroom and replace plumbing. Letters of assurance rcvd Shi, LQ 778.772.7508 Note: 1.0. Building in the front is built as 1FD and 2FD infill is built in 1980 and both the buildings are connected by the mechanical room with a fire separation of 1hour. This application is reviewed as one building with 3 units and addition of 1 unit totaling 4 units. 2.0. This application is reviewed under VBBL 2019. Addressing notes: #1-1750 Grant St - One Dwelling Unit (upper unit / 1st floor) #2-1750 Grant St - One Dwelling Unit (lower unit / basement) Address and suite numbers assigned as per approved plans for Fire and Emergency response. The address number is to be posted to the building to be visible from the street and the suite numbers are to be posted at the suite entries in accordance with the Building By-law prior to final inspection. | WESTPEAK ELECTRICAL LTD
EP-2022-08023 | 2022-09-26 | 1750 GRANT STREET, Vancouver, BC V5L 2Y7 | Electrical Permit | Residential | Renovation | Completed | Installation / Repair - Residential - replacing 100 amp panel and rewiring of all branch circuits. New boxes, bathroom fan, lights and devices. Alteration and change of use from one family dwelling to one family dwelling with secondary suite. Scope of work to repair the upper floor deck, sound proofing between upper and lower unit, install new flooring, install new ceiling, new front patio door, relocate basement door, new kitchen, remodel bathroom and replace plumbing. | David Berg
EP-2023-04857 | 2023-06-13 | 3041 GRAVELEY STREET, Vancouver, BC V5K 3K5 | Electrical Permit | Residential | New | Issued | Temporary Power - Residential - To provide temporary power. | SNS ELECTRIC LTD
PP-2023-02412 | 2023-07-10 | 3041 GRAVELEY STREET, Vancouver, BC V5K 3K5 | Plumbing Permit | Residential | New | Issued | Residential - Sump | BESTWAY EXCAVATING & DEMOLITION 2008 LTD
EP-2023-09125 | 2023-10-11 | 3041 GRAVELEY STREET, Vancouver, BC V5K 3K5 | Electrical Permit | Residential | New | Issued | Installation / Repair - Residential - Alarm, vac, intercom, tel, cable low voltage wiring installation. >BP: To construct a 2.5 storey two-family dwelling ($762,020.00) with a detached accessory building (garage) at the rear providing 2 parking spaces, having vehicular access from 20' lane. Note: The entire building, INCLUDING THE ATTACHED GARAGE (if applicable), to be sprinklered to 2 x NFPA 13D 1. Heat pump proposed in front and rear yard. 2. Schedule B: (G.F. Wensel) P.Eng (778.855.2549) Structural & Geotechnical 3. HPO: Residential Builder- Coast to Coast Construction Ltd Note: This is a 2.5 storey building pursuant to the Zoning and Development By-Law ***This permit is issued under the VBBL 2019, with updated energy requirements as per bylaw # 12997 effective Jan 01, 2022.*** | Advanced Alarm-Tech Ltd
SP-2023-01890 | 2023-10-13 | 3041 GRAVELEY STREET, Vancouver, BC V5K 3K5 | Sprinkler Permit | Residential | New | Issued | Residential - 2FD - FRONT - 3041 GRAVELEY ST - #1 BACK - 3041 GRAVELEY ST - #2 Install sprinklers in Duplex >DB: To construct a 2.5 storey two-family dwelling with a detached accessory building (garage) at the rear providing 2 parking spaces, having vehicular access from 20' lane. Note: The entire building, INCLUDING THE ATTACHED GARAGE (if applicable), to be sprinklered to 2 x NFPA 13D 1. Heat pump proposed in front and rear yard. ***This permit is issued under the VBBL 2019, with updated energy requirements as per bylaw # 12997 effective Jan 01, 2022.*** | Gold Key Fire Protection Ltd
GP-2023-02946 | 2023-10-06 | 3041 GRAVELEY STREET, Vancouver, BC V5K 3K5 | Gas Permit | Residential | New | Issued | Residential - To install 2 range 2 BBQ There is pipping for 2 BBQ >BP: To construct a 2.5 storey two-family dwelling ($762,020.00) with a detached accessory building (garage) at the rear providing 2 parking spaces, having vehicular access from 20' lane. | JOT MECHANICAL LTD
MP-2023-01864 | 2023-10-18 | 3041 GRAVELEY STREET, Vancouver, BC V5K 3K5 | Mechanical Permit | NULL | NULL | Issued | NULL | Ultimate Choice Air Conditioning & Renovations Ltd
MP-2023-01708 | 2023-09-19 | 3041 GRAVELEY STREET, Vancouver, BC V5K 3K5 | Mechanical Permit | NULL | NULL | Issued | NULL | Dynasty Developments Ltd
NULL | NULL | 3041 GRAVELEY STREET, Vancouver, BC V5K 3K5 | Mechanical Permit | NULL | NULL | Draft | NULL | NULL
PP-2023-03105 | 2023-09-01 | 3041 GRAVELEY STREET, Vancouver, BC V5K 3K5 | Plumbing Permit | Residential | New | Issued | Residential - Rough in , Water Lines, Shoer/baths >BP: To construct a 2.5 storey two-family dwelling with a detached accessory building (garage) at the rear providing 2 parking spaces, having vehicular access from 20' lane. Note: The entire building, INCLUDING THE ATTACHED GARAGE (if applicable), to be sprinklered to 2 x NFPA 13D 1. Heat pump proposed in front and rear yard. 2. Schedule B: (G.F. Wensel) P.Eng (778.855.2549) Structural & Geotechnical 3. HPO: Residential Builder- Coast to Coast Construction Ltd | Dynasty Developments Ltd
EP-2023-07696 | 2023-09-05 | 3041 GRAVELEY STREET, Vancouver, BC V5K 3K5 | Electrical Permit | Residential | New | Issued | Installation / Repair - Residential - ¦ 2FD- 400A ¦ SERVICE ,ROUGH IN AND FINISHING OF ELECTRICAL WORK AT 3041 GRAVELEY ST DUPLEX UNIT 1 & UNIT 2 *An approved mechanical permit is required for the installation of air conditioning or heat pump unit at the time of installation before an electrical inspection will be performed >BP: To construct a 2.5 storey two-family dwelling ($762,020.00) with a detached accessory building (garage) at the rear providing 2 parking spaces, having vehicular access from 20' lane. Note: The entire building, INCLUDING THE ATTACHED GARAGE (if applicable), to be sprinklered to 2 x NFPA 13D 1. Heat pump proposed in front and rear yard. 2. Schedule B: (G.F. Wensel) P.Eng (778.855.2549) Structural & Geotechnical 3. HPO: Residential Builder- Coast to Coast Construction Ltd Note: This is a 2.5 storey building pursuant to the Zoning and Development By-Law | SNS ELECTRIC LTD
GP-2022-03746 | 2022-11-28 | 3052 GRAVELEY STREET, Vancouver, BC V5K 3K4 | Gas Permit | Residential | Tenant Improvement | Completed | Residential - Re Re furnace | Moore & Russell Heating Ltd
GP-2023-03195 | 2023-10-23 | 3053 GRAVELEY STREET, Vancouver, BC V5K 3K5 | Gas Permit | Residential | Renovation | Completed | Residential - To Replace 1 Furnace Re/Re | ALL TIME HEATING PLUMBING & AIR CONDITIONING
PP-2022-00203 | 2022-01-24 | 3061 GRAVELEY STREET, Vancouver, BC V5K 3K5 | Plumbing Permit | Residential | New | Completed | Residential - 2FD - FRONT - 3061 GRAVELEY ST - SOUTH PORTION BACK - 3063 GRAVELEY ST - NORTH PORTION Plumbing To construct a two-storey two-family dwelling with a detached accessory building (garage) at the rear providing 2 parking spaces, having vehicular access from the lane. Note: This is a 2 storey building pursuant to the Zoning and Development By-Law 1. A/C units proposed in rear yard. | G & D Hayer Plumbing Ltd
EP-2022-01022 | 2022-02-10 | 3061 GRAVELEY STREET, Vancouver, BC V5K 3K5 | Electrical Permit | Residential | New | Completed | Installation / Repair - Residential - New duplex wiring 2 x 100A to each unit >BP: To construct a two-storey two-family dwelling ($759,647.50) with a detached accessory building (garage) at the rear providing 2 parking spaces, having vehicular access from the lane. Note: This Building Permit will remain in a suspended status until the associated (green) Demolition Permit BP-2021-01949 is completed. Note: This is a 2 storey building pursuant to the Zoning and Development By-Law 1. A/C units proposed in rear yard. 2. Schedule B: Neil A Latta, P.Eng. (360-927-9525) Structural & Geotechnical 3. HPO: Residential Builder - JBI Development Ltd. Address Note: FRONT UNIT 3061 Graveley St - One Family Dwelling (south portion of 1st-3rd floor) BACK UNIT 3063 Graveley St - One Family Dwelling (north portion of 1st-3rd floor) Address numbers assigned as per approved plans for Fire and Emergency response. The address numbers are to be posted to the building to be visible from the street and in accordance with the Building By-law prior to final inspection. ******THIS PERMIT HAS BEEN ISSUED UNDER THE REQUIREMENTS OF VBBL #12511 (2019)****** | L.H. ELECTRIC LTD
GP-2022-00799 | 2022-03-15 | 3061 GRAVELEY STREET, Vancouver, BC V5K 3K5 | Gas Permit | Residential | New | Completed | Residential - 2 Range (Complete) 2 BBQ (Complete) 2 Boiler (Complete) | G & D Hayer Plumbing Ltd
SP-2022-00411 | 2022-03-22 | 3061 GRAVELEY STREET, Vancouver, BC V5K 3K5 | Sprinkler Permit | Residential | New | Completed | Residential - NEW HOME To construct a two-storey two-family dwelling with a detached accessory building (garage) at the rear providing 2 parking spaces, having vehicular access from the lane. Note: This is a 2 storey building pursuant to the Zoning and Development By-Law 1. A/C units proposed in rear yard. 2. Schedule B: Neil A Latta, P.Eng. (360-927-9525) Structural & Geotechnical 3. HPO: Residential Builder - JBI Development Ltd. | SBMS Construction Ltd
GP-2023-00599 | 2023-02-17 | 3095 GRAVELEY STREET, Vancouver, BC V5K 3K5 | Gas Permit | Residential | Renovation | Completed | Residential - Re and re Rinnai combi boiler | Lambert Plumbing & Heating
EP-2023-06943 | 2023-08-02 | 3114 GRAVELEY STREET, Vancouver, BC V5K 3K6 | Electrical Permit | Residential | New | Completed | Installation / Repair - Residential - Installation of a solar PV system. Provide associated wiring for new solar array on roof, system is a grid-tie only design. >BP: To install twelve (12) flush mounted solar panels on the roof of this existing Single Detached House on this site. OK for Direct To Inspections (DTI) as per Howie Chow, June 12, 2023. Schedule B - Structural provided by Justin T. Mawoko (P.Eng) 289-923-1772. | Haven Solar Inc
EP-2022-03027 | 2022-04-13 | 1077 GREAT NORTHERN WAY, Vancouver, BC V5T 1E1 | Electrical Permit | Commercial | NULL | Expired | Annual / Operating - Annual Operating Permit General building maintenance as requested. Renewal of EP-2021-02169 Valid: Mar 23, 2022 to Mar 22, 2023 | Hall Electrical Ltd
EP-2023-03062 | 2023-04-11 | 1077 GREAT NORTHERN WAY, Vancouver, BC V5T 1E1 | Electrical Permit | Commercial | NULL | Issued | Annual / Operating - Annual Operating Permit General building maintenance as requested. Renewal of EP-2022-03027 Valid: Mar 23, 2023 to Mar 22, 2024 | Hall Electrical Ltd
PP-2023-00092 | 2023-01-13 | 1077 GREAT NORTHERN WAY, Vancouver, BC V5T 1E1 | Plumbing Permit | Commercial | Tenant Improvement | Completed | Commercial - Adding One New Sink >NOTE: Any structural work may require a building permit >>>Amend: January 23, 2023 -Proper address is 1077 Great Northern Way | PACIFIC FLO MECHANICAL
EP-2022-10148 | 2022-12-01 | 1077 GREAT NORTHERN WAY, Vancouver, BC V5T 1E1 | Electrical Permit | Commercial | Addition | Completed | Installation / Repair - Commercial - Install of security alarm, CCTV, access control and intercom No maglocks | Chubb Fire & Security Canada Corp
EP-2022-10555 | 2022-12-14 | 1077 GREAT NORTHERN WAY, Vancouver, BC V5T 1E1 | Electrical Permit | Commercial | Renovation | Completed | Installation / Repair - Commercial - Low Voltage Cabling for Audio Visual install | AV Solutions BC Ltd
EP-2022-09354 | 2022-11-04 | 1077 GREAT NORTHERN WAY, Vancouver, BC V5T 1E1 | Electrical Permit | Commercial | Tenant Improvement | Completed | Installation / Repair - Commercial - Distribution under 750V, power, cable tray, & Low Voltage | Sasco Contractors Ltd
PP-2024-00070 | 2024-02-06 | 1077 GREAT NORTHERN WAY, Vancouver, BC V5T 1E1 | Plumbing Permit | Commercial | Tenant Improvement | Issued | Commercial - Rainwater harvesting system upgrade including reworking of the chlorine treatment system, addition of UV filtration, and upgrading of the control system. | Black & McDonald Limited
GP-2023-01911 | 2023-06-23 | 302 GREENSBORO PLACE, Vancouver, BC V5X 4M4 | Gas Permit | Residential | Renovation | Completed | Residential - re re furnace | Thomson Industries Ltd
EP-2022-00721 | 2022-02-03 | 800 GRIFFITHS WAY, Vancouver, BC V6B 6G1 | Electrical Permit | Commercial | NULL | Expired | Annual / Operating - Annual Operating Permit RENEWAL of EP-2021-00871 VALID: Jan 22, 2022 to Jan 21, 2023 | Nonis Electrical Services Inc
EP-2022-01279 | 2022-02-17 | 800 GRIFFITHS WAY, Vancouver, BC V6B 6G1 | Electrical Permit | Commercial | NULL | Expired | Annual / Operating - Annual Operating Permit -renewal of EP-2021-01073 -Valid: March 25, 2022 - March 24, 2023 | Nonis Electrical Services Inc
EP-2023-04874 | 2023-06-02 | 800 GRIFFITHS WAY, Vancouver, BC V6B 6G1 | Electrical Permit | Commercial | NULL | Expired | Special Event - ***Special Event: UFC 289*** Provide three generators and distribution for special event "UFC 289" broadcast. Setup June 7th 2023, show June 10th, 2023. | 0880441 BC Ltd
EP-2023-01405 | 2023-02-21 | 800 GRIFFITHS WAY, Vancouver, BC V6B 6G1 | Electrical Permit | Commercial | Renovation | Completed | Installation / Repair - Commercial - Low voltage wiring or data, audio cabling No Maglocks Site Contact - Len Specht, lspecht@paladintechnologies.com, 236-984-0193 | PALADIN TECHNOLOGIES INC
NULL | NULL | 800 GRIFFITHS WAY, Vancouver, BC V6B 6G1 | Electrical Permit | Commercial | Addition | Draft | Installation / Repair - Commercial - JCI provided an access control panel and relays out of the Lenel card access system and program the Lenel system so the new Ballard system be controlled with the existing wireless Fobs that are presently used for access to the area. | Tyco Integrated Fire & Security Canada Inc/Tyco Feu Et Securite Integres Canada Inc
EP-2023-11303 | 2023-12-21 | 800 GRIFFITHS WAY, Vancouver, BC V6B 6G1 | Electrical Permit | Commercial | NULL | Expired | Special Event - Generator and distribution for special event "WWE Smackdown" at Rogers Arena, Jan 4th-5th 2024 | 0880441 BC Ltd
EP-2023-10237 | 2023-11-15 | 800 GRIFFITHS WAY, Vancouver, BC V6B 6G1 | Electrical Permit | Commercial | NULL | Expired | Special Event - Backup generator for NHL broadcast Nov 15, 2023. Generator setup and tech, Nov 14 at 80 Pacific Blvd (lot 98) before being moved to Rogers Arena for the Nov 15th hockey game. | 0880441 BC Ltd
EP-2023-07894 | 2023-08-30 | 800 GRIFFITHS WAY, Vancouver, BC V6B 6G1 | Electrical Permit | Commercial | Addition | Issued | Installation / Repair - Commercial - Low voltage A\V and Data Site contact Len Specht 236-984-0193 >BP: Level L000 Exterior / Interior alterations to provide improvements at level 000 of this existing Arena (Rogers Arena) building. Scope of work to create a new dining area and club space to be serviced with a commercial kitchen and 2 private bathrooms. Cass 1 cooking proposed 2019 VBBL New exterior wall louvre supported by Planner – Shadi S. | Paladin Technologies Inc
EP-2023-07895 | 2023-08-30 | 800 GRIFFITHS WAY, Vancouver, BC V6B 6G1 | Electrical Permit | Commercial | Addition | Issued | Installation / Repair - Commercial - Low voltage A\V and Data Site contact Len Specht 236-984-0193 No Maglocks >BP: Interior alterations to provide improvements to convert the existing lounge to a spouses/family lounge and addition of a therapy room with change rooms at level 100 of this existing Arena (Rogers Arena) building on this site. Upgrade to incorporate Automatic Partial OFF (per 9.4.1.1.(g) of ASHRAE 90.1-2016) Letters of Assurance submitted by: Schedule A and Architectural Schedule B, Ben Gardner, ph: 587.735.4845 Mechanical and Plumbing Schedule B, Charles Powell, P. Eng., ph:604.595.4869 Electrical Schedule B, Blake Shine, P. Eng., ph: 604.346.5131 OK to process as DTI per W. Wong September 16, 2022 | Paladin Technologies Inc
NULL | NULL | 6657 FRASER STREET, Vancouver, BC V5X 3T6 | Electrical Permit | Commercial | Renovation | Draft | Installation / Repair - Commercial - service upgrade | NULL
GP-2022-03106 | 2022-10-12 | 6733 FRASER STREET, Vancouver, BC V5X 3T8 | Gas Permit | Residential | Addition | Completed | Residential - This is a old house getting new boiler installed | AKAL Plumbing & Heating Ltd
EP-2022-04908 | 2022-06-14 | 6933 FRASER STREET, Vancouver, BC V5X 3V3 | Electrical Permit | Residential | Addition | Issued | Installation / Repair - Residential - adding smoke alarms and doing safety check of all electrical WWOP fees to be charged re: Stop Work Order dated Sept 28/21 per CF-2021-009984: Building, Plumbing, Electrical Permits. Interior alterations and change of use from a one family dwelling to a one family dwelling with a secondary suite at this existing building on this site. | Mandip Mroke
GP-2022-03466 | 2022-11-07 | 6190 GLENDALOUGH PLACE, Vancouver, BC V6N 1S6 | Gas Permit | Residential | Renovation | Completed | Residential - Replaced 2 gas furnaces and 1 water heater | BNA Systems Inc and/or Kirkland Metal Shop Ltd
GP-2023-02977 | 2023-10-10 | 130 GARDEN DRIVE, Vancouver, BC V5L 4P4 | Gas Permit | Residential | Tenant Improvement | Completed | Residential - 1 Furnace Removing an old 90,000 btu funrace and replacing with a new 90,000 btu upflow 2 stage furnace. | Luxair Services Inc
GP-2022-01749 | 2022-06-09 | 3143 GARDEN DRIVE, Vancouver, BC V5N 4Y2 | Gas Permit | Residential | New | Completed | Residential - Installation of 1 gas fireplace - venting and hook up only | Urban Fireplaces Ltd
SP-2022-00854 | 2022-05-30 | 3143 GARDEN DRIVE, Vancouver, BC V5N 4Y2 | Sprinkler Permit | Residential | New | Completed | Residential - install new fire sprinkler system To construct a 2 storey + cellar one-family dwelling with an existing detached accessory building (garage) at the rear providing 1 parking space, having vehicular access from the lane. Building envelope and environmental separation as per Part 5 design. **The entire building to be sprinklered to NFPA 13D** Note: This is a 2 storey building pursuant to the Zoning and Development By-Law 1- No A/C unit proposed 2- No bar sink proposed in cellar 3- Structural schedule B: Jeff Allester of Allester Engineering Ltd. (604-228-0518) 4- Geotechnical schedule B: Matt Kokan of GeoPacific Consultants Ltd. (604.439.0922) 5- schedule D & A: Brian Billingsley (604.714.1633) 6- schedule B Architectural: Brian Billingsley (604.714.1633) 7- HPO: 683058 B.C. Ltd (778.688.6292) | CENTRE LINE FIRE SPRINKLERS LTD
PP-2022-01051 | 2022-03-29 | 3143 GARDEN DRIVE, Vancouver, BC V5N 4Y2 | Plumbing Permit | Residential | New | Completed | Residential - 1FD - Plumbing installation as per drawings To construct a 2 storey + cellar one-family dwelling with an existing detached accessory building (garage) at the rear providing 1 parking space, having vehicular access from the lane. Building envelope and environmental separation as per Part 5 design. **The entire building to be sprinklered to NFPA 13D** Note: This is a 2 storey building pursuant to the Zoning and Development By-Law 1- No A/C unit proposed 2- No bar sink proposed in cellar | Ankon Plumbing & Heating Ltd
GP-2022-00959 | 2022-03-29 | 3143 GARDEN DRIVE, Vancouver, BC V5N 4Y2 | Gas Permit | Residential | New | Completed | Residential - Gas installation as per drawings >To construct a 2 storey + cellar one-family dwelling ($644,850) with an existing detached accessory building (garage) at the rear providing 1 parking space, having vehicular access from the lane. Building envelope and environmental separation as per Part 5 design. **The entire building to be sprinklered to NFPA 13D** Note: This is a 2 storey building pursuant to the Zoning and Development By-Law 1- No A/C unit proposed 2- No bar sink proposed in cellar 3- Structural schedule B: Jeff Allester of Allester Engineering Ltd. (604-228-0518) 4- Geotechnical schedule B: Matt Kokan of GeoPacific Consultants Ltd. (604.439.0922) 5- schedule D & A: Brian Billingsley (604.714.1633) 6- schedule B Architectural: Brian Billingsley (604.714.1633) 7- HPO: 683058 B.C. Ltd (778.688.6292) "Combustible projections or roof soffits on an exposing building face shall not project to less than .45m from the property line and shall be in compliance with VBBL 2019 9.10.15.5.(11)" ******THIS PERMIT HAS BEEN ISSUED UNDER THE REQUIREMENTS OF VBBL 2019****** Addressing Data Principle Dwelling: 3143 Garden Drive Amend: Dec 1, 2023 please add 1 generator (60,000 btu) and a fire table (60,000 btu) generator is revised on the BP Rev # 1 A) Emergency Back Up Use Only Generator unit. | Ankon Plumbing & Heating Ltd
EP-2022-05664 | 2022-07-12 | 3143 GARDEN DRIVE, Vancouver, BC V5N 4Y2 | Electrical Permit | Residential | New | Completed | Installation / Repair - Residential - Low voltage including Security Alarm, CCTV, Structured Wiring, Media distribution, lighting control and Central Vacuum >BP: To construct a 2 storey + cellar one-family dwelling ($644,850) with an existing detached accessory building (garage) at the rear providing 1 parking space, having vehicular access from the lane. Building envelope and environmental separation as per Part 5 design. **The entire building to be sprinklered to NFPA 13D** Note: This is a 2 storey building pursuant to the Zoning and Development By-Law 1- No A/C unit proposed 2- No bar sink proposed in cellar 3- Structural schedule B: Jeff Allester of Allester Engineering Ltd. (604-228-0518) 4- Geotechnical schedule B: Matt Kokan of GeoPacific Consultants Ltd. (604.439.0922) 5- schedule D & A: Brian Billingsley (604.714.1633) 6- schedule B Architectural: Brian Billingsley (604.714.1633) 7- HPO: 683058 B.C. Ltd (778.688.6292) "Combustible projections or roof soffits on an exposing building face shall not project to less than .45m from the property line and shall be in compliance with VBBL 2019 9.10.15.5.(11)" ******THIS PERMIT HAS BEEN ISSUED UNDER THE REQUIREMENTS OF VBBL 2019****** Addressing Data Principle Dwelling: 3143 Garden Drive | Moda Smart Home Inc
PP-2023-00423 | 2023-02-07 | 3143 GARDEN DRIVE, Vancouver, BC V5N 4Y2 | Plumbing Permit | Residential | New | Completed | Residential - 1FD - Install 3/4" backflow prevention device for lawn irrigation >DB: To construct a 2 storey + cellar one-family dwelling with an existing detached accessory building (garage) at the rear providing 1 parking space, having vehicular access from the lane. Building envelope and environmental separation as per Part 5 design. **The entire building to be sprinklered to NFPA 13D** Note: This is a 2 storey building pursuant to the Zoning and Development By-Law 1- No A/C unit proposed 2- No bar sink proposed in cellar | M&M Industries Ltd
GP-2023-01272 | 2023-04-20 | 3143 GARDEN DRIVE, Vancouver, BC V5N 4Y2 | Gas Permit | Residential | New | Completed | Residential - Wolf 36" Contemporary Gas Cook Top (Front Knobs) >BP: To construct a 2 storey + cellar one-family dwelling with an existing detached accessory building (garage) at the rear providing 1 parking space, having vehicular access from the lane. Building envelope and environmental separation as per Part 5 design. | Han Appliances & Refrigeration Ltd
EP-2023-09693 | 2023-11-06 | 3170 GARDEN DRIVE, Vancouver, BC V5N 4Y1 | Electrical Permit | Residential | Addition | Issued | Installation / Repair - Residential - upgrading the service to 200A and locating it to a private pole -Supply and install private pole at property boundary -Supply and install 200A meter base on private pole -Supply and install conduit and service entry head on private pole -Supply and install 250kcmil 3C ACWU from meter base to new 200A panel location -Supply and install 200A panel in new location in Garage -Supply and install junction box in place of existing panel -Supply and install 3 x 1" Conduit and cabling to extend existing circuits from New Main Panel to junction box -Reinstate all existing Circuits to New Main Panel -Supply and install new ground plate -Supply and install system ground to gas and water -Remove existing Kitchen Outlets and rearrange to suit new Kitchen layout. -Reuse existing above counter circuit to feed new Fridge location -Reuse existing above counter circuit to feed new Hood Fan location -Reuse existing Stove circuit to feed Oven -Reroute existing Kitchen 3G Switch to other side of wall in Hallway -Reuse existing counter lighting switch leg to provide power to LED Strip driver located in cupboard above Fridge -Supply and install low voltage runs from driver location to new counter lighting locations -Supply and install strip lighting to pre-manufactured channels and housings w/ diffusers supplied by Cabinet Makers -Supply and install new circuits for Speed Oven and above counter 20A Outlets -Supply and install 1" EMT Conduit and cabling through Garage and on exterior of home to PVC Junction Box on exterior wall of Kitchen -Supply and install NEMA 14-50R Outlet at customer desired location in the Garage for EV Charging -Supply and install NEMA 6-20R Outlet at customer desired location in the Garage for woodworking equipment | TDR Electric Inc
GP-2023-03503 | 2023-11-14 | 3170 GARDEN DRIVE, Vancouver, BC V5N 4Y1 | Gas Permit | Residential | Renovation | Completed | Residential - -Drain, de-commission, dispose old cast iron boiler -Drain, de-commission, dispose of atmospheric water heater -Supply and install new Navien NCB 240 combination boiler to provide domestic hot water and radiant heating -Supply and install x 3 new zone valves and thermostats -Supply and install all piping and fittings for re-fit -Supply and install condensate drain and neutralizer -Supply and install automatic air seperator -Supply and install all low voltage wiring -Test and commission system | STUART PLUMBING AND HEATING LTD.
GP-2023-03987 | 2023-12-12 | 3170 GARDEN DRIVE, Vancouver, BC V5N 4Y1 | Gas Permit | Residential | Renovation | Completed | Residential - - gas line to 1 bbq box and 1 range | STUART PLUMBING AND HEATING LTD.
PP-2023-04228 | 2023-12-06 | 3185 GARDEN DRIVE, Vancouver, BC V5N 4Y2 | Plumbing Permit | Residential | Renovation | Issued | Residential - Install one outside sump for main house | Octiscapes Site Services Ltd
EP-2023-09541 | 2023-11-01 | 3185 GARDEN DRIVE, Vancouver, BC V5N 4Y2 | Electrical Permit | Residential | Addition | Issued | Installation / Repair - Residential - Move service from main house to laneway house. Service stays the same 100 amp | O J ELECTRIC LTD
GP-2022-01224 | 2022-04-25 | 3250 GARDEN DRIVE, Vancouver, BC V5N 4Y1 | Gas Permit | Residential | Renovation - Dwelling Unit(s) only | Completed | Residential - Furnace and Hot water tank replacement | Angels Heating & Cooling Ltd
GP-2023-03593 | 2023-11-17 | 4355 GRANVILLE STREET, Vancouver, BC V6H 3L6 | Gas Permit | Residential | Addition | Completed | Residential - Combi Boiler re/re 199,000 BTU | HAMZEH GERAMI Dba Nation Heating & Cooling
GP-2022-03812 | 2022-12-01 | 4430 GRANVILLE STREET, Vancouver, BC V6H 3L8 | Gas Permit | Residential | Renovation | Completed | Residential - Installation of a new high efficiency furnace to replace existing old furnace | Jan Kolac
PP-2022-00786 | 2022-03-08 | 4615 GRANVILLE STREET, Vancouver, BC V6H 3M1 | Plumbing Permit | Commercial | New | Completed | Commercial - Install One backflow device 1st floor | Hillcrest Plumbing & Heating (1991) Ltd
GP-2023-01289 | 2023-04-25 | 5050 GRANVILLE STREET, Vancouver, BC V6M 3B4 | Gas Permit | Residential | Renovation | Completed | Residential - RE N RE - To Supply and Install replacement heating and hot water boiler. - To remove existing boiler from mechanical room. - To disconnect piping tied into homes heating and domestic hot water boiler. - To install new Viessmann CU3A-125 Boiler, with Heat Exchanger, Piping, and Control System. -To install new Viessmann 80us gallon indirect hot water heater. - Re-pipe existing mechanical room to make house piping separate from boiler system due to home having poly B piping (warranty is void on boilers if not separated). - Eight new Honeywell zone valves. - New Heat Exchanger sized to improve overall heating efficiency. - New Honeywell T1 thermostats (upgradable to Tekmar color touch screen for a nominal fee). - To install new high efficiency boiler rated exhaust and intake pipe to serve new boiler. Exhaust flue to be ran up the south side of the house to the roof line. - To install new condensate acid neutralizer to ensure no damage to existing drainage piping from mechanical room. - Reconfiguration of mechanical room piping for functionality and aesthetics. - Flushing, chemical cleaning, and treatment of pipes. - Removal and disposal of old equipment. Boiler Information: Make: Viessmann Model: Vitocrossal 300 CU3A Benefits: · 95% AFUE · PVC/CPVC/PPs approved · Vitotronic 200 control with graphical user interface. . Water-cooled combustion chamber. . Modulating MatriX dome gas burner. . Inox-Crossal heat exchanger. . Highly effective thermal insulation. · Built-in CSA/UL approved LWCO and manual reset high limit. · Turndown ratio of up to 5:1 · Built-in outdoor reset control of water temperature. · Reverse flow detection. . Limited lifetime warranty in residential applications. See warranty sheet for details. | JJ&A Mechanical LTD
GP-2022-03755 | 2022-11-28 | 3088 GRANT STREET, Vancouver, BC V5K 3H7 | Gas Permit | Residential | Renovation | Completed | Residential - HWT re&re | Ferenc Nagy
EP-2022-09144 | 2022-11-07 | 6130 FLEMING STREET, Vancouver, BC V5P 3G8 | Electrical Permit | Residential | Renovation - Dwelling Unit(s) only | Cancelled | Installation / Repair - Residential - the power supply line or panel main switch dose not work properly and sometimes the power is cut off. we need BC hydro cut off the service power to fix electrical circuit problem. thanks Amend: Jan 3, 2023 replace a new 125A 240V 1Ph panel. | We Do Electrical Ltd
EP-2023-05426 | 2023-06-30 | 4768 FRASER STREET, Vancouver, BC V5V 4H3 | Electrical Permit | Residential | Renovation | Issued | Installation / Repair - Residential - we are doing service only. relocate service. - they need service connect only -re: CF-2021-006091 | LINK ELECTRICAL LTD
GP-2023-02333 | 2023-08-09 | 4794 FRASER STREET, Vancouver, BC V5V 4H3 | Gas Permit | Residential | Addition | Completed | Residential - re and re range | Christopher Sterling
EP-2023-08098 | 2023-09-08 | 1339 FRANKLIN STREET, Vancouver, BC V5L 1P2 | Electrical Permit | Commercial | New | Completed | Installation / Repair - Commercial - Sub feed to sub panel and installation of convenience receptacles. | K S Maude Electric Ltd
NULL | NULL | 1430 FRANKLIN STREET, Vancouver, BC V5L 1N9 | Mechanical Permit | NULL | NULL | Draft | NULL | Haakon Industries (Canada) Ltd.
EP-2022-07365 | 2022-12-02 | 1430 FRANKLIN STREET, Vancouver, BC V5L 1N9 | Electrical Permit | Commercial | Tenant Improvement | Issued | Installation / Repair - Commercial - A mechanical permit is required for heat pump installation before an electrical inspection will be performed 4 circuits 2x 20A 2 pole 1x 50A 2 pole 1x 20A single pole (GFCI Service outlet) - This permit is for the installation of two new split systems at site. Therefore the location is new. | Haakon Industries (Canada) Ltd.
GP-2022-01226 | 2022-04-19 | 7083 FRASER STREET, Vancouver, BC V5X 3V4 | Gas Permit | Residential | Renovation | Completed | Residential - We are replacing regular furnace with Ameristar 60,000 BTU high efficiency furnace . | Superstar Plumbing Heating & Sprinkler Supplies Ltd
EP-2022-04667 | 2022-06-06 | 2821 GRANDVIEW HIGHWAY, Vancouver, BC | Electrical Permit | Commercial | Renovation | Completed | Installation / Repair - Commercial - Repair damaged disconnect switch private pole due to impact from garbage truck 2821 GRANDVIEW HIGHWAY Amend: June 9, 2022 amend the private pole service specifications please? The line voltage is 12,500 V and the current is 15 A. >>>> AMEND: June 10th -correct voltage = 7200/12470 -also this is not for a POLE SERVICE type of permit but an address based for: 2821 Grandview Hwy Amend: June 14, 2022 12500 line to line voltage 7200 volt line to ground 15 amp fused Amend: June 17, 2022 Revise scope of work to be only and include only check of secondary systems 120/208 V 1200 amp service and 208 V Delta service on customer supply side. No work done on primary side by Higherstate Electric | Higherstate Electric Inc
EP-2022-01674 | 2022-03-22 | 1108 GARDEN DRIVE, Vancouver, BC V5L 4P9 | Electrical Permit | Residential | Renovation | Completed | Installation / Repair - Residential - Dedicated Circuit for A/C & Demand Share Device for existing hot tub | Pacific Star Electric Inc
EP-2022-01825 | 2022-03-08 | 1206 GARDEN DRIVE, Vancouver, BC V5L 4R1 | Electrical Permit | Residential | Renovation | Completed | Installation / Repair - Residential - main floor kitchen and living room rewiring and new pot light installation. >BP: Interior and Exterior alterations to provide residential improvements to this existing 1 storey plus basement, one family dwelling building on this site. Scope of work: removal of partition walls separating the living/dining room and kitchen, updating the kitchen on the main floor, new window at the North Elevation facing Williams Street, and updating all windows at this building. Okay for Exterior alterations per D. Cha, June 24, 2021. New window is to match the look and feel of the existing windows. Revision #1 - January 18, 2022 To change the structural engineer from H. Illbeigi to Jeff Allester - new structural drawings and Schedule B submitted. | Kaler Electrical Ltd
EP-2022-09482 | 2022-11-08 | 1290 GARDEN DRIVE, Vancouver, BC V5L 4R1 | Electrical Permit | Residential | New | Expired | Temporary Power - Residential - To provide temporary power. | Ankor Electrical Ltd.
PP-2022-04438 | 2022-12-13 | 1290 GARDEN DRIVE, Vancouver, BC V5L 4R1 | Plumbing Permit | Residential | New | Completed | Residential - Sump | Kingsman Excavating Ltd.
EP-2023-03798 | 2023-05-18 | 1290 GARDEN DRIVE, Vancouver, BC V5L 4R1 | Electrical Permit | Residential | New | Completed | Installation / Repair - Residential - New installation for duplex residential units -2 Separate Services by BC Hydro for each unit 200Amps 120/240 V *MP-2023-00662 >BP: To construct a three-storey two-family dwelling ($712,250) with a detached accessory building (garage) at the rear providing 2 parking spaces, having vehicular access from the lane. Note: This Building Permit will remain in a suspended status until the associated (green) Demolition Permit BP-2022-03719 is completed. Note: This is a 2.5 storey building pursuant to the Zoning and Development By-Law. 1. Heat pump proposed in the rear yard 2. No bar sinks proposed 3. Schedule B: Christopher Man P.Eng. (604-874-3237) Structural 4. Schedule B: Tegbir Bajwa P.Eng. (778-995-2404) Geotechnical 5. BC Housing Residential Builder – Vandwell Developments Inc. 6. The entire building to be sprinklered to 2 x NFPA 13D | Ankor Electrical Ltd.
GP-2023-01333 | 2023-04-25 | 1290 GARDEN DRIVE, Vancouver, BC V5L 4R1 | Gas Permit | Residential | New | Completed | Residential - 2 Water Heater, 2 Rages & 2 BBQ >BP: To construct a three-storey two-family dwelling | One Stop Mechanical Ltd
EP-2023-03710 | 2023-04-28 | 1290 GARDEN DRIVE, Vancouver, BC V5L 4R1 | Electrical Permit | Residential | New | Completed | Installation / Repair - Residential - Installation of TV, Data, Doorbell-Intercom, Security System, Alarm System, Sound System. >BP: To construct a three-storey two-family dwelling ($712,250) with a detached accessory building (garage) at the rear providing 2 parking spaces, having vehicular access from the lane. Note: This Building Permit will remain in a suspended status until the associated (green) Demolition Permit BP-2022-03719 is completed. Note: This is a 2.5 storey building pursuant to the Zoning and Development By-Law. 1. Heat pump proposed in the rear yard 2. No bar sinks proposed 3. Schedule B: Christopher Man P.Eng. (604-874-3237) Structural 4. Schedule B: Tegbir Bajwa P.Eng. (778-995-2404) Geotechnical 5. BC Housing Residential Builder – Vandwell Developments Inc. 6. The entire building to be sprinklered to 2 x NFPA 13D Address number assigned as per approved plans for Fire and Emergency response. The address number is to be posted and to the building and to be visible from the street in accordance with the Building By-law prior to final inspection. ***This permit is issued under the VBBL 2019, with updated energy requirements as per bylaw # 12997 effective Jan 01, 2022.*** | Blue Horse Electric Ltd
MP-2023-00662 | 2023-04-18 | 1290 GARDEN DRIVE, Vancouver, BC V5L 4R1 | Mechanical Permit | NULL | NULL | Completed | NULL | Century Twenty One Gas & Heating Co. Ltd
SP-2023-00455 | 2023-03-16 | 1290 GARDEN DRIVE, Vancouver, BC V5L 4R1 | Sprinkler Permit | Residential | New | Completed | Residential - 2FD - NORTH - 1290 GARDEN DR SOUTH - 2307 CHARLES ST New sprinkler system >DB: To construct a three-storey two-family dwelling with a detached accessory building (garage) at the rear providing 2 parking spaces, having vehicular access from the lane. Note: This is a 2.5 storey building pursuant to the Zoning and Development By-Law. 1. Heat pump proposed in the rear yard 2. No bar sinks proposed 6. The entire building to be sprinklered to 2 x NFPA 13D | Haven Fire Protection Ltd
PP-2023-00798 | 2023-03-09 | 1290 GARDEN DRIVE, Vancouver, BC V5L 4R1 | Plumbing Permit | Residential | New | Completed | Residential - new dplx >BP: To construct a three-storey two-family dwelling with a detached accessory building (garage) at the rear providing 2 parking spaces, having vehicular access from the lane. Note: This is a 2.5 storey building pursuant to the Zoning and Development By-Law. 1. Heat pump proposed in the rear yard 2. No bar sinks proposed 3. Schedule B: Christopher Man P.Eng. (604-874-3237) Structural 4. Schedule B: Tegbir Bajwa P.Eng. (778-995-2404) Geotechnical 5. BC Housing Residential Builder – Vandwell Developments Inc. 6. The entire building to be sprinklered to 2 x NFPA 13D | One Stop Mechanical Ltd
PP-2023-03120 | 2023-09-05 | 1290 GARDEN DRIVE, Vancouver, BC V5L 4R1 | Plumbing Permit | Residential | New | Completed | Residential - 2FD - 3/4 DCVA backflow for lawn irrigation | Yue Jin Qiu
GP-2022-02481 | 2022-08-22 | 3136 GRANT STREET, Vancouver, BC V5K 3H9 | Gas Permit | Residential | Tenant Improvement | Completed | Residential - Furnace replacement | All West Heating Ltd
EP-2022-05527 | 2022-06-30 | 2952 GRANT STREET, Vancouver, BC V5K 3H5 | Electrical Permit | Residential | Renovation | Completed | Installation / Repair - Residential - Upgrade electrical service from 100A 120/240 1 p 3 wire to 200A 120/240V 1 p 3 wires, To install the new 200A 120/240 1 phase 3 wires electrical panel and connect the existing 100A 120/240 panel to the new panel as a sub-panel. To install new meter Base. | SNG Electric Ltd
NULL | NULL | 2227 GRANVILLE STREET, Vancouver, BC V6H 3G1 | Sprinkler Permit | Commercial | New | Draft | Commercial - install new sprinkler system | CENTRE LINE FIRE SPRINKLERS LTD
GP-2022-02678 | 2022-09-07 | 5881 FLEMING STREET, Vancouver, BC V5P 3G4 | Gas Permit | Residential | Renovation - Dwelling Unit(s) only | Completed | Residential - Re & Re HWT | 484081 BC LTD
EP-2023-02155 | 2023-03-14 | 5945 FLEMING STREET, Vancouver, BC V5P 3G5 | Electrical Permit | Residential | Renovation | Completed | Installation / Repair - Residential - Remove electric range and hood fan wires. ( CF-2021-002689) | Roger Loo
PP-2022-02939 | 2022-08-24 | 8507 FREMLIN STREET, Vancouver, BC V6P 3X1 | Plumbing Permit | Residential | New | Completed | Residential - Lawn Irrigation | Big City Sprinklers
PP-2022-00837 | 2022-03-11 | 8507 FREMLIN STREET, Vancouver, BC V6P 3X1 | Plumbing Permit | Residential | New | Completed | Residential - 2FD - EAST UNIT - 8507 FREMLIN ST WEST UNIT - 8505 FREMLIN ST new plumbing and heating To construct a two-storey two-family dwelling, with a detached accessory building (garage) at the rear providing 2 parking spaces, having vehicular access from the lane. Note: This is a 2 storey building pursuant to the Zoning and Development By-Law No strata titling permitted A/C units proposed No Bar sinks proposed | EXCEL MECHANICAL LTD
SP-2022-00414 | 2022-03-22 | 8507 FREMLIN STREET, Vancouver, BC V6P 3X1 | Sprinkler Permit | Residential | New | Completed | Residential - install sprinklers in a new duplex To construct a two-storey two-family dwelling , with a detached accessory building (garage) at the rear providing 2 parking spaces, having vehicular access from the lane. ** Amend 05/30/2022** Adequacy of Sprinkler Protection in Stairs; Bathroom on Upper Level letter has been uploaded Amend: Aug 8, 2022 Flow test report being added | FIRE-TECH SPRINKLERS LTD
EP-2022-03472 | 2022-04-29 | 8507 FREMLIN STREET, Vancouver, BC V6P 3X1 | Electrical Permit | Residential | New | Completed | Installation / Repair - Residential - Pre wire and completion of alarm,Telus,tv,internet and cctv >BP: To construct a two-storey two-family dwelling ($608,325), with a detached accessory building (garage) at the rear providing 2 parking spaces, having vehicular access from the lane. Note: This is a 2 storey building pursuant to the Zoning and Development By-Law No strata titling permitted A/C units proposed No Bar sinks proposed Schedule B: Yatendra Kumar Sharma Structural & Geotechnical HPO: Residential Builder - Coral Contracting Corporation Applicants Name & Number - Mohsen Torki 604.771.5546 | Pioneer Security and Communications Ltd
EP-2022-03465 | 2022-05-03 | 8507 FREMLIN STREET, Vancouver, BC V6P 3X1 | Electrical Permit | Residential | New | Completed | Installation / Repair - Residential - Duplex house wiring. Detached garage. Main service 200A two gang meter base, then 100A to each unit. >BP: To construct a two-storey two-family dwelling ($608,325), with a detached accessory building (garage) at the rear providing 2 parking spaces, having vehicular access from the lane. Note: This is a 2 storey building pursuant to the Zoning and Development By-Law No strata titling permitted A/C units proposed No Bar sinks proposed Schedule B: Yatendra Kumar Sharma Structural & Geotechnical HPO: Residential Builder - Coral Contracting Corporation Applicants Name & Number - Mohsen Torki 604.771.5546 | Always On Electric Inc
GP-2022-01392 | 2022-05-10 | 8507 FREMLIN STREET, Vancouver, BC V6P 3X1 | Gas Permit | Residential | New | Completed | Residential - Two complete boilers and piping only for two, one fireplace and two bbq. | Ultra Mechanical Ltd
GP-2022-01510 | 2022-05-17 | 8507 FREMLIN STREET, Vancouver, BC V6P 3X1 | Gas Permit | Residential | New | Completed | Residential - Venting & Hookup Only | REAL LIGHTING & FIREPLACES LTD
EP-2022-03834 | 2022-05-13 | 8645 FREMLIN STREET, Vancouver, BC V6P 3X4 | Electrical Permit | Residential | Renovation - Dwelling Unit(s) only | Completed | Installation / Repair - Residential - Replace 10 fuses panels to breaker panels | Robert Fuller
NULL | NULL | 8645 FREMLIN STREET, Vancouver, BC V6P 3X4 | Electrical Permit | Residential | Renovation - Dwelling Unit(s) only | Draft | Installation / Repair - Residential - replace fuse panels to breaker panels | NULL
GP-2023-03693 | 2023-11-23 | 8675 FREMLIN STREET, Vancouver, BC V6P 3X4 | Gas Permit | Residential | Renovation | Cancelled | Residential - boiler replacement | Angels Heating & Cooling Ltd
PP-2023-03262 | 2023-09-13 | 8780 FREMLIN STREET, Vancouver, BC V6P 3X6 | Plumbing Permit | Commercial | Renovation - Dwelling Unit(s) only | Issued | Commercial - Replace tub, vanity, toilet and kitchen sink >BP: Exterior and interior alterations for fire damage repairs to this existing Dwelling unit #4 on the ground floor of this existing Multiple Dwelling building on this site. The scope includes to replace two windows to match existing. | Infinity Pacific Mechanical Ltd
EP-2023-05706 | 2023-07-10 | 8780 FREMLIN STREET, Vancouver, BC V6P 3X6 | Electrical Permit | Residential | Renovation | Issued | Installation / Repair - Residential - Renovation on suite -There is no any structure change, just redo whole unit wiring because of fire, there is no drywall there | Morning Star Electrical Ltd
EP-2023-05217 | 2023-06-22 | 7650 FRENCH STREET, Vancouver, BC V6P 4V6 | Electrical Permit | Residential | Renovation | Completed | Installation / Repair - Residential - Emergency Repair - had to pull electrical meter to tighten connections on the main breaker. re installed meter. Currently has 125 amp single phase 240 volt service. will need a service inspection to have meter checked and resealed by hydro. Service calc is over 125 amps due to ev charger install done by others. *Permit Amendment Aug 15, 2023 Upgrade electrical service to 200 amps and new service will be located in garage. We will also replace the 125 amp panel in the house and refeed it as a sub panel. Safety check ac that was installed with out permit by others and safety check house for electrical issues. Ev charger to be prepped for garage for future installation. load calc for service including ac and 40 amps for future ev charger is 143 amps. work value is 7000.00 | ELECTRICAL SAVVY CONTRACTING INC
EP-2022-01203 | 2022-02-15 | 7664 FRENCH STREET, Vancouver, BC V6P 4V6 | Electrical Permit | Residential | New | Expired | Temporary Power - Residential - To provide temporary power. | H.L. ELECTRICAL LTD
GP-2023-02209 | 2023-07-25 | 7677 FRENCH STREET, Vancouver, BC V6P 4V5 | Gas Permit | Residential | Renovation | Completed | Residential - re re tankless | Thomson Industries Ltd
EP-2023-09628 | 2023-11-03 | 7688 FRENCH STREET, Vancouver, BC V6P 4V6 | Electrical Permit | Residential | Addition | Issued | Installation / Repair - Residential - Will be upgrading panel from 125amps to 200Amps | Stay Connected Electric Inc.
GP-2022-01761 | 2022-06-09 | 7706 FRENCH STREET, Vancouver, BC V6P 4V6 | Gas Permit | Residential | Addition | Completed | Residential - re and re gas range | Christopher Sterling
GP-2023-01038 | 2023-03-24 | 7788 FRENCH STREET, Vancouver, BC V6P 4V6 | Gas Permit | Residential | Renovation - Dwelling Unit(s) only | Completed | Residential - Installing Combination Boiler | Reid Brothers Plumbing & Heating Ltd
PP-2022-00200 | 2022-01-24 | 4550 GOTHARD STREET, Vancouver, BC V5R 3K7 | Plumbing Permit | Residential | New | Completed | Residential - 1FD+SS - #1 & #2 - TWO OUT SIDE SUMPS WITH OUT PUMP To construct a 2 storey one-family dwelling with a secondary suite located in the Basement with an open parking pad, providing 1 parking space, having vehicular access from the 20' Lane. 1. Covenant registered at the Land Title Office under CA9046351 2. No Strata Titling permitted 3. No A/C Unit proposed | JVT EXCAVATING & DEMOLITION LTD
EP-2022-02260 | 2022-04-22 | 4550 GOTHARD STREET, Vancouver, BC V5R 3K7 | Electrical Permit | Residential | New | Completed | Installation / Repair - Residential - Residential - New construction >BP: To construct a 2 storey one-family dwelling with a secondary suite located in the Basement ($654,032.50) with an open parking pad, providing 1 parking space, having vehicular access from the 20' Lane. 1. Covenant registered at the Land Title Office under CA9046351 2. No Strata Titling permitted 3. No A/C Unit proposed 4. Schedule B: (Md. Shahidul Alam) P.Eng (604.653.7475) Structural & Geotechnical 5. HPO: Residential Builder- Trans Pacific Homes Inc. Note: This is a 2 storey building pursuant to the Zoning and Development By-Law Address Information: Principle Dwelling: #1- 4550 Gothard St Secondary Suite: #2-4550 Gothard St Laneway home: #3-4550 Gothard St. Addresses have been assigned per the approved plans, access to the rear unit is from the East side. This access must be provided & maintained at all times and the building addresses posted to be visible from the street in accordance with the Building By-law. **THIS PERMIT HAS BEEN ISSUED UNDER THE REQUIREMENTS OF VBBL #12511 (2019) ** ****ALL PROJECT COORINDATOR NOTES HAS BEEN ACCEPTED BY THE APPLICANT**** | Benjamin Electric Ltd
SP-2022-00400 | 2022-03-22 | 4550 GOTHARD STREET, Vancouver, BC V5R 3K7 | Sprinkler Permit | Residential | New | Completed | Residential - to install a new sprinkler system for main house To construct a 2 storey one-family dwelling with a secondary suite located in the Basement ($654,032.50) with an open parking pad, providing 1 parking space, having vehicular access from the 20' Lane. 1. Covenant registered at the Land Title Office under CA9046351 2. No Strata Titling permitted 3. No A/C Unit proposed 4. Schedule B: (Md. Shahidul Alam) P.Eng (604.653.7475) Structural & Geotechnical 5. HPO: Residential Builder- Trans Pacific Homes Inc. | ACME PLUMBING HEATING & GAS LTD.
GP-2022-00938 | 2022-03-25 | 4550 GOTHARD STREET, Vancouver, BC V5R 3K7 | Gas Permit | Residential | New | Completed | Residential - to install one boiler and gas piping only for one range, one BBQ, one fireplace To construct a 2 storey one-family dwelling with a secondary suite located in the Basement with an open parking pad, providing 1 parking space, having vehicular access from the 20' Lane. 1. Covenant registered at the Land Title Office under CA9046351 2. No Strata Titling permitted 3. No A/C Unit proposed 4. Schedule B: (Md. Shahidul Alam) P.Eng (604.653.7475) Structural & Geotechnical 5. HPO: Residential Builder- Trans Pacific Homes Inc. | ACME PLUMBING HEATING & GAS LTD.
PP-2022-00764 | 2022-03-07 | 4550 GOTHARD STREET, Vancouver, BC V5R 3K7 | Plumbing Permit | Residential | New | Completed | Residential - 1FD+SS - #1 & #2 - to install new plumbing fixtures for main house To construct a 2 storey one-family dwelling with a secondary suite located in the Basement with an open parking pad, providing 1 parking space, having vehicular access from the 20' Lane. 1. Covenant registered at the Land Title Office under CA9046351 2. No Strata Titling permitted 3. No A/C Unit proposed AMEND: MAR 14/2022 Add one inside Sump. | ACME PLUMBING HEATING & GAS LTD.
GP-2022-00965 | 2022-03-29 | 4550 GOTHARD STREET, Vancouver, BC V5R 3K7 | Gas Permit | Residential | New | Completed | Residential - Venting and hook up only >To construct a 2 storey one-family dwelling with a secondary suite located in the Basement ($654,032.50) with an open parking pad, providing 1 parking space, having vehicular access from the 20' Lane. 1. Covenant registered at the Land Title Office under CA9046351 2. No Strata Titling permitted 3. No A/C Unit proposed 4. Schedule B: (Md. Shahidul Alam) P.Eng (604.653.7475) Structural & Geotechnical 5. HPO: Residential Builder- Trans Pacific Homes Inc. Note: This is a 2 storey building pursuant to the Zoning and Development By-Law Address Information: Principle Dwelling: #1- 4550 Gothard St Secondary Suite: #2-4550 Gothard St Laneway home: #3-4550 Gothard St. Addresses have been assigned per the approved plans, access to the rear unit is from the East side. This access must be provided & maintained at all times and the building addresses posted to be visible from the street in accordance with the Building By-law. **THIS PERMIT HAS BEEN ISSUED UNDER THE REQUIREMENTS OF VBBL #12511 (2019) ** ****ALL PROJECT COORINDATOR NOTES HAS BEEN ACCEPTED BY THE APPLICANT**** | ORAY FIREPLACES LTD
EP-2022-02817 | 2022-04-07 | 4550 GOTHARD STREET, Vancouver, BC V5R 3K7 | Electrical Permit | Residential | New | Completed | Installation / Repair - Residential - tv,telephone,alarm prewire and complete >BP: To construct a 2 storey one-family dwelling with a secondary suite located in the Basement ($654,032.50) with an open parking pad, providing 1 parking space, having vehicular access from the 20' Lane. 1. Covenant registered at the Land Title Office under CA9046351 2. No Strata Titling permitted 3. No A/C Unit proposed 4. Schedule B: (Md. Shahidul Alam) P.Eng (604.653.7475) Structural & Geotechnical 5. HPO: Residential Builder- Trans Pacific Homes Inc. Note: This is a 2 storey building pursuant to the Zoning and Development By-Law Address Information: Principle Dwelling: #1- 4550 Gothard St Secondary Suite: #2-4550 Gothard St Laneway home: #3-4550 Gothard St. Addresses have been assigned per the approved plans, access to the rear unit is from the East side. This access must be provided & maintained at all times and the building addresses posted to be visible from the street in accordance with the Building By-law. **THIS PERMIT HAS BEEN ISSUED UNDER THE REQUIREMENTS OF VBBL #12511 (2019) ** ****ALL PROJECT COORINDATOR NOTES HAS BEEN ACCEPTED BY THE APPLICANT**** | Tvisha Technologies Ltd
GP-2023-01334 | 2023-04-24 | 4778 GLADSTONE STREET, Vancouver, BC V5N 5A5 | Gas Permit | Residential | Renovation - Dwelling Unit(s) only | Completed | Residential - Installing gas furnace | Reid Brothers Plumbing & Heating Ltd
PP-2023-00912 | 2023-03-17 | 4791 GLADSTONE STREET, Vancouver, BC V5N 5A4 | Plumbing Permit | Residential | Renovation | Issued | Residential - Rough in and finishing and storm drain . >DB: Exterior alterations to replace the front porch stairs, addition of two dormers and to validate a deck addition at the rear; interior alterations for kitchen and bathroom updates on the upper two floors of this existing 2 and 1/2 storey, character merit, one family dwelling on this inside with lane site. | Advantage Home Service Ltd
EP-2022-07919 | 2022-09-22 | 4791 GLADSTONE STREET, Vancouver, BC V5N 5A4 | Electrical Permit | Residential | Renovation - Dwelling Unit(s) only | Issued | Installation / Repair - Residential - - installation of pot light in bedroom and living room -relocation of outlet -wiring for fridge, washer and dryer and stove in the kitchen DB: Exterior alterations to replace the front porch stairs, addition of two dormers and to validate a deck addition at the rear; interior alterations for kitchen and bathroom updates on the upper two floors of this existing 2 and 1/2 storey, character merit, one family dwelling on this inside with lane site. | Pacific Total Electric Ltd
EP-2023-06404 | 2023-07-17 | 2331 GRANVILLE STREET, Vancouver, BC V6H 3G4 | Electrical Permit | Commercial | NULL | Issued | Annual / Operating - Maintenance of existing operating electrical equipment. Undertake to regularly assess, operate, and maintain the electrical equipment on a regular basis in compliance with the Electrical By-law No. 5563. | Terminal City Electric Ltd
EP-2023-08370 | 2023-09-20 | 2342 GRANVILLE STREET, Vancouver, BC V6H 3G3 | Electrical Permit | Commercial | Tenant Improvement | Completed | Installation / Repair - Commercial - Re & re unit receptacles, lighting, emergency lighting and EXITS to suite real estate presentation center. >Permit Amendment Oct 06, 2023 -"Low voltage data wiring for TV and desk locations ONLY" >BP: Interior and exterior alterations and a change of use from Beauty Salon to Office - Real Estate presentation centre including a display suite, kitchen, and bathroom at this existing commercial one storey building on this site. Scope of works include removing existing washroom and millworks, and new lighting, plumbing, levelling of floor/new flooring, addition of millworks, and new universal washroom. Tenant: Oak 37 Limited Partnership OK for Field Review per W.Wong on June 19, 2023 Minor exterior alteration is cleared from POD with not considering this as DB on June 27, 2023 Notes: - DBI to determine on site if Schedule B, Structural, is required. - DBI to determine on site if fire rating detail required on columns - The kitchen and Ensuite area are a NON-WORKING display kitchen and ensuite only. - The display kitchen and ensuite MUST be removed when the "sales centre" tenant vacates the premises. | ENERGY ELECTRIC LTD
PP-2023-02956 | 2023-08-21 | 2342 GRANVILLE STREET, Vancouver, BC V6H 3G3 | Plumbing Permit | Commercial | Renovation | Completed | Commercial - Tenant Improvement Moving and adding drainage and water for presentation center bathroom and kitchen >BP: Interior and exterior alterations and a change of use from Beauty Salon to Office - Real Estate presentation centre including a display suite, kitchen, and bathroom at this existing commercial one storey building on this site. Scope of works include removing existing washroom and millworks, and new lighting, plumbing, levelling of floor/new flooring, addition of millworks, and new universal washroom. Tenant: Oak 37 Limited Partnership | Jensen's Plumbing & Heating Ltd
EP-2022-07720 | 2022-09-15 | 2354 GRANVILLE STREET, Vancouver, BC V6H 3G3 | Electrical Permit | Commercial | New | Completed | Installation / Repair - Commercial - Data, Telephone, Paging | Teson Solutions Ltd
NULL | NULL | 2354 GRANVILLE STREET, Vancouver, BC V6H 3G3 | Electrical Permit | Commercial | New | Withdrawn | Installation / Repair - Commercial - Installation of CCTV and Intrusion Alarm | NULL
EP-2022-09048 | 2022-10-25 | 2354 GRANVILLE STREET, Vancouver, BC V6H 3G3 | Electrical Permit | Commercial | Renovation | Completed | Installation / Repair - Commercial - CCTV & Intrusion Alarm installation. | Securitas Technology Canada Corporation
EP-2022-08431 | 2022-10-06 | 2354 GRANVILLE STREET, Vancouver, BC V6H 3G3 | Electrical Permit | Commercial | Renovation | Completed | Installation / Repair - Commercial - Re & Re Light fixtures, Re & re plugs, Re & re emergency sign exits, re & re bathroom fixtures | O J ELECTRIC LTD
SP-2021-01089 | 2022-04-21 | 2415 GRANVILLE STREET, Vancouver, BC | Sprinkler Permit | Commercial | New | Completed | Commercial - For sprinkler system alterations to the 2019 VBBL and NFPA 13, 2013 for the tenant improvements to provide interior alterations to validate the existing improvements from a previous Retail Store use for this new Retail Store tenant at 2415 Granville Street at this existing commercial building. This application does not include any of the following: • Warehouse storage arrangements, or mobile compact storage arrangements. • Flexible sprinkler pipe. • Information Technology Equipment Rooms (e.g. IT Rooms, LAN Rooms, etc.). • New alternative solutions and/or modifications to existing alternative solutions. • Change in occupancy and/or hazard classification. Notes: 1. Sprinkler engineer of record Mr. Ian MacKay; P.Eng. of MFPE Engineering Ltd. E: ian.mackay@mfpe.ca T: (604) 378-1202 2. One set of approved drawings and permit to be available for viewing at the jobsite. | Elite Sprinkler Systems Ltd
EP-2022-04934 | 2022-06-15 | 8877 GRANVILLE STREET, Vancouver, BC V6P 5A4 | Electrical Permit | Residential | Addition | Completed | Installation / Repair - Residential - Service upgrade ARCHAEOLOGICAL IMPACT: If work on this site could lead to the disturbance of soil advise applicant to contact the Provincial Archaeology Branch at 250-953-3334 for necessary permits. In addition, please be advised that reports from an Archaeologist (AIA, AOA) and permits from the First Nations may be necessary prior to the release of your City of Vancouver permits. | Roop Electric Co Ltd
EP-2024-00658 | 2024-02-01 | 5993 FLEMING STREET, Vancouver, BC V5P 3G5 | Electrical Permit | Residential | Addition | Issued | Installation / Repair - Residential - ¦ 1FD- 100A/ DISCONNECT/ RECONNECT ¦ Laneway being built in back of property. New service for laneway and replacing teck cable feeding house. (5993 Fleming St) | Skyview Electrical Ltd
PP-2022-04119 | 2022-11-16 | 3682 FRANKLIN STREET, Vancouver, BC V5K 1Y6 | Plumbing Permit | Residential | Renovation | Completed | Residential - replace the main water feed to the home. current one is leaking | PRISTINE PLUMBING & DRAINAGE LTD.
EP-2022-09791 | 2022-11-18 | 2420 FRASER STREET, Vancouver, BC V5T 3V2 | Electrical Permit | Residential | New | Expired | Temporary Power - Residential - To provide temporary power. | JR ELECTRIC LTD.
PP-2022-04439 | 2023-02-10 | 2420 FRASER STREET, Vancouver, BC V5T 3V2 | Plumbing Permit | Commercial | New | Completed | Commercial - Sump | Kingsman Excavating Ltd.
EP-2022-10561 | 2023-01-03 | 2420 FRASER STREET, Vancouver, BC V5T 3V2 | Electrical Permit | Residential | New | Issued | Installation / Repair - Residential - New multi family rental building Scope of work will include electrical room wiring and and complete rough wire and finishing of the 4 rental units. >BP: To construct a multiple-dwelling building containing a total of four (4) secured rental dwelling units and one (1) car stall parking at-grade, as per Board of Variance Appeal Decision Z35707 Dated February 23, 2021 | Santec Electric Inc
SP-2022-02021 | 2023-02-16 | 2420 FRASER STREET, Vancouver, BC V5T 3V2 | Sprinkler Permit | Residential | New | Completed | Residential - For all sprinkler work to the 2019 VBBL; NFPA 13R, 2013, For work to construct a multiple-dwelling building containing a total of four (4) secured rental dwelling units and one (1) car stall parking at-grade, as per Board of Variance Appeal Decision Engineer of Record: Farzad Hemmati 604-649-4574 farzadh@bmactc.com | Haven Fire Protection Ltd
PP-2023-00170 | 2023-05-02 | 2420 FRASER STREET, Vancouver, BC V5T 3V2 | Plumbing Permit | Commercial | New | Completed | Commercial - ROUGH IN AND INSTALL FIXTURES >BP: To construct a multiple-dwelling building containing a total of four (4) secured rental dwelling units and one (1) car stall parking at-grade, as per Board of Variance Appeal Decision Z35707 Dated February 23, 2021; thereby reversing the Decision of the Director of Planning and granting relaxations of number of dwelling units, floor area, minimum site area, setbacks and external design. | Parm Plumbing & heating Ltd
GP-2023-01457 | 2023-05-04 | 2531 FRASER STREET, Vancouver, BC V5T 3V3 | Gas Permit | Residential | Addition | Completed | Residential - re and re hwt | Christopher Sterling
SP-2022-02068 | 2022-12-14 | 2549 FRASER STREET, Vancouver, BC V5T 3V3 | Sprinkler Permit | Residential | Renovation | Issued | Residential - Relocate one sprinkler head in an electrical closet >BP: Interior alterations to provide improvements to this existing 4 storey, 3 unit multiple conversion dwelling on this site. Scope of work: New kitchens, bathrooms, drywall, flooring, and finishing throughout. | Acme Fire and Safety co
GP-2022-01890 | NULL | 2549 FRASER STREET, Vancouver, BC V5T 3V3 | Gas Permit | Residential | Tenant Improvement | Withdrawn | Residential - REPLACEMENT OF GAS METERS AND RELOCATION FROM A SINGLE METER TO THREE INDIVIDUAL METERS >BP: Interior alterations to provide improvements to this existing 4 storey, 3 unit multiple conversion dwelling on this site. Scope of work: New kitchens, bathrooms, drywall, flooring, and finishing throughout. | H2O Cycle Solutions Inc
NULL | NULL | 2549 FRASER STREET, Vancouver, BC V5T 3V3 | Gas Permit | Commercial | Renovation - Dwelling Unit(s) only | Draft | Commercial - . The work involved the re-location and upgrade of the gas meters from a single meter to three meters, plus the installation of 3 Navien boilers | H2O Cycle Solutions Inc
EP-2022-03672 | 2022-05-06 | 2549 FRASER STREET, Vancouver, BC V5T 3V3 | Electrical Permit | Residential | Renovation | Issued | Installation / Repair - Residential - House was renovated in 2005 but permit was never complete making sure everything is in good working condition and up to date. >BP: Interior alterations to provide improvements to this existing 4 storey, 3 unit multiple conversion dwelling on this site. Scope of work: New kitchens, bathrooms, drywall, flooring, and finishing throughout. Architectural Schedule B provided by David Stanley Mah OK for field review as per Rosa Astorino - November 10, 2021 | Wardenclyffe Electrical Ltd
PP-2022-01041 | 2022-03-28 | 2549 FRASER STREET, Vancouver, BC V5T 3V3 | Plumbing Permit | Residential | Renovation | Issued | Residential - MCD - Plumbing replacement and additions Interior alterations to provide improvements to this existing 4 storey, 3 unit multiple conversion dwelling on this site. Scope of work: New kitchens, bathrooms, drywall, flooring, and finishing throughout. | WESTSIDE PLUMBING & HEATING
NULL | NULL | 2549 FRASER STREET, Vancouver, BC V5T 3V3 | Sprinkler Permit | Residential | Tenant Improvement | Draft | Residential - Replacement of section of damaged pipe due to frost | Jorge Laires DBA Westside Plumbing & Heating
NULL | NULL | 2549 FRASER STREET, Vancouver, BC V5T 3V3 | Sprinkler Permit | Residential | Tenant Improvement | Draft | Residential - Replacing sections of pipe that where damaged due to freezing | Jorge Laires DBA Westside Plumbing & Heating
GP-2022-01307 | 2022-04-27 | 3270 FLEMING STREET, Vancouver, BC V5N 3V5 | Gas Permit | Residential | Tenant Improvement | Issued | Residential - Install one natural gas free standing fireplace | Vancouver Gas Fireplaces Ltd
GP-2022-03631 | 2022-11-21 | 3270 FLEMING STREET, Vancouver, BC V5N 3V5 | Gas Permit | Residential | New | Issued | Residential - Install one natural gas fireplace | Vancouver Gas Fireplaces Ltd
NULL | NULL | 7950 FRENCH STREET, Vancouver, BC V6P 4V7 | Mechanical Permit | NULL | NULL | Draft | NULL | Royal Vancouver Air Conditioning
MP-2023-00991 | 2023-06-02 | 7972 FRENCH STREET, Vancouver, BC V6P 4V7 | Mechanical Permit | NULL | NULL | Completed | NULL | Pro Ace Heating & Air Conditioning Services Ltd
EP-2023-04645 | 2023-06-08 | 7972 FRENCH STREET, Vancouver, BC V6P 4V7 | Electrical Permit | Residential | New | Completed | Installation / Repair - Residential - Installation of electrical cable for outdoor heat pump condenser unit *MP-2023-00991: Issued (Heating and Cooling) | Daniel Topping
GP-2022-01789 | 2022-06-12 | 8019 FRENCH STREET, Vancouver, BC V6P 4V9 | Gas Permit | Residential | Renovation - Dwelling Unit(s) only | Completed | Residential - Furnace Replacement | General Heating Ltd
GP-2022-03945 | 2022-12-12 | 8193 FRENCH STREET, Vancouver, BC V6P 4V9 | Gas Permit | Residential | Renovation | Completed | Residential - Upgrade low efficiency boiler to high efficiency | Pentonn Plumbing and Heating Services
GP-2022-03634 | 2022-11-18 | 5022 GLADSTONE STREET, Vancouver, BC V5P 4B9 | Gas Permit | Residential | Addition | Completed | Residential - re and re hot water tank | Christopher Sterling
GP-2022-02001 | 2022-07-05 | 5023 GLADSTONE STREET, Vancouver, BC V5P 4C1 | Gas Permit | Residential | New | Completed | Residential - Boiler Replacement | AKAL Plumbing & Heating Ltd
GP-2023-03751 | 2023-11-28 | 5037 GLADSTONE STREET, Vancouver, BC V5P 4C1 | Gas Permit | Residential | Renovation | Completed | Residential - hwt re&re | Ferenc Nagy
GP-2022-02358 | 2022-08-11 | 5051 GLADSTONE STREET, Vancouver, BC V5P 4C1 | Gas Permit | Residential | Tenant Improvement | Completed | Residential - Re Re Furnace | Moore & Russell Heating Ltd
GP-2023-02164 | 2023-07-20 | 5051 GLADSTONE STREET, Vancouver, BC V5P 4C1 | Gas Permit | Residential | Tenant Improvement | Issued | Residential - Re and Re the Tankless Water Heater | Moore & Russell Heating Ltd
GP-2023-03858 | 2023-12-05 | 5094 GLADSTONE STREET, Vancouver, BC V5P 4B9 | Gas Permit | Residential | New | Issued | Residential - replace old boiler and hot water tank with a combination on-demand tankless water heater. | Tak Heating & Cooling Ltd
GP-2022-00199 | 2022-01-21 | 5144 GLADSTONE STREET, Vancouver, BC V5P 4C2 | Gas Permit | Residential | Renovation - Dwelling Unit(s) only | Completed | Residential - Re/re gas range | Kim Seng Tang
GP-2022-01283 | 2022-11-17 | 5329 GLADSTONE STREET, Vancouver, BC V5P 4C6 | Gas Permit | Residential | Tenant Improvement | Completed | Residential - The boiler is emitting carbon monoxide and other products of combustion that are unsafe to inhale due to the boiler reaching the end of the life so the boiler needs to be changed out for a new boiler. | Francis Liang
EP-2022-02057 | 2022-03-16 | 5348 GLADSTONE STREET, Vancouver, BC V5P 4C5 | Electrical Permit | Residential | Renovation | Completed | Installation / Repair - Residential - 1.Adding and Rewiring existing ceiling lights to new led recessed lights x 45 2.Wiring branch circuits for future ac units x 2 (240V 30A) 3.Running underground from house to detached garage with teck cable for 240V 40A circuit, for a Nema 14-50 outlet for future use of EV charger -Service upgrade from 100A to 200A -New 200A panel, and rewiring the existing 100A panel to the new panel. Amend Apr 7, 2022 based on coi from inspection, amending information as followed: 1. service upgrade from 100A to 200A 2. Adding branch circuits for AC units (240V 30A) -find attached as the load calculation | Dormit X Enterprises Ltd
GP-2023-01418 | 2023-05-02 | 5348 GLADSTONE STREET, Vancouver, BC V5P 4C5 | Gas Permit | Residential | Renovation | Completed | Residential - Boiler removal and replacement | Pioneer Plumbing & Heating Inc
GP-2022-02018 | 2022-07-07 | 5369 GLADSTONE STREET, Vancouver, BC V5P 4C6 | Gas Permit | Residential | Renovation | Completed | Residential - Replacement of mid efficient boiler | Anastase Vlassopoulos DBA Taso Services
NULL | NULL | 5369 GLADSTONE STREET, Vancouver, BC V5P 4C6 | Gas Permit | Residential | NULL | Draft | Residential - Replacing mid efficient gas boiler with ray pak mid efficient 135000 btu heat only | Anastase Vlassopoulos DBA Taso Services
EP-2022-09377 | 2022-11-04 | 5425 GLADSTONE STREET, Vancouver, BC V5P 4S1 | Electrical Permit | Residential | Renovation | Completed | Installation / Repair - Residential - Service Upgrade 100A To 200A Amend: Aug 10, 2023 fees on overtime inspection paid | Macrae&King Power Inc
PP-2022-04256 | 2022-11-25 | 5626 GLADSTONE STREET, Vancouver, BC V5P 4P2 | Plumbing Permit | Residential | New | Completed | Residential - Plumbing for new house To construct a 2 storey one-family dwelling with a secondary suite located in the Basement with an open parking pad, providing 1 parking space, having vehicular access from the 20' Lane. 1. Covenant registered at the Land Title Office under CA9447021 2. No Strata Titling permitted 3. A/C proposed – Exterior component located in rear yard, Interior component located on second floor. 4. Bar sink located in Basement & Main floor. 5. Schedule B: (JULIAN BOZSIK, P.Eng 604-431-0055.) Structural & Geotechnical 6. HPO: Residential Builder- (LIWA ENTERPRISES LTD.) | Rain Coast Plumbing & Heating Ltd
MP-2023-00029 | 2023-01-05 | 5626 GLADSTONE STREET, Vancouver, BC V5P 4P2 | Mechanical Permit | NULL | NULL | Completed | NULL | Rain Coast Plumbing & Heating Ltd
EP-2022-05207 | 2022-06-19 | 5626 GLADSTONE STREET, Vancouver, BC V5P 4P2 | Electrical Permit | Residential | New | Expired | Temporary Power - Residential - To provide temporary power. ** Amend 06/28/2022** Change service Amps from 100 to 60 Amps | SUNSTONE ELECTRIC LTD
NULL | NULL | 5626 GLADSTONE STREET, Vancouver, BC V5P 4P2 | Mechanical Permit | NULL | NULL | Draft | NULL | NULL
EP-2022-05462 | 2022-06-27 | 1449 GRAVELEY STREET, Vancouver, BC | Electrical Permit | Residential | Renovation | Completed | Installation / Repair - Residential - To replace existing breaker panel with new 100A panel | Fina Electric Services Group Ltd
PP-2023-03366 | 2023-09-20 | 1530 GRAVELEY STREET, Vancouver, BC V5L 3A6 | Plumbing Permit | Commercial | New | Issued | Commercial - Installation of 2" RPBA for Water Treatment System | Pennington Mechanical Ltd
PP-2023-00987 | 2023-03-23 | 2526 GRANVILLE STREET, Vancouver, BC V6H 3G8 | Plumbing Permit | Commercial | Addition | Completed | Commercial - Added sink >DB: Interior and exterior alterations, including making openings to interconnect to the building at 2556 Granville St in this existing commercial building for a new retail tenant. Scope of work includes installing new fire alarm system and also linking to the fire shutters of this building. The system is to activate the shutters and wiring to the smoke detectors are provided from the panel. | PR Mechanical LTD.
NULL | NULL | 2590 GRANVILLE STREET, Vancouver, BC V6H 3H1 | Electrical Permit | Commercial | Renovation | Withdrawn | Installation / Repair - Commercial - ZXCZCZC | MILKYWAY INDUSTRY LTD
PP-2022-00614 | 2022-02-23 | 2590 GRANVILLE STREET, Vancouver, BC V6H 3H1 | Plumbing Permit | Commercial | Tenant Improvement | Completed | Commercial - Unit #102 - install one sink and dishwasher Interior alterations only to provide improvements to this existing office unit (#102) of this existing office building on this site. | Litehouse Plumbing & Electrical Ltd
EP-2022-02593 | 2022-04-19 | 2590 GRANVILLE STREET, Vancouver, BC V6H 3H1 | Electrical Permit | Commercial | Renovation | Completed | Installation / Repair - Commercial - internet (data) wiring only for office computer >BP: Interior alterations only to provide improvements to this existing office unit (#102) of this existing office building on this site. TENANT: Gryphon corporate group Ltd. Building Not Sprinklered E2 Energy upgrade Letters of assurance submitted by: Gary Jatana, P.Eng, 604-593-1446, Electrical Schedule B, Avi Singh, P.Eng, 604-593-1446, Mechanical Schedule B. Avi Singh, P.Eng, 604-593-1446, Schedule A | Dragon Electric Ltd
EP-2022-01420 | 2022-02-24 | 2608 GRANVILLE STREET, Vancouver, BC V6H 3V3 | Electrical Permit | Commercial | NULL | Expired | Annual / Operating - Annual Operating Permit General Electrical Works: ballasts, lamps, switches and receptacles and other small electrical jobs Renewal from EP-2021-01555 Valid from March 5th 2022 to March 4th 2023 | MDE Enterprises Ltd
EP-2023-01740 | 2023-03-02 | 2608 GRANVILLE STREET, Vancouver, BC V6H 3V3 | Electrical Permit | Commercial | NULL | Issued | Annual / Operating - Annual Permit Renewal from EP-2022-01420 Valid from March 5th 2023 to March 4th 2024 | MDE Enterprises Ltd
EP-2023-07453 | 2023-09-05 | 2695 GRANVILLE STREET, Vancouver, BC V6H 3H2 | Electrical Permit | Commercial | Tenant Improvement | Issued | Installation / Repair - Commercial - Install new fire alarm system - addressable smoke detectors, pull stations, horns, strobes on each level, new FA panel & LED annunciator. Install new dialer. >BP: Interior alterations for voluntary fire alarm Upgrade - bulletin 2018-004-BU/EL, FAS WORK CATEGORY 1 in this existing commercial building. | Sasco Contractors Ltd
NULL | NULL | 2706 GRANVILLE STREET, Vancouver, BC | Gas Permit | Commercial | Tenant Improvement | Withdrawn | Commercial - Replacement of roof top unit | NULL
EP-2022-05913 | 2022-07-14 | 2706 GRANVILLE STREET, Vancouver, BC | Electrical Permit | Commercial | Addition | Completed | Installation / Repair - Commercial - Installation of low voltage Cat6 cabling system >BP: Lagan 101015729980 Interior alterations to provide improvements to this existing retail tenant (TELUS) in this existing commercial building on this site. Scope of work: Complete tenant TI including mechanical and lighting upgrades. Partial window films ok'd by POD. M. Tavanpour. April 14, 2022 OK for field review as per Rosa Astorino - February 2, 2022 Notes: - This building is sprinklered. DBI to determine on site if a separate sprinkler permit is required. - Schedule A & B, Architectural, Gabriela Lopez Forte, Architect, 905-472-5802. - Schedule B, Structural, Adam Tryczynski, P.Eng, 604-818-6368. - Schedule B, Mechanical/Plumbing, Qing Ping Zhang, P.Eng, 905-946-4260 - Schedule B, Electrical, Zhao Hui Guo, P.Eng, 905-946-4260. - Energy Upgrade: E2 - Lighting - Upgrade to incorporate Automatic Lighting Shutoff (per 9.4.1.1 of ASHRAE 90.1-2016) - Storefront glazing is to remain clear and unobstructed. No translucent or opaque film to be installed on or directly outside or inside of the approved glazing. Separate permit is required for all signage. - Energy checklist is currently no longer required with your Building Permit application. Some supporting documents are still required at BP stage, specifically Envelope and HVAC, if applicable. Service Water Heating and Lighting supporting documents, if applicable, must be submitted with your related trades permits (e.g. electrical and plumbing). All energy upgrades will be checked during inspections stage. It is the applicant's responsibility to identify and note all required upgrades including energy upgrades on their BP drawings at BP stage. | Netx Inc
EP-2022-06688 | 2022-08-09 | 2706 GRANVILLE STREET, Vancouver, BC | Electrical Permit | Commercial | Tenant Improvement | Completed | Installation / Repair - Commercial - Class 2 - Security alarm and cameras only. COMPLETE SECURITY ALARM SYSTEM Interior alterations to provide improvements to this existing retail tenant (TELUS) in this existing commercial building on this site. Scope of work: Complete tenant TI including mechanical and lighting upgrades. | Best Choice Security and Alarms Inc
NULL | NULL | 2706 GRANVILLE STREET, Vancouver, BC | Electrical Permit | Commercial | Renovation | Draft | Installation / Repair - Commercial - We require data and security permit | NULL
NULL | NULL | 2706 GRANVILLE STREET, Vancouver, BC | Plumbing Permit | Commercial | Renovation | Draft | Commercial - Install sink, move existing rough in approx 1 foot | NULL
PP-2022-01990 | 2022-06-09 | 2706 GRANVILLE STREET, Vancouver, BC | Plumbing Permit | Commercial | Renovation | Completed | Commercial - install sink, move rough in aprox 1 foot Interior alterations to provide improvements to this existing retail tenant (TELUS) in this existing commercial building on this site. Scope of work: Complete tenant TI including mechanical and lighting upgrades. | Aaron James Roxburgh
SP-2022-00935 | 2022-06-10 | 2706 GRANVILLE STREET, Vancouver, BC | Sprinkler Permit | Commercial | Tenant Improvement | Completed | Commercial - adding 3 heads Lagan 101015729980 Interior alterations to provide improvements to this existing retail tenant (TELUS) in this existing commercial building on this site. Scope of work: Complete tenant TI including mechanical and lighting upgrades. | Phoenix Fire Prevention Inc
EP-2022-03923 | 2022-05-19 | 2706 GRANVILLE STREET, Vancouver, BC | Electrical Permit | Commercial | Tenant Improvement | Completed | Installation / Repair - Commercial - Replace electrical panel, run branch circuits, install new light fixtures, install sensor switches >BP: Lagan 101015729980 Interior alterations to provide improvements to this existing retail tenant (TELUS) in this existing commercial building on this site. Scope of work: Complete tenant TI including mechanical and lighting upgrades. Partial window films ok'd by POD. M. Tavanpour. April 14, 2022 OK for field review as per Rosa Astorino - February 2, 2022 Notes: - This building is sprinklered. DBI to determine on site if a separate sprinkler permit is required. - Schedule A & B, Architectural, Gabriela Lopez Forte, Architect, 905-472-5802. - Schedule B, Structural, Adam Tryczynski, P.Eng, 604-818-6368. - Schedule B, Mechanical/Plumbing, Qing Ping Zhang, P.Eng, 905-946-4260 - Schedule B, Electrical, Zhao Hui Guo, P.Eng, 905-946-4260. - Energy Upgrade: E2 - Lighting - Upgrade to incorporate Automatic Lighting Shutoff (per 9.4.1.1 of ASHRAE 90.1-2016) - Storefront glazing is to remain clear and unobstructed. No translucent or opaque film to be installed on or directly outside or inside of the approved glazing. Separate permit is required for all signage. - Energy checklist is currently no longer required with your Building Permit application. Some supporting documents are still required at BP stage, specifically Envelope and HVAC, if applicable. Service Water Heating and Lighting supporting documents, if applicable, must be submitted with your related trades permits (e.g. electrical and plumbing). All energy upgrades will be checked during inspections stage. It is the applicant's responsibility to identify and note all required upgrades including energy upgrades on their BP drawings at BP stage. | Marcel Electric Inc
EP-2022-03617 | 2022-05-04 | 2723 GRANVILLE STREET, Vancouver, BC V6H 3J1 | Electrical Permit | Commercial | NULL | Expired | Annual / Operating - Annual electrical permit General electrical work: ballasts, lamps, switches and receptacles Renewal of EP-2021-01616 Valid from Mar 04-2022 to Mar 04-2023 Amend: May 10, 2022 Valid from Mar 04-2022 to Mar 03-2023 | MDE Enterprises Ltd
EP-2023-01732 | 2023-03-02 | 2723 GRANVILLE STREET, Vancouver, BC V6H 3J1 | Electrical Permit | Commercial | NULL | Issued | Annual / Operating - Annual Operating Permit Renewal of EP-2022-03617 Valid from Mar 04-2023 to Mar 04-2024 | MDE Enterprises Ltd
EP-2023-02145 | 2023-03-14 | 2762 GRANVILLE STREET, Vancouver, BC V6H 3J3 | Electrical Permit | Commercial | Tenant Improvement | Completed | Installation / Repair - Commercial - Wiring for presentation centre, including Installation of light fixtures, Receptacles , Light switch, Extra low Voltage Including Data , Phone. Installation of a fire alarm system. >BP: Change of Major Occupancy Classification, Addition, and Renovation Interior and exterior renovation, expansion of 2nd floor (Vertical Addition), and change of use and Major Occupancy Classification of this existing 2-storey single tenant building from Retail (E) to Office (presentation center, D). Note: 1. Permit BP-2022-02706 was replaced by DB-2022-02706 because of the floor area addition which was not indicated on the original application. 2. Max occupant load is 50 persons. 3. Permit is related to CF-2021-004350 4. Permit application was reviewed for compliance with VBBL 2019. | Shanai Enterprise Inc
SP-2023-00146 | 2023-03-22 | 2762 GRANVILLE STREET, Vancouver, BC V6H 3J3 | Sprinkler Permit | Commercial | Renovation | Completed | Commercial - For sprinkler system alterations to the 2019 VBBL and NFPA 13, 2013 for the tenant improvements to provide interior and exterior renovation, expansion of 2nd floor (Vertical Addition), and change of use and Major Occupancy Classification of this existing 2-storey single tenant building from Retail (E) to Office (presentation center, D). Engineer of Record: Shoaib Khan 778-968-1945 info@oeng.ca | CENTRE LINE FIRE SPRINKLERS LTD
PP-2023-00139 | 2023-01-16 | 2762 GRANVILLE STREET, Vancouver, BC V6H 3J3 | Plumbing Permit | Commercial | Renovation | Completed | Commercial - Sanitary Building drain and storm drain upgrade including rough in two new washrooms and staff kitchen >Change of Major Occupancy Classification, Addition, and Renovation Interior and exterior renovation, expansion of 2nd floor (Vertical Addition), and change of use and Major Occupancy Classification of this existing 2-storey single tenant building from Retail (E) to Office (presentation center, D). Note: 1. Permit BP-2022-02706 was replaced by DB-2022-02706 because of the floor area addition which was not indicated on the original application. 2. Max occupant load is 50 persons. 3. Permit is related to CF-2021-004350 4. Permit application was reviewed for compliance with VBBL 2019. | Nexxon Plumbing Ltd
NULL | NULL | 2762 GRANVILLE STREET, Vancouver, BC V6H 3J3 | Sprinkler Permit | Commercial | Renovation | Withdrawn | Commercial - Need to upgrade the sprinkler system and install the 4" DCVA and FDC | NULL
GP-2022-01429 | 2022-05-09 | 3292 FLEMING STREET, Vancouver, BC V5N 3V5 | Gas Permit | Residential | Renovation | Completed | Residential - Replace Water Tank with Tankless Water Heater | Leonard Steven Walton
EP-2023-09375 | 2023-11-30 | 3439 FLEMING STREET, Vancouver, BC V5N 3V7 | Electrical Permit | Residential | Renovation | Issued | Installation / Repair - Residential - - Full renovation of the house as everything is down to the bare studs - Relocation of electrical service due to tree being in the way where current service is. Service will be relocated to west of the house on the alley side. -This property has had a total rebuild down to the outer studs. We will be doing a new overhead service to the new garage which will have a duplex meterbase(200amp) 100amp panel located in the garage feeding another 100amp panel Main dwelling (upper two floors) and a 60 amp panel for the basement suite. Full residential project with lights/receptacles/appliances. Cables feeding into the house will be u/g teck cable. 240v/200amp single phase 2 meters *An approved mechanical permit is required for the installation of air conditioning or heat pump unit before a final electrical inspection will be performed >BP: Exterior and interior alterations to restore the existing building and to change the use from one family dwelling to one family dwelling with secondary suite on this inside lot with lane building on this site. REUP submitted by Ke Jiang, Capital Home Energy Retention drawings and assurance of retention letter submitted by A. Prahalad, P. Eng. 604.831.1431 | Valley Electric & Solar Ltd
PP-2023-02462 | 2023-07-12 | 3439 FLEMING STREET, Vancouver, BC V5N 3V7 | Plumbing Permit | Residential | Renovation | Issued | Residential - 1FD+SS - #1 & #2 - To rough in the following fixtures, Basement: 1 toilet, 1 basin, 1 tub, 1 kitchen sink, 1 auto washer. Main floor: 1 toilet, 1 basin, 1 kitchen sink. Top floor: 2 toilets, 2 basins, 1 shower, and 1 tub. >DB: Exterior and interior alterations to restore the existing building and to change the use from one family dwelling to one family dwelling with secondary suite on this inside lot with lane building on this site. | Paolo's Plumbing & Heating Ltd
EP-2023-11052 | 2023-12-10 | 3505 FLEMING STREET, Vancouver, BC V5N 3V7 | Electrical Permit | Residential | New | Issued | Temporary Power - Residential - To provide temporary power. | STAT ELECTRICS LIMITED
NULL | NULL | 3538 FLEMING STREET, Vancouver, BC V5N 3V8 | Mechanical Permit | NULL | NULL | Draft | NULL | Truth Plumbing & HVAC Ltd
MP-2023-00491 | 2023-03-26 | 3538 FLEMING STREET, Vancouver, BC V5N 3V8 | Mechanical Permit | NULL | NULL | Completed | NULL | Truth Plumbing & HVAC Ltd
EP-2023-02924 | 2023-04-17 | 3538 FLEMING STREET, Vancouver, BC V5N 3V8 | Electrical Permit | Residential | Addition | Issued | Installation / Repair - Residential - Condenser unit hook-up at back of house (Line voltage wiring only) MP-2023-00491 | Elysium Electric Ltd
GP-2023-03865 | 2023-12-05 | 3560 FLEMING STREET, Vancouver, BC V5N 3V8 | Gas Permit | Residential | Addition | Completed | Residential - re and re gas range | Christopher Sterling
EP-2022-04537 | 2022-05-30 | 3741 FLEMING STREET, Vancouver, BC V5N 3W1 | Electrical Permit | Residential | New | Expired | Temporary Power - Residential - To provide temporary power. | NEWTON ELECTRICAL LTD
MP-2023-00519 | 2023-03-28 | 3741 FLEMING STREET, Vancouver, BC V5N 3W1 | Mechanical Permit | NULL | NULL | Completed | NULL | Young Boys Mechanical Ltd
GP-2023-01268 | 2023-04-19 | 3741 FLEMING STREET, Vancouver, BC V5N 3W1 | Gas Permit | Residential | New | Completed | Residential - 2 boiler & 2 range >BP: To construct a two storey two-family dwelling | JOT MECHANICAL LTD
SP-2023-00436 | 2023-03-14 | 3741 FLEMING STREET, Vancouver, BC V5N 3W1 | Sprinkler Permit | Residential | New | Completed | Residential - 2FD - FRONT - 3741 FLEMING ST BACK - 3739 FLEMING ST New sprinkler system >BP: To construct a two storey two-family dwelling with a detached garage at the rear providing two parking spaces having vehicular access from the lane. The entire building, INCLUDING THE ATTACHED GARAGE (if applicable), to be sprinklered to 2x NFPA 13D. Note: This is a 2 storey building pursuant to the Zoning and Development By-Law 1. A/C units proposed by garage, int. M. Bedroom closet 2. No Bar sinks (2) proposed | Haven Fire Protection Ltd
PP-2022-03665 | 2022-10-14 | 3741 FLEMING STREET, Vancouver, BC V5N 3W1 | Plumbing Permit | Residential | New | Completed | Residential - Plumbing and radiant heat >BP: To construct a two storey two-family dwelling with a detached garage at the rear providing two parking spaces having vehicular access from the lane. The entire building, INCLUDING THE ATTACHED GARAGE (if applicable), to be sprinklered to 2x NFPA 13D. Note: This is a 2 storey building pursuant to the Zoning and Development By-Law 1. A/C units proposed by garage, int. M. Bedroom closet 2. No Bar sinks (2) proposed 3. Schedule B: Makhan S. Dhillon, P.Eng (604.537.6271) Structural & Geotechnical 4. HPO: Residential Builder, 1051957 B.C. Ltd. ******THIS PERMIT HAS BEEN ISSUED UNDER THE REQUIREMENTS OF VBBL 2019****** | Young Boys Mechanical Ltd
EP-2022-08778 | 2022-10-31 | 3741 FLEMING STREET, Vancouver, BC V5N 3W1 | Electrical Permit | Residential | New | Completed | Installation / Repair - Residential - 200 Amps overhead electrical service for duplex house >BP: To construct a two storey two-family dwelling with a detached garage at the rear providing two parking spaces having vehicular access from the lane. The entire building, INCLUDING THE ATTACHED GARAGE (if applicable), to be sprinklered to 2x NFPA 13D. Note: This is a 2 storey building pursuant to the Zoning and Development By-Law 1. A/C units proposed by garage, int. M. Bedroom closet 2. No Bar sinks (2) proposed 3. Schedule B: Makhan S. Dhillon, P.Eng (604.537.6271) Structural & Geotechnical 4. HPO: Residential Builder, 1051957 B.C. Ltd. ******THIS PERMIT HAS BEEN ISSUED UNDER THE REQUIREMENTS OF VBBL 2019****** | SIGMA ELECTRICAL LTD
PP-2022-03700 | 2022-10-17 | 3741 FLEMING STREET, Vancouver, BC V5N 3W1 | Plumbing Permit | Residential | New | Completed | Residential - sump | Metro Contracting Ltd
PP-2023-04415 | 2023-12-21 | 3757 FLEMING STREET, Vancouver, BC V5N 3W1 | Plumbing Permit | Residential | New | Issued | Residential - sump no pump >BP: To construct a 2 storey + basement one-family dwelling with a secondary suite located in the basement with a detached accessory building (garage), at the rear providing 2 parking spaces, having vehicular access from the lane. | Bhullar Excavating and Demolition
EP-2023-07942 | 2023-08-31 | 3757 FLEMING STREET, Vancouver, BC V5N 3W1 | Electrical Permit | Residential | New | Issued | Temporary Power - Residential - To provide temporary power. | SUNSTONE ELECTRIC LTD
PP-2023-03632 | 2023-10-16 | 3760 FLEMING STREET, Vancouver, BC V5N 3W2 | Plumbing Permit | Residential | New | Issued | Residential - one sump no pump | CANADIAN EXCAVATING LTD.
EP-2022-07662 | 2022-09-14 | 2763 FRANKLIN STREET, Vancouver, BC V5K 1X7 | Electrical Permit | Residential | Renovation | Completed | Installation / Repair - Residential - Renovation of top floor of existing home. Move existing sub panel to new location. Wiring for three bedrooms and 2 bathrooms. Fittings & fixtures. New bathroom fans. >BP: Interior alterations to provide improvements to this existing one family dwelling with a secondary suite building on this site. One open parking spot to be provided at the rear Scope of work includes: reconfigure upper floor and add an additional washroom | F & S Electrical Ltd
PP-2022-03027 | 2022-08-30 | 2763 FRANKLIN STREET, Vancouver, BC V5K 1X7 | Plumbing Permit | Residential | Renovation | Completed | Residential - relocate plumbing fixture locations in one bathroom, and add another three piece bathroom. All work is being done on the top floor of the house >Interior alterations to provide improvements to this existing one family dwelling with a secondary suite building on this site. One open parking spot to be provided at the rear Scope of work includes: reconfigure upper floor and add an additional washroom Schedule B - Structural and Geotechnical - Jeff Allester - 604-228-0518 Ok for field review as per Kirat Kang - March 9, 2022 | Harry Dash Plumbing Ltd
PP-2024-00107 | 2024-01-12 | 2798 FRANKLIN STREET, Vancouver, BC V5K 1X8 | Plumbing Permit | Residential | Renovation | Cancelled | Residential - Storm Sewer 30' Sanitary Sewer 30' Sump | Milani Plumbing Heating & Air Conditioning Ltd
GP-2022-02099 | 2022-07-18 | 2803 FRANKLIN STREET, Vancouver, BC V5K 1X9 | Gas Permit | Residential | Renovation | Completed | Residential - RE N RE - Installation of replacement furnace and replacement hot water heater. | Tradetec Mechanical Ltd
EP-2023-04892 | 2023-06-09 | 2810 FRANKLIN STREET, Vancouver, BC V5K 5B1 | Electrical Permit | Residential | Renovation | Issued | Installation / Repair - Residential - Repair and remove electrical issues and hazards. Mandatory work only. ( CF-2023-000331) (CF-2022-000432) Suite work to follow under seperate permit. | Malcolm Ali dba Fira Systems
EP-2022-08201 | 2022-09-28 | 2854 FRANKLIN STREET, Vancouver, BC V5K 5B1 | Electrical Permit | Residential | Tenant Improvement | Completed | Installation / Repair - Residential - Service upgrade to 200amp followed by Electrical installation of AC. Service upgrade to 200amps Building permit not required Mechanical permit: MP-2022-00285 (Issued) | Moore And Russell Heating And Air Conditioning Ltd
MP-2022-00285 | 2022-09-27 | 2854 FRANKLIN STREET, Vancouver, BC V5K 5B1 | Mechanical Permit | NULL | NULL | Completed | NULL | Moore And Russell Heating And Air Conditioning Ltd
EP-2023-02981 | 2023-04-05 | 2874 FRANKLIN STREET, Vancouver, BC V5K 5B1 | Electrical Permit | Residential | Tenant Improvement | Completed | Installation / Repair - Residential - Service upgrade to 200A. | Roger Loo
EP-2024-00435 | 2024-01-19 | 6095 FRASER STREET, Vancouver, BC V5W 2Z8 | Electrical Permit | Commercial | Renovation | Issued | Installation / Repair - Commercial - The parking lot lights no longer work as the wires have been cut and stolen. We need access to the BC Hydro Metered Box in order to repair the lights. This will involve a 2 trip work with BCH to disconnect and reconnect. | DNA Electric Ltd
EP-2022-04065 | 2022-05-18 | 3698 GRANDVIEW HIGHWAY, Vancouver, BC V5M 2G9 | Electrical Permit | Commercial | Tenant Improvement | Completed | Installation / Repair - Commercial - Remove old damaged feeds to oven unit and install new feeds -No service inspections required, replacing existing feed | Grimes & White Electrical Services Ltd.
PP-2023-01188 | 2023-04-05 | 3698 GRANDVIEW HIGHWAY, Vancouver, BC V5M 2G9 | Plumbing Permit | Commercial | New | Completed | Commercial - new backflow device install | Pioneer Plumbing & Heating Inc
PP-2022-02003 | 2022-06-14 | 1395 GRANDVIEW HIGHWAY NORTH, Vancouver, BC V5N 1N2 | Plumbing Permit | Commercial | Addition | Completed | Commercial - Install one RBPA backflow assembly device on each of the three Cooling Towers | KC's Plumbing & Heating
EP-2022-06134 | 2022-07-22 | 2120 GRANDVIEW HIGHWAY SOUTH, Vancouver, BC V5N 1N8 | Electrical Permit | Commercial | Tenant Improvement | Completed | Installation / Repair - Commercial - Remove two emergency exit signs and install new above the front doors | Grimes & White Electrical Services Ltd.
GP-2024-00205 | 2024-01-26 | 2305 GRANT STREET, Vancouver, BC V5L 2Z8 | Gas Permit | Residential | Tenant Improvement | Issued | Residential - 1 Furnace (70 000 BTU) Re and re | Slavi A Asenov
EP-2023-07857 | 2023-08-30 | 2315 GRANT STREET, Vancouver, BC V5L 2Z8 | Electrical Permit | Residential | Renovation | Issued | Installation / Repair - Residential - Removing knob and tube circuits and upgrading service to 200amp. | Bisco Electrical Contracting Ltd
GP-2023-00842 | 2023-03-08 | 2315 GRANT STREET, Vancouver, BC V5L 2Z8 | Gas Permit | Residential | Renovation | Completed | Residential - Re & Re Hot water Tank | Milani Plumbing Heating & Air Conditioning Ltd
EP-2023-01569 | 2023-02-24 | 2801 GRANVILLE STREET, Vancouver, BC V6H 3J2 | Electrical Permit | Commercial | Addition | Completed | Installation / Repair - Commercial - Emergency repair of fire alarm system. Building currently on fire watch due to failed fire alarm control panel. Remove and replace existing fire alarm control panel and annunciator panel. Verification to be completed by others and submitted upon final inspection. Note: This permit has been issued based on Bulletin 2018-004-BU/EL. | Wireway Electric Ltd
EP-2024-00462 | 2024-01-25 | 2801 GRANVILLE STREET, Vancouver, BC V6H 3J2 | Electrical Permit | Commercial | Renovation | Issued | Installation / Repair - Commercial - Re-location and installation of receptacles. >BP: Exterior and interior alterations to provide improvements to this existing Financial Institution building on this site. Work to add an exterior ATM machine. REVISION #1: To reduce the number of ATMs from three (3) to two (2). B.Wong - Jan 2/24 | Fox Electric Canada Inc
EP-2022-01781 | 2022-03-07 | 1018 GRANVILLE STREET, Vancouver, BC V6Z 1L5 | Electrical Permit | Commercial | Addition | Completed | Installation / Repair - Commercial - Remove existing exits from area lighting circuits. Run new dedicated circuit to power exits. | Houle Electric Limited
NULL | NULL | 1018 GRANVILLE STREET, Vancouver, BC V6Z 1L5 | Electrical Permit | Commercial | Renovation | Withdrawn | Installation / Repair - Commercial - work | Novawest Electrical Services Ltd
EP-2023-11122 | 2023-12-12 | 1018 GRANVILLE STREET, Vancouver, BC V6Z 1L5 | Electrical Permit | Commercial | Renovation | Issued | Temporary Power - Commercial - To provide temporary power. | Novawest Electrical Services Ltd
PP-2023-03016 | 2023-08-24 | 1018 GRANVILLE STREET, Vancouver, BC V6Z 1L5 | Plumbing Permit | Commercial | Tenant Improvement | Completed | Commercial - backflow preventers being modified/added CROSS CONNECTION LETTER UPLOADED | WJM Mechanical Limited
EP-2023-09748 | 2024-01-12 | 1018 GRANVILLE STREET, Vancouver, BC V6Z 1L5 | Electrical Permit | Commercial | Renovation | Completed | Installation / Repair - Commercial - Safety Check. Check the existing installation of electrical equipment to ensure electrical safety. Fire, remove damaged wires and make safe. Supply generator for temporary power to building. No building work. -CF-2023-010382 >>>Amend: January 18th -This is a reconnect inspection. - Primary voltage 600V, secondary voltage 120/240V , Single phase, underground. - 400A service - Transformer KVA rating is 100KVA | Novawest Electrical Services Ltd
EP-2023-01450 | 2023-02-22 | 1020 GRANVILLE STREET, Vancouver, BC V6Z 1L5 | Electrical Permit | Commercial | Renovation | Completed | Installation / Repair - Commercial - Install branch circuit for Gas dryer And dispenser for cleaning chemicals | BC Smart Homes Ltd
GP-2023-00362 | 2023-02-01 | 1020 GRANVILLE STREET, Vancouver, BC V6Z 1L5 | Gas Permit | Commercial | Tenant Improvement | Completed | Commercial - New Gas clothes Dryers for hotel | PG Precision Gas & Mechanical Inc
PP-2023-00333 | 2023-02-01 | 1020 GRANVILLE STREET, Vancouver, BC V6Z 1L5 | Plumbing Permit | Commercial | Tenant Improvement | Completed | Commercial - New Clothes Washer x2 for hostel next door | PG Precision Gas & Mechanical Inc
EP-2022-06938 | 2022-08-25 | 1025 GRANVILLE STREET, Vancouver, BC V6Z 1L4 | Electrical Permit | Commercial | Renovation | Completed | Installation / Repair - Commercial - Rearranging the wiring for Safety. (CF-2021-000786) (CF-2021-000059) >BP: Interior alterations to only repair the fire separation between the basement and first floor in this existing hotel. OK for field review per Stewart Cowdell. Letter of assurance provided by: Schedule A & B (Architectural): James Wu, Architect AIBC, 603-337-1702 Schedule B (Fire Suppression Systems): Peter Shires, ASct, P.L.Eng, 604-534-9426 Related to CF-2021-000059 | E S R Electric Ltd
EP-2022-10549 | 2022-12-14 | 1025 GRANVILLE STREET, Vancouver, BC V6Z 1L4 | Electrical Permit | Commercial | Tenant Improvement | Completed | Installation / Repair - Commercial - Building interior renovation project. Install new Recessed lights, new track lights, new pendent lights for the open ceiling area and washroom, and provide new lighting circuits and lighting control. Install new exit and emergency lighting units. Install new general receptacles circuits. Install new data wire for the reception area and staff room. Relocate the existing electrical panel. Relocate the existing fire alarm pull station and fire bell only, no need to modify the fire alarm control panel, no new fire alarm circuit and equipments going to be installed. >BP: Interior alterations to only repair the fire separation between the basement and first floor in this existing hotel. OK for field review per Stewart Cowdell. Letter of assurance provided by: Schedule A & B (Architectural): James Wu, Architect AIBC, 603-337-1702 Schedule B (Fire Suppression Systems): Peter Shires, ASct, P.L.Eng, 604-534-9426 Related to CF-2021-000059 | Guy Line Electric Ltd
SP-2023-00096 | 2023-01-19 | 1025 GRANVILLE STREET, Vancouver, BC V6Z 1L4 | Sprinkler Permit | Commercial | Tenant Improvement | Completed | Commercial - remove 2 existing sprinkler heads and add a new head under stair >Interior alteration and change of major occupancy from assembly (A2) to transitional residence (respite) (C) on the main floor of this existing five storey residential building. 2019 VBBL | Yu Fire Protection Inc.
PP-2022-04515 | 2022-12-19 | 1025 GRANVILLE STREET, Vancouver, BC V6Z 1L4 | Plumbing Permit | Commercial | Addition | Completed | Commercial - To rough in and finish 3 wash basins and 1 shower in a building renovation Interior alteration and change of major occupancy from assembly (A2) to transitional residence (respite) (C) on the main floor of this existing five storey residential building. | SKYREACH PLUMBING & HEATING LTD
SP-2022-00893 | 2022-07-15 | 1025 GRANVILLE STREET, Vancouver, BC V6Z 1L4 | Sprinkler Permit | Commercial | Tenant Improvement | Completed | Commercial - For sprinkler system repairs to the 2019 VBBL and NFPA 13, 2013 for the interior alterations to only repair the fire separation between the basement and first floor in this existing hotel. This application does not include any of the following: • Warehouse storage arrangements, or mobile compact storage arrangements. • Flexible sprinkler pipe. • Information Technology Equipment Rooms (e.g. IT Rooms, LAN Rooms, etc.). • New alternative solutions and/or modifications to existing alternative solutions. Notes: 1. Peter Shires, AScT., P.L.Eng. at FAST. T: 604-534-9426 E: fast11@shaw.ca 2. One set of approved drawings and permit to be available for viewing at the jobsite | NewTech Fire Protection Ltd
EP-2024-00322 | 2024-01-25 | 2828 GRANVILLE STREET, Vancouver, BC V6H 3J5 | Electrical Permit | Commercial | Renovation | Issued | Installation / Repair - Commercial - A beauty Salon store renovation. wiring and install all outlet, lighting system. Interior and exterior alterations to provide improvements for Similar to Beauty and Wellness Centre at 2828 Granville Street in this existing commercial building. Scope of work includes installation of new drop ceiling and replacement of plumbing fixtures in the existing accessible washroom space. Exterior renovations are limited to replace existing tile cladding with new tile cladding at the storefront. | Aidea Solutions Ltd
PP-2024-00122 | 2024-01-18 | 2828 GRANVILLE STREET, Vancouver, BC V6H 3J5 | Plumbing Permit | Commercial | Tenant Improvement | Issued | Commercial - tenant improvement | Options Plumbing & Heating Ltd
PP-2022-02581 | 2022-07-22 | 2935 GRANVILLE STREET, Vancouver, BC V6H 3J6 | Plumbing Permit | Commercial | Tenant Improvement | Completed | Commercial - Install 2 New washrooms with 1 HWT >BP: Exterior and interior alterations to provide tenant improvements to this existing retail space on the ground floor of this existing commercial building. The scope includes to replace the storefront entrance door, new elevator, relocate washrooms, re&re interior walls to suit new layout, t-bar ceiling with mesh tiles, millwork, electrical/mechanical Schedule B Architectural & Schedule A - Paul Dacunha - 416.234.9324 Schedule B Structural - Lawrence Tse - 905.589.5065 Schedule B Mechanical, Plumbing, Electrical - J D Hubbert - 416.460.2214 | Quantum Mechanical Systems Inc
EP-2022-05903 | 2022-07-14 | 2935 GRANVILLE STREET, Vancouver, BC V6H 3J6 | Electrical Permit | Commercial | Tenant Improvement | Completed | Installation / Repair - Commercial - Installation of lighting, emergency lighting, lighting controls, low voltage wiring for telephone, data and AV as well as installation of new outlets, equipment connections and sign power connections >BP: Exterior and interior alterations to provide tenant improvements to this existing retail space on the ground floor of this existing commercial building. The scope includes to replace the storefront entrance door, new elevator, relocate washrooms, re&re interior walls to suit new layout, t-bar ceiling with mesh tiles, millwork, electrical/mechanical Schedule B Architectural & Schedule A - Paul Dacunha - 416.234.9324 Schedule B Structural - Lawrence Tse - 905.589.5065 Schedule B Mechanical, Plumbing, Electrical - J D Hubbert - 416.460.2214 E2 - Lighting - Upgrade to Restricted to Manual ON (per 9.4.1.1.(b) of ASHRAE 90.1-2016) District Building Inspector to determine if a Seismic letter is required for shelving over 6ft high. OK for DB per Benjamin Dufix | Accurate Electric Ltd.
EP-2022-05735 | 2022-07-07 | 2935 GRANVILLE STREET, Vancouver, BC V6H 3J6 | Electrical Permit | Commercial | Addition | Completed | Installation / Repair - Commercial - installation of a security system >BP: Exterior and interior alterations to provide tenant improvements to this existing retail space on the ground floor of this existing commercial building. The scope includes to replace the storefront entrance door, new elevator, relocate washrooms, re&re interior walls to suit new layout, t-bar ceiling with mesh tiles, millwork, electrical/mechanical Schedule B Architectural & Schedule A - Paul Dacunha - 416.234.9324 Schedule B Structural - Lawrence Tse - 905.589.5065 Schedule B Mechanical, Plumbing, Electrical - J D Hubbert - 416.460.2214 E2 - Lighting - Upgrade to Restricted to Manual ON (per 9.4.1.1.(b) of ASHRAE 90.1-2016) District Building Inspector to determine if a Seismic letter is required for shelving over 6ft high. OK for DB per Benjamin Dufix | Telus Custom Security Systems Inc
SP-2022-01023 | 2022-06-23 | 2935 GRANVILLE STREET, Vancouver, BC V6H 3J6 | Sprinkler Permit | Commercial | Tenant Improvement | Completed | Commercial - add sprinkler head Exterior and interior alterations to provide tenant improvements to this existing retail space on the ground floor of this existing commercial building. The scope includes to replace the storefront entrance door, new elevator, relocate washrooms, re&re interior walls to suit new layout, t-bar ceiling with mesh tiles, millwork, electrical/mechanical *****This application does not include any of the following: 1. Not more than 20 sprinklers (add, relocate, or remove), 2. hydraulic calculations, 3. change in occupancy and /or hazard classification, 4. warehouse storage arrangements, 5. mobile compact storage arrangements, 6. alternative solutions, 7. changes to the sprinkler system supply piping (e.g. valves, mains, cross-mains, branch-lines, etc.), or 8. flexible sprinkler pipe. | Viking Fire Protection Inc
EP-2023-08904 | 2023-10-03 | 2996 GRANVILLE STREET, Vancouver, BC V6H 3J7 | Electrical Permit | Commercial | Renovation | Completed | Installation / Repair - Commercial - Provide and install 2x new Teck cables for dishwasher. Remove old teck cables. | Canem Systems Ltd
GP-2024-00087 | NULL | 3002 GRANVILLE STREET, Vancouver, BC V6H 3J8 | Gas Permit | Commercial | New | Cancelled | Commercial - -TO SUPPLY & INSTALL A 199K BTU RINNAI COMMERCIAL TANKLESS UNIT | Blue Mountain Services Ltd
NULL | NULL | 3121 GRANVILLE STREET, Vancouver, BC V6H 3K1 | Plumbing Permit | Commercial | Renovation | Withdrawn | Commercial - Deleting 1 bfp and Installing in different location serving new fixture | Impetus Plumbing & Heating Ltd
PP-2022-02914 | 2022-08-22 | 3121 GRANVILLE STREET, Vancouver, BC V6H 3K1 | Plumbing Permit | Commercial | Addition | Completed | Commercial - Install Backflow Preventers by City Request | Ethos Plumbing & Heating Ltd
EP-2023-02761 | 2023-03-29 | 3998 FLEMING STREET, Vancouver, BC V5N 3W3 | Electrical Permit | Residential | New | Issued | Temporary Power - Residential - To provide temporary power. | SUNSTONE ELECTRIC LTD
MP-2023-01398 | 2023-08-01 | 3998 FLEMING STREET, Vancouver, BC V5N 3W3 | Mechanical Permit | NULL | NULL | Issued | NULL | Rain Coast Plumbing & Heating Ltd
PP-2023-02639 | 2023-07-25 | 3998 FLEMING STREET, Vancouver, BC V5N 3W3 | Plumbing Permit | Residential | New | Issued | Residential - Plumbing for new house >BP: To construct a 2 storey single detached house with a secondary suite with an attached accessory building (garage) at the rear providing 2 parking spaces, having vehicular access from the lane. 1. Covenant registered at the Land Title Office under CB165841 2. No A/C Unit proposed 3. Schedule B: (J.J.S.Hui) P.Eng (778.319.3403) Structural and Geotechnical 4. HPO: Residential Builder- Kennix Development Group Ltd. | Rain Coast Plumbing & Heating Ltd
EP-2023-07964 | 2023-09-01 | 3998 FLEMING STREET, Vancouver, BC V5N 3W3 | Electrical Permit | Residential | New | Issued | Installation / Repair - Residential - Rough wiring of low voltage of security alarm, tv, data, and completion of security Alarm. >BP: To construct a 2 storey single detached house with a secondary suite ($471,250.00) with an attached accessory building (garage) ($10,000), at the rear providing 2 parking spaces, having vehicular access from the lane. Note: The entire building, INCLUDING THE ATTACHED GARAGE (if applicable), to be sprinklered to NFPA 13D. 1. Covenant registered at the Land Title Office under CB165841 2. No A/C Unit proposed 3. Schedule B: (J.J.S.Hui) P.Eng (778.319.3403) Structural and Geotechnical 4. HPO: Residential Builder- Kennix Development Group Ltd. Note: This is a 2 storey building pursuant to the Zoning and Development By-Law **THIS PERMIT HAS BEEN ISSUED UNDER THE REQUIREMENTS OF VBBL #12511 (2019) ** | Supersonic Security System Inc.
PP-2023-02964 | 2023-08-22 | 3998 FLEMING STREET, Vancouver, BC V5N 3W3 | Plumbing Permit | Residential | New | Issued | Residential - Sump | Bhullar Excavating and Demolition
EP-2023-07308 | 2023-08-21 | 3998 FLEMING STREET, Vancouver, BC V5N 3W3 | Electrical Permit | Residential | New | Issued | Installation / Repair - Residential - Complete wiring and finishing. Main service 200 amps Main house meter-125 amps Legal suite meter-60 amps To construct a 2 storey single detached house with a secondary suite with an attached accessory building (garage) , at the rear providing 2 parking spaces, having vehicular access from the lane. 1. Covenant registered at the Land Title Office under CB165841 2. No A/C Unit proposed 3. Schedule B: (J.J.S.Hui) P.Eng (778.319.3403) Structural and | SUNSTONE ELECTRIC LTD
GP-2023-02596 | 2023-09-07 | 3998 FLEMING STREET, Vancouver, BC V5N 3W3 | Gas Permit | Residential | New | Issued | Residential - 1 Range, 1 Boiler & 1 BBQ >BP: To construct a 2 storey single detached house with a secondary suite ($471,250.00) with an attached accessory building (garage) ($10,000), at the rear providing 2 parking spaces, having vehicular access from the lane. | Rain Coast Plumbing & Heating Ltd
SP-2023-01655 | 2023-09-11 | 3998 FLEMING STREET, Vancouver, BC V5N 3W3 | Sprinkler Permit | Residential | New | Issued | Residential - Install sprinklers in sfd >BP: To construct a 2 storey single detached house with a secondary suite with an attached accessory building (garage) , at the rear providing 2 parking spaces, having vehicular access from the lane. Note: The entire building, INCLUDING THE ATTACHED GARAGE (if applicable), to be sprinklered to NFPA 13D. 1. Covenant registered at the Land Title Office under CB165841 2. No A/C Unit proposed 3. Schedule B: (J.J.S.Hui) P.Eng (778.319.3403) Structural and Geotechnical 4. HPO: Residential Builder- Kennix Development Group Ltd. | Gold Key Fire Protection Ltd
EP-2023-05393 | 2023-06-29 | 1245 FRANCES STREET, Vancouver, BC V6A 1Z4 | Electrical Permit | Commercial | Tenant Improvement | Completed | Installation / Repair - Commercial - Replacement of obsolete panel and installation of equipment feeders -Electric Vehicle Charging System | Windstorm Electric Ltd
EP-2022-03508 | 2022-05-06 | 1270 FRANCES STREET, Vancouver, BC V6A 1Z5 | Electrical Permit | Commercial | Addition | Completed | Installation / Repair - Commercial - Security System Installation - installation of DSC Neo >BP: To permit a Change of Use from Repair Shop - Class A to Motor Vehicle Repair Shop in this existing commercial building on this site. Scope includes increasing the mezanine area. Outright use no change in parking KVogt Scope to Include: Updates to plumbing and mechanical to support services bay and car wash. Upgrade Structural capacity of the existing mezzanine to support parts department. Upgrade the office and add new accessible washroom. Upgrade the electrical lighting and provide vehicle charging stations. | Price's Alarm Systems Ltd.
PP-2023-02477 | 2023-07-18 | 4838 FRASER STREET, Vancouver, BC V5V 4H4 | Plumbing Permit | Commercial | Tenant Improvement | Completed | Commercial - Replacement of the Domestic Water System--DOMESTIC WATER REPIPE Building built in 1995 >>>>Amend: Sept. 5th, 2023 Add one 2.5” domestic double check backflow preventer. Parkade level mechanical room. | Cambridge Plumbing Systems Ltd
EP-2022-10219 | 2022-12-05 | 4868 FRASER STREET, Vancouver, BC V5V 4H5 | Electrical Permit | Commercial | Renovation | Completed | Installation / Repair - Commercial - EMERGENCY - Maintenance replacement of fire alarm | Fina Electrical Systems Ltd
GP-2023-02877 | 2023-09-29 | 6113 FRASER STREET, Vancouver, BC V5W 2Z9 | Gas Permit | Commercial | Renovation | Cancelled | Commercial - RE&RE for hot water tank | Milani Plumbing Heating & Air Conditioning Ltd
EP-2023-09535 | 2023-10-31 | 6136 FRASER STREET, Vancouver, BC V5W 3A1 | Electrical Permit | Commercial | Tenant Improvement | Completed | Installation / Repair - Commercial - adding exit and emergency sign & switch per IA-2023-00142 Change of Use | F & S Electrical Ltd
NULL | NULL | 6136 FRASER STREET, Vancouver, BC V5W 3A1 | Electrical Permit | Commercial | Tenant Improvement | Draft | Installation / Repair - Commercial - Fix exit sign. Bulb is dead. Install emergency light | NULL
EP-2022-09840 | 2022-11-22 | 2433 GALT STREET, Vancouver, BC V5R 2R8 | Electrical Permit | Residential | Renovation | Completed | Installation / Repair - Residential - Replace Emily Knob, - Replace the Weather head cap requires disconnecting and reconnecting from Hydro. | Tsawwassen Electric Inc
GP-2023-02460 | 2023-08-22 | 2433 GALT STREET, Vancouver, BC V5R 2R8 | Gas Permit | Residential | Addition | Completed | Residential - Combi Boiler 199,000 BTU re/re | HAMZEH GERAMI Dba Nation Heating & Cooling
GP-2023-03261 | 2023-11-23 | 1670 MAIN STREET, Vancouver, BC V6A 2W8 | Gas Permit | Commercial | Tenant Improvement | Completed | Commercial - Tube heater replacement | Custom Air Conditioning Ltd
GP-2024-00126 | 2024-01-22 | 1670 MAIN STREET, Vancouver, BC V6A 2W8 | Gas Permit | Commercial | Tenant Improvement | Completed | Commercial - Tube heater replacement | Custom Air Conditioning Ltd
EP-2023-08695 | 2023-09-26 | 1688 MAIN STREET, Vancouver, BC V6A 2W8 | Electrical Permit | Commercial | NULL | Issued | Annual / Operating - -Annual Operating Permit -renewal of EP-2022-07966 -Valid: Sept. 16, 2023 - Sept. 15, 2024 general maintenance and repairs that arise throughout the year | Norben Electric (2016) Ltd
EP-2022-07966 | 2022-09-22 | 1688 MAIN STREET, Vancouver, BC V6A 2W8 | Electrical Permit | Commercial | NULL | Expired | Annual / Operating - -Annual Operating Permit -renewal of EP-2021-06911 -Valid: Sept. 16, 2022 - Sept. 15, 2023 general maintenance and repairs that arise throughout the year | Norben Electric (2016) Ltd
NULL | NULL | 1785 MAIN STREET, Vancouver, BC V5T 3B5 | Electrical Permit | Commercial | Addition | Draft | Installation / Repair - Commercial - To install 2 new EV Chargers on site, to install exterior distribution and to refeed power to the store from the new distribution. | Current Control Installations Ltd
EP-2023-03834 | 2023-05-03 | 1785 MAIN STREET, Vancouver, BC V5T 3B5 | Electrical Permit | Commercial | Addition | Issued | Installation / Repair - Commercial - Installation of Level 3 EV Chargers. Upgrade of electrical service to the site. >BP: Exterior alterations to provide improvements to this existing gasoline station - split island on this site. Work to include adding two EV charging stalls. Structural Schedule B provided by Lee Martin Electrical Schedule B provided by ADIL MOHAMED OK for Field Review per C. Ross | Current Control Installations Ltd
EP-2023-04068 | 2023-05-09 | 1790 MAIN STREET, Vancouver, BC V5T 3B6 | Electrical Permit | Commercial | Addition | Completed | Installation / Repair - Commercial - Repair outage in led sign with, parts of letters out due to ballast. | Marte Norman Metcalfe
PP-2022-00023 | 2022-04-13 | 1790 MAIN STREET, Vancouver, BC V5T 3B6 | Plumbing Permit | Commercial | New | Completed | Commercial - Install New Backflow Preventers | Hillcrest Plumbing & Heating (1991) Ltd
EP-2023-01684 | 2023-03-03 | 2828 MAIN STREET, Vancouver, BC V5T 3G2 | Electrical Permit | Commercial | Addition | Completed | Installation / Repair - Commercial - Installation of EV Ready infrastructure to a total of 48 parking stalls, as per engineered drawings *Amend Jun 07, 2023 -"Add the 'service inspection' option so we can finalize our new hydro meter/CTs" | Hall Electrical Ltd
EP-2023-09211 | 2023-10-12 | 2828 MAIN STREET, Vancouver, BC V5T 3G2 | Electrical Permit | Commercial | Addition | Completed | Installation / Repair - Commercial - Supply and install (8) level 2 EV chargers at pre-wired designated parking stalls. Please note Hall Electrical has completed the full EV infrastructure of this building under permit number EP-2023-01684 (EV ready infrastructure project as per engineered drawings). >>Amend: Oct. 12th The correct address is 2828 Main St. | Hall Electrical Ltd
EP-2022-00453 | 2022-01-24 | 2949 MAIN STREET, Vancouver, BC V5T 3G4 | Electrical Permit | Commercial | Renovation | Completed | Installation / Repair - Commercial - Maintenance replacement of fire alarm | Fina Electrical Systems Ltd
NULL | NULL | 2949 MAIN STREET, Vancouver, BC V5T 3G4 | Electrical Permit | Commercial | New | Draft | Installation / Repair - Commercial - INSTALLATION OF EXTRA LOW VOLTAGE CAMERA SYSTEM | NULL
EP-2023-10034 | 2023-11-07 | 2949 MAIN STREET, Vancouver, BC V5T 3G4 | Electrical Permit | Commercial | Addition | Issued | Installation / Repair - Commercial - INSTALLATION OF EXTRA LOW VOLTAGE CAMERA SYSTEM | Telus Custom Security Systems Inc
PP-2023-00477 | 2023-02-10 | 3075 MAIN STREET, Vancouver, BC V5T 3G6 | Plumbing Permit | Commercial | Tenant Improvement | Completed | Commercial - Rough in. finishing for new doublers esink , mop sink , hand wash sink | Caspian Mechanical Ltd
GP-2023-01074 | 2023-03-29 | 3075 MAIN STREET, Vancouver, BC V5T 3G6 | Gas Permit | Commercial | New | Completed | Commercial - install new instant water heater | Caspian Mechanical Ltd
EP-2023-00361 | 2023-01-18 | 3075 MAIN STREET, Vancouver, BC V5T 3G6 | Electrical Permit | Commercial | Tenant Improvement | Completed | Installation / Repair - Commercial - Replace the light fixtures, install new light switches Relocate and add receptacles , Fixed EM and Exit signs, Extra low voltage, Data wiring - no cutting the drywall or ceilinG | Shanai Enterprise Inc
PP-2023-01499 | 2023-06-02 | 3080 MAIN STREET, Vancouver, BC V5T 3G5 | Plumbing Permit | Commercial | Tenant Improvement | Completed | Commercial - Changing location of 2 bar sinks, one espresso machine and one glass washer **No Building alterations or Building work otherwise a BP will be required | Hermco Mechanical Ltd
EP-2023-04558 | 2023-05-29 | 3080 MAIN STREET, Vancouver, BC V5T 3G5 | Electrical Permit | Commercial | Renovation | Completed | Installation / Repair - Commercial - Relocating and adding new plugs, re/re old exit signs, installing new ribbon light in back bar, re/re fixtures in existing locations, the few fixtures are for replacing no new locations and repairing/replacing ribbon which already existing. Adding data lines. | FOS Electric Systems Ltd
EP-2022-09810 | 2022-11-22 | 3102 MAIN STREET, Vancouver, BC V5T 3G7 | Electrical Permit | Commercial | Renovation | Completed | Installation / Repair - Commercial - Add one exit / Emergency light combo light to the basement stage door at owner's request. Add 120v circuit to suite | 0777792 BC Ltd
GP-2023-03950 | 2023-12-08 | 6707 MAPLE STREET, Vancouver, BC V6P 5P4 | Gas Permit | Residential | Renovation - Dwelling Unit(s) only | Completed | Residential - Installing gas boiler | Reid Brothers Plumbing & Heating Ltd
GP-2022-01680 | 2022-06-01 | 7187 MAPLE STREET, Vancouver, BC V6P 5P5 | Gas Permit | Residential | Renovation | Completed | Residential - Re&Re Furnace BTU: 70.000 | Milani Plumbing Heating & Air Conditioning Ltd
MP-2022-00123 | 2022-08-18 | 7187 MAPLE STREET, Vancouver, BC V6P 5P5 | Mechanical Permit | NULL | NULL | Completed | NULL | Milani Electric Limited
EP-2022-05781 | 2022-08-04 | 7187 MAPLE STREET, Vancouver, BC V6P 5P5 | Electrical Permit | Residential | Renovation | Issued | Installation / Repair - Residential - Electrical supply for AC. mechanical permit has now been pulled | Milani Electric Limited
EP-2023-10351 | 2023-11-28 | 2175 MANNERING AVENUE, Vancouver, BC V5N 3C5 | Electrical Permit | Residential | Renovation | Completed | Installation / Repair - Residential - Electrical service upgrades from 100A 120/240V 1 phase 3 wire to 200A 120/240V 1 phase 3 wires, Re-Connect existing electrical circuits to the new panel. | SNG Electric Ltd
NULL | NULL | 8197 MAIN STREET, Vancouver, BC | Mechanical Permit | NULL | NULL | Draft | NULL | ARCON HEATING AND AIR CONDITIONING
EP-2022-01763 | 2022-03-09 | 6088 MARGUERITE STREET, Vancouver, BC V6M 3L1 | Electrical Permit | Residential | Renovation | Completed | Installation / Repair - Residential - Interior alterations -Relocate junction box for kitchen cooktop; Relocate junction box for coffee maker; Relocate kitchen counter plugs; Relocate some switches for lights in kitchen. >BP: Exterior and Interior alterations to provide improvements to this existing one family dwelling on this site. Scope of Work: Replacement of front door. Replace side french doors with windows. Various interior renovations. DBI to determine if peng required. OK for field review as per Shelley Dugaro June 17, 2021 | Homan Electric Ltd
PP-2022-00385 | 2022-02-04 | 6088 MARGUERITE STREET, Vancouver, BC V6M 3L1 | Plumbing Permit | Residential | Renovation | Completed | Residential - add new fixtures, re+re some fixtures, and relocate kitchen sink Exterior and Interior alterations to provide improvements to this existing one family dwelling on this site. Scope of Work: Replacement of front door. Replace side french doors with windows. Various interior renovations. | Platinum Mechanical Systems Ltd
GP-2022-00365 | 2022-02-04 | 6088 MARGUERITE STREET, Vancouver, BC V6M 3L1 | Gas Permit | Residential | New | Completed | Residential - add gas pipe for cooktop Exterior and Interior alterations to provide improvements to this existing one family dwelling on this site. Scope of Work: Replacement of front door. Replace side french doors with windows. Various interior renovations. | Platinum Mechanical Systems Ltd
EP-2022-10463 | 2022-12-21 | 6161 MARGUERITE STREET, Vancouver, BC V6M 3L2 | Electrical Permit | Residential | Renovation | Issued | Installation / Repair - Residential - The owner request to reduce the main panel from 200A panel to 150A panel, and then he will rebuild the laneway house, I also double check this house electrical load,calculation -show electrical load no more then 150A, so we will keep 200A service, - by the way, I will upload the calculation to you, can I make appointment with you go to look this house before you make decision? Thanks | SCS Electrical Services Ltd
PP-2023-02579 | 2023-07-20 | 6161 MARGUERITE STREET, Vancouver, BC V6M 3L2 | Plumbing Permit | Residential | New | Issued | Residential - Plumbing for laneway house >Bp; To construct a one storey laneway house building with an open parking pad, providing a total of 2 parking spaces, having vehicular access from the lane. 1. No Strata Titling permitted 2. No A/C unit proposed 3. Schedule B: Henry S.N Hsu P.Eng (604.322.7158) Structural & Geotechnical 5. HPO: Residential Builder - Yang's Enterprises Ltd. | T Paradiso Plumbing & Hot Water Heating Inc
MP-2023-01445 | 2023-08-07 | 6161 MARGUERITE STREET, Vancouver, BC V6M 3L2 | Mechanical Permit | NULL | NULL | Issued | NULL | T Paradiso Plumbing & Hot Water Heating Inc
EP-2022-00886 | 2022-02-04 | 1724 MCSPADDEN AVENUE, Vancouver, BC V5N 1L4 | Electrical Permit | Residential | Renovation | Completed | Installation / Repair - Residential - Upgrade electrical service to 200A for Single Family Residence | Terminal City Electric Ltd
EP-2022-04053 | 2022-05-30 | 1724 MCSPADDEN AVENUE, Vancouver, BC V5N 1L4 | Electrical Permit | Residential | Tenant Improvement | Completed | Installation / Repair - Residential - Electrical install of heat pump. NO change to existing service. | Moore And Russell Heating And Air Conditioning Ltd
EP-2024-00289 | 2024-01-19 | 1745 MCSPADDEN AVENUE, Vancouver, BC V5N 1L3 | Electrical Permit | Residential | Renovation | Issued | Installation / Repair - Residential - Relocate kitchen counter plugs, relocate range receptacle, relocate range hood and change lighting to pot lights. Safety check wiring in house >BP: Interior alterations to provide improvement in this existing One Family Dwelling. Scope of work includes: 1) Kitchen Re & Re. 2) Move interior wall between Den and Kitchen to provide space for Millwork. 3) New flooring. | TC Courtco Signature Contracting Ltd
GP-2023-04232 | 2024-01-02 | 1762 MCSPADDEN AVENUE, Vancouver, BC V5N 1L4 | Gas Permit | Residential | Addition | Issued | Residential - 1 Fireplace Gas freestanding fireplace installation | Vaglio Fireplace LTD
GP-2022-03034 | 2022-10-07 | 2486 MCBAIN AVENUE, Vancouver, BC V6L 2C4 | Gas Permit | Residential | Tenant Improvement | Completed | Residential - RE N RE - Replace hwt by on demand hi efficiency water heater | Canada West Plumbing & Heating Ltd
GP-2023-03946 | 2023-12-15 | 2592 MCBAIN AVENUE, Vancouver, BC V6L 2C6 | Gas Permit | Residential | Renovation | Issued | Residential - REMOVE EXISTING FIREPLACE AND INSTALL A FREESTANDING UNIT / INSTALL RIGID DURAVENT VENT COMPONENTS UP FROM THE FP, HORIZONTALLY THROUGH AN INTERIOR WALL INTO THE MECHANICAL ROOM AREA AND THEN THROUGH THE WEST EXTERIOR WALL CONNECT TO EXISTING GAS | The LM Fireplace Warehouse Ltd.
PP-2023-00186 | 2023-01-19 | 2636 MCBAIN AVENUE, Vancouver, BC V6L 2C8 | Plumbing Permit | Residential | New | Completed | Residential - Lawn irrigation system | Lucky Five Eight Plumbing & Heating Ltd
EP-2022-00245 | 2022-01-14 | 2636 MCBAIN AVENUE, Vancouver, BC V6L 2C8 | Electrical Permit | Residential | New | Completed | Installation / Repair - Residential - Networking communication system (TV, TELEPHONE, INTERCOM) and CCTV alarm system pre-wiring. >BP: To construct a 2.5 storey + basement/cellar one-family ($1,094,850.00) with a detached accessory building (garage) ($10,000) and one open parking at the rear providing a total of 3 parking spaces, having vehicular access from the lane. | 8020 Kingkong Enterprises Ltd
MP-2022-00269 | 2022-09-26 | 4584 LANGARA AVENUE, Vancouver, BC V6R 1C8 | Mechanical Permit | NULL | NULL | Completed | NULL | Thomson Industries Ltd
EP-2022-08108 | 2022-10-05 | 4584 LANGARA AVENUE, Vancouver, BC V6R 1C8 | Electrical Permit | Residential | Renovation | Completed | Installation / Repair - Residential - Dedicated Circuit for Heat Pump >MP-2022-00269: Issued (Heating and Cooling) | Pacific Star Electric Inc
EP-2022-03647 | 2022-05-05 | 8866 LAUREL STREET, Vancouver, BC V6P 3V8 | Electrical Permit | Commercial | Renovation | Completed | Installation / Repair - Commercial - Upgrade canopy lights to LED | Complete Power Systems Ltd
GP-2022-00332 | 2022-02-02 | 1051 LAURIER AVENUE, Vancouver, BC V6H 1Y2 | Gas Permit | Residential | Renovation | Completed | Residential - Re&Re Gas hot water tank Rise up the existing hot water tank about 6 inches (Reconnect all the piping and venting) | Milani Plumbing Heating & Air Conditioning Ltd
EP-2023-02193 | 2023-03-16 | 580 MALKIN AVENUE, Vancouver, BC | Electrical Permit | Commercial | Tenant Improvement | Completed | Installation / Repair - Commercial - Disconnect and remove existing CP250 express DCFC. Replace with new DS 60 DCFC, using same wire and breakers. | Power Pros Electrical Ltd
EP-2022-02704 | 2022-04-07 | 830 MALKIN AVENUE, Vancouver, BC V6A 2K2 | Electrical Permit | Commercial | Tenant Improvement | Completed | Installation / Repair - Commercial - tenant improvement -volt/electrical work consists of electrical outlets and fixtures c/w with data wiring. AC unit is new and is a 208volt/ 22 amp 3 phase unit. Install new 2x4 flat panel led lights into tbar ceiling as per drawings. >BP: Interior alterations to provide improvements to this existing Wholesale (Class A) tenant in this industrial building on this site. Scope of work to include enclosing & fire rating existing stairwell and frame in one additional room within existing space. New T-bar ceiling and LED lighting throughout. DBI to determine if a Sprinkler Permit is required Energy upgrade E1 - Lighting - Upgrade internal exit signs to not exceed 5W per face | COASTAL ELECTRICAL SYSTEMS LTD
EP-2023-01510 | 2023-02-22 | 830 MALKIN AVENUE, Vancouver, BC V6A 2K2 | Electrical Permit | Commercial | Tenant Improvement | Issued | Installation / Repair - Commercial - This fire alarm system upgrade is limited only to the replacement of existing annunciator and control unit without altering the existing wiring or outlet boxes. All existing fire alarm devices will be compatible with the new fire alarm control unit. No changes to field wiring. Note: This permit has been issued based on Bulletin 2018-004-BU/EL. | Shield Electric Ltd
SP-2022-01027 | 2022-06-23 | 830 MALKIN AVENUE, Vancouver, BC V6A 2K2 | Sprinkler Permit | Commercial | Tenant Improvement | Completed | Commercial - relocate 10 heads Interior alterations to provide improvements to this existing Wholesale (Class A) tenant in this industrial building on this site. Scope of work to include enclosing & fire rating existing stairwell and frame in one additional room within existing space. New T-bar ceiling and LED lighting throughout. *****This application does not include any of the following: 1. Not more than 20 sprinklers (add, relocate, or remove), 2. hydraulic calculations, 3. change in occupancy and /or hazard classification, 4. warehouse storage arrangements, 5. mobile compact storage arrangements, 6. alternative solutions, 7. changes to the sprinkler system supply piping (e.g. valves, mains, cross-mains, branch-lines, etc.), or 8. flexible sprinkler pipe. | General Sprinkler Systems Ltd
EP-2023-03318 | 2023-04-18 | 857 MALKIN AVENUE, Vancouver, BC V6A 2K5 | Electrical Permit | Commercial | Addition | Issued | Temporary Power - Commercial - To provide temporary power. | McGladdery Electrical Services Ltd
EP-2023-04526 | 2023-05-26 | 886 MALKIN AVENUE, Vancouver, BC V6A 2K7 | Electrical Permit | Commercial | Tenant Improvement | Completed | Installation / Repair - Commercial - Couple of service cables for a 400 amp service were burnt. Replacement of 8 service cables to this facility. | Skylight Electric Ltd
SP-2023-00326 | 2023-02-27 | 6462 MACDONALD STREET, Vancouver, BC V6N 1E6 | Sprinkler Permit | Residential | New | Issued | Residential - Install sprinklers in sfd >BP: To construct a 2 storey + cellar one-family dwelling with an attached garage providing 2 parking spaces having vehicular access from the street with an accessory building and an exterior pool in the rear. 1. (1) A/C unit proposed in the Rear Yard; (1) A/C unit proposed North elevation (to be encased with a sound barrier or provide surrounding shrubs). 2. Bar sink located in Whiskey Bar 3. Schedule B George Beck P.Eng (604-535-1507) Structural 4. Schedule B Boris Klarich P.Eng (604-986-4775) Structural (Pool) 5. Schedule B Paullus K.F. Young P.Eng (604-841-7748) Geotechnical (House and Pool) 6. Schedule A George Beck P.Eng (604-535-1507) 7. BC Housing MDL Construction Ltd. March 6/2023- AMEND -provided Pool House drawings | Gold Key Fire Protection Ltd
GP-2022-02170 | 2022-07-26 | 6462 MACDONALD STREET, Vancouver, BC V6N 1E6 | Gas Permit | Residential | New | Issued | Residential - installation of 1 gas permit - venting and hook up only >BP: To construct a 2 storey + cellar one-family dwelling ($2,234,190.00) with an attached garage providing 2 parking spaces having vehicular access from the street with an accessory building and an exterior pool in the rear. 1. (1) A/C unit proposed in the Rear Yard; (1) A/C unit proposed North elevation (to be encased with a sound barrier or provide surrounding shrubs). 2. Bar sink located in Whiskey Bar 3. Schedule B George Beck P.Eng (604-535-1507) Structural 4. Schedule B Boris Klarich P.Eng (604-986-4775) Structural (Pool) 5. Schedule B Paullus K.F. Young P.Eng (604-841-7748) Geotechnical (House and Pool) 6. Schedule A George Beck P.Eng (604-535-1507) 7. BC Housing MDL Construction Ltd. Note: This is a 2 storey building pursuant to the Zoning and Development By-Law ******THIS PERMIT HAS BEEN ISSUED UNDER THE REQUIREMENTS OF VBBL 2014 AND THE GREEN HOMES PROGRAM****** "Combustible projections or roof soffits on an exposing building face shall not project to less than .45m from the property line and shall be in compliance with VBBL 2014 9.10.15.5.(9)" The entire building, INCLUDING THE ATTACHED GARAGE, to be sprinklered to NFPA 13D. | Urban Fireplaces Ltd
NULL | NULL | 6462 MACDONALD STREET, Vancouver, BC V6N 1E6 | Gas Permit | Residential | New | Draft | Residential - INSTALL PIPING AND EQUITMENTS | FANGXIN PLUMBING
GP-2022-03276 | 2022-10-24 | 6462 MACDONALD STREET, Vancouver, BC V6N 1E6 | Gas Permit | Residential | New | Issued | Residential - GAS >To construct a 2 storey + cellar one-family dwelling ($2,234,190.00) with an attached garage providing 2 parking spaces having vehicular access from the street with an accessory building and an exterior pool in the rear. 1. (1) A/C unit proposed in the Rear Yard; (1) A/C unit proposed North elevation (to be encased with a sound barrier or provide surrounding shrubs). 2. Bar sink located in Whiskey Bar 3. Schedule B George Beck P.Eng (604-535-1507) Structural 4. Schedule B Boris Klarich P.Eng (604-986-4775) Structural (Pool) 5. Schedule B Paullus K.F. Young P.Eng (604-841-7748) Geotechnical (House and Pool) 6. Schedule A George Beck P.Eng (604-535-1507) 7. BC Housing MDL Construction Ltd. Note: This is a 2 storey building pursuant to the Zoning and Development By-Law ******THIS PERMIT HAS BEEN ISSUED UNDER THE REQUIREMENTS OF VBBL 2014 AND THE GREEN HOMES PROGRAM****** "Combustible projections or roof soffits on an exposing building face shall not project to less than .45m from the property line and shall be in compliance with VBBL 2014 9.10.15.5.(9)" The entire building, INCLUDING THE ATTACHED GARAGE, to be sprinklered to NFPA 13D. | FANGXIN PLUMBING
EP-2022-09611 | 2022-11-15 | 6462 MACDONALD STREET, Vancouver, BC V6N 1E6 | Electrical Permit | Residential | New | Issued | Installation / Repair - Residential - LOW VOLTAGE: system wiring, include: tele, internet, TV and CCTV system, security alarm installation >>BP: 2 STOREY 1FD + ATTACHED GARAGE To construct a 2 storey + cellar one-family dwelling ($2,234,190.00) with an attached garage providing 2 parking spaces having vehicular access from the street with an accessory building and an exterior pool in the rear. 1. (1) A/C unit proposed in the Rear Yard; (1) A/C unit proposed North elevation (to be encased with a sound barrier or provide surrounding shrubs). 2. Bar sink located in Whiskey Bar 3. Schedule B George Beck P.Eng (604-535-1507) Structural 4. Schedule B Boris Klarich P.Eng (604-986-4775) Structural (Pool) 5. Schedule B Paullus K.F. Young P.Eng (604-841-7748) Geotechnical (House and Pool) 6. Schedule A George Beck P.Eng (604-535-1507) 7. BC Housing MDL Construction Ltd. Note: This is a 2 storey building pursuant to the Zoning and Development By-Law ******THIS PERMIT HAS BEEN ISSUED UNDER THE REQUIREMENTS OF VBBL 2014 AND THE GREEN HOMES PROGRAM****** Jan 16/23 AMEND to add Light Controls to the permit work description as per Stan Kovacic | Homelive Technology Ltd
PP-2021-03990 | 2023-01-13 | 7171 MACDONALD STREET, Vancouver, BC | Plumbing Permit | Commercial | Addition | Completed | Commercial - adding new backflow preventers | City of Vancouver REFM Plumbing Dept
EP-2022-00187 | 2022-02-22 | 7188 MACDONALD STREET, Vancouver, BC V6N 1G2 | Electrical Permit | Commercial | Renovation | Completed | Installation / Repair - Commercial - Replace de-watering pumps with new Work under this permit shall be in accordance with the advice provided from the Archaeology Branch of BC’s email dated May 22, 2020. In the unlikely event unanticipated archaeological remains are encountered, stop work immediately and contact the Province at 250.953.3345. Amend: June 16, 2022 Underground conduits sealed as noted on inspection | Just Mechanical Ltd
EP-2023-09500 | 2023-10-31 | 7188 MACDONALD STREET, Vancouver, BC V6N 1G2 | Electrical Permit | Commercial | Tenant Improvement | Completed | Installation / Repair - Commercial - Replace Existing panel with new Replace existing exterior annunciator with new c/w power for heater Heater power to come from closest power source Existing pull stations and bells will be reused Verification upon completion If work on this site could lead to ground disturbance (impacting soil) advise applicant to contact the Provincial Archaeology Branch at 250-953-3334 for a list of archaeological consultants, who when retained by the proponent, will apply on the proponent’s behalf for the necessary archaeological permits. In addition, please be advised that reports from an Archaeologist (Archaeological Overview Assessment (AOA) or Archaeological Impact Assessment (AIA) reports) and archaeological/heritage inspection permits from the First Nations may be necessary prior to the release of your City of Vancouver permits. | Sasco Contractors Ltd
PP-2022-00231 | 2022-01-25 | 6405 MACKENZIE PLACE, Vancouver, BC V6N 1H6 | Plumbing Permit | Residential | New | Completed | Residential - 1FD - installing a backflow preventer for lawn irrigation To construct a 2 storey + cellar one-family dwelling with an attached accessory building (garage at the side of building) providing 2 parking spaces, having vehicular access from the road. Address note: 6405 Mackenzie - main dwelling unit 1. A/C proposed rear west side. 2. Structural & Geotechnical: Yuanyuan Fang Cell: 604-868-2076 3. HPO - Wah Hing Construction Ltd. 4. Bar/Sink located in cellar. | Chongren Yao
EP-2023-09468 | 2023-10-31 | 2600 MAIN STREET, Vancouver, BC V5T 3E6 | Electrical Permit | Commercial | Tenant Improvement | Issued | Installation / Repair - Commercial - New tenant fit up complete with lighting, power, network and a new service distribution >BP: Interior and exterior alterations to this existing retail space (group E), for a new retail limited food facility (Group E) within a portion of the building in this existing 1 story commercial building. Scope of work includes S4 Structural Upgrades and new vent less oven(Merrychef connex 12). Class4 cooking with Type II condensation hood(convoVent mini 6.10 with mini combi oven 6.10.) Combi oven for food warming only. This project is considered a minor renovation voluntary S4 Structural Upgrades. Part 11 upgrade triggers F1, S2, N1 and A2 apply. Building envelope and environmental separation as per Part 5 design: Schedule A, Sheryl Bliek, P.Eng. Schedule B (Architectural), Addis Gebrehiwot, AIBC Schedule D (Building Envelope), Julio Reynel, P.Eng. Schedule B (Structural), Tim Lam, Struct.Eng. Schedule B (Geotechnical), P.K.L Fong, P.Eng. Schedule B (Mechanical/Plumbing), Jin Sun. P.Eng. Schedule B (Electrical), Ivar Cegarra, P.Eng. provided for this project. Building Review Branch Notes: 1. This permit has been reviewed under the requirements of VBBL 2019 2. Separate sign permit required for new signage. 3. Maximum 16 persons consuming food or drink at the Retail Food Facility (Group E) 4. Occupant Load: 62 persons. 5. Contractor shall have a valid business license. | F & M Installations Ltd
NULL | NULL | 2600 MAIN STREET, Vancouver, BC V5T 3E6 | Mechanical Permit | NULL | NULL | Draft | NULL | Maple Ridge Mechanical Ltd
PP-2023-03921 | 2024-01-05 | 2600 MAIN STREET, Vancouver, BC V5T 3E6 | Plumbing Permit | Commercial | Tenant Improvement | Issued | Commercial - Interior plumbing alterations to this existing retail space for a new retail outfit, within a portion of the building in this existing 1 story commercial building. Scope of work to include: Below grade DWV, Above grade DWV, Above grade waterlines, fixtures, finishings, and grease trap >BP: Interior and exterior alterations to this existing retail space (group E), for a new retail limited food facility (Group E) within a portion of the building in this existing 1 story commercial building. Scope of work includes S4 Structural Upgrades and new vent less oven(Merrychef connex 12). Class4 cooking with Type II condensation hood(convoVent mini 6.10 with mini combi oven 6.10.) Combi oven for food warming only. This project is considered a minor renovation voluntary S4 Structural Upgrades. Part 11 upgrade triggers F1, S2, N1 and A2 apply. Building envelope and environmental separation as per Part 5 design: Schedule A, Sheryl Bliek, P.Eng. Schedule B (Architectural), Addis Gebrehiwot, AIBC Schedule D (Building Envelope), Julio Reynel, P.Eng. Schedule B (Structural), Tim Lam, Struct.Eng. Schedule B (Geotechnical), P.K.L Fong, P.Eng. Schedule B (Mechanical/Plumbing), Jin Sun. P.Eng. Schedule B (Electrical), Ivar Cegarra, P.Eng. provided for this project. Building Review Branch Notes: 1. This permit has been reviewed under the requirements of VBBL 2019 2. Separate sign permit required for new signage. 3. Maximum 16 persons consuming food or drink at the Retail Food Facility (Group E) 4. Occupant Load: 62 persons. 5. Contractor shall have a valid business license. | Maple Ridge Mechanical Ltd
NULL | NULL | 3463 MAIN STREET, Vancouver, BC V5V 3M9 | Electrical Permit | Commercial | Renovation | Withdrawn | Installation / Repair - Commercial - Addition of lights and receptacles. Laundry facilities and new HWT | Malcolm Ali dba Fira Systems
PP-2022-01382 | 2022-04-25 | 3463 MAIN STREET, Vancouver, BC V5V 3M9 | Plumbing Permit | Commercial | Tenant Improvement | Completed | Commercial - Plumbing for new nail salon Interior alterations to provide tenant improvements for a new nail salon (D) in this existing commercial building on this site. Scope of work includes: construction of a room, new spa chairs, finishes/millwork, electrical and plumbing Tenant: NAIL IT SPA | Bawn Plumbing Ltd
EP-2022-03436 | 2022-05-13 | 3463 MAIN STREET, Vancouver, BC V5V 3M9 | Electrical Permit | Commercial | Tenant Improvement | Completed | Installation / Repair - Commercial - TI for a nail spa. Addition of new lights and receptacles. Laundry facilities >BP: Interior alterations to provide tenant improvements for a new nail salon (D) in this existing commercial building on this site. Scope of work includes: construction of a room, new spa chairs, finishes/millwork, electrical and plumbing Tenant: NAIL IT SPA E2 - Lighting - Upgrade all Automatic Daylighting Responsive Controls for Sidelighting (per 9.4.1.1.(e) of ASHRAE 90.1-2016) Ok for field review as per Kirat Kang - February 7, 2022 | Malcolm Ali dba Fira Systems
EP-2022-04664 | 2022-06-06 | 3463 MAIN STREET, Vancouver, BC V5V 3M9 | Electrical Permit | Commercial | Renovation | Completed | Installation / Repair - Commercial - Installation of low voltage LED strip lights. >BP: Interior alterations to provide tenant improvements for a new nail salon (D) in this existing commercial building on this site. Scope of work includes: construction of a room, new spa chairs, finishes/millwork, electrical and plumbing Tenant: NAIL IT SPA E2 - Lighting - Upgrade all Automatic Daylighting Responsive Controls for Sidelighting (per 9.4.1.1.(e) of ASHRAE 90.1-2016) Ok for field review as per Kirat Kang - February 7, 2022 | Malcolm Ali dba Fira Systems
GP-2022-02644 | 2022-09-02 | 3463 MAIN STREET, Vancouver, BC V5V 3M9 | Gas Permit | Commercial | Tenant Improvement | Completed | Commercial - New water heater >BP: Interior alterations to provide tenant improvements for a new nail salon (D) in this existing commercial building on this site. Scope of work includes: construction of a room, new spa chairs, finishes/millwork, electrical and plumbing Tenant: NAIL IT SPA | Bawn Plumbing Ltd
PP-2022-00854 | 2022-03-23 | 235 MAIN STREET, Vancouver, BC | Plumbing Permit | Commercial | Renovation | Completed | Commercial - Sanitary and Storm services to basement. Sanitary and Domestic Services to first level. interior and exterior alteration and a change of occupancy of the main floor from retail (E) to ancillary office, kitchen, dining area (C) serving the occupants of the SRO's on the floors above. | Arete Mechanical Ltd
EP-2022-06512 | 2022-08-03 | 235 MAIN STREET, Vancouver, BC | Electrical Permit | Commercial | Renovation | Completed | Installation / Repair - Commercial - EMERGENCY Maintenance replacement of fire alarm. Replacement of the control unit, annunciator, manual pulls, smoke detectors and heat detectors. Note: This permit has been issued based on Bulletin 2018-004-BU/EL. | Fina Electrical Systems Ltd
EP-2022-08954 | 2022-10-27 | 235 MAIN STREET, Vancouver, BC | Electrical Permit | Commercial | Renovation | Completed | Installation / Repair - Commercial - Modification to fire alarm system as per Engineer drawings. Work to be done under building permit. Note: This permit has been issued based on Bulletin 2018-004-BU/EL. >BP: interior and exterior alteration and a change of occupancy of the main floor from retail (E) to ancillary office, kitchen, dining area (C) serving the occupants of the SRO's on the floors above. Reviewed under the 2014 VBBL. | Fina Electrical Systems Ltd
EP-2023-03864 | 2023-05-03 | 235 MAIN STREET, Vancouver, BC | Electrical Permit | Commercial | Tenant Improvement | Completed | Installation / Repair - Commercial - Low voltage cabling installation. >BP: interior and exterior alteration and a change of occupancy of the main floor from retail (E) to ancillary office, kitchen, dining area (C) serving the occupants of the SRO's on the floors above. Reviewed under the 2014 VBBL. | Sasco Contractors Ltd
SP-2023-00947 | 2023-05-30 | 312 MAIN STREET, Vancouver, BC V6A 2T2 | Sprinkler Permit | Commercial | Tenant Improvement | Completed | Commercial - Relocated and add Sprinkler Heads >DB: Exterior and interior alterations to entry door and infilling an exterior door at the 312 Main St entrance and reducing the recess with a new door and window wall at the 324 Main entrance on the ground floor of this existing 6 storey mixed use commercial building on this site. *****This application does not include any of the following: 1. Not more than 20 sprinklers (add, relocate, or remove), 2. hydraulic calculations, 3. change in occupancy and /or hazard classification, 4. warehouse storage arrangements, 5. mobile compact storage arrangements, 6. alternative solutions, 7. changes to the sprinkler system supply piping (e.g. valves, mains, cross-mains, branch-lines, etc.), or 8. flexible sprinkler pipe. | Viking Fire Protection Inc
EP-2023-07097 | 2023-08-04 | 312 MAIN STREET, Vancouver, BC V6A 2T2 | Electrical Permit | Commercial | Tenant Improvement | Completed | Installation / Repair - Commercial - Minor modification to fire alarm system to accommodate for new exit path. DB: Exterior and interior alterations to entry door and infilling an exterior door at the 312 Main St entrance and reducing the recess with a new door and window wall at the 324 Main entrance on the ground floor of this existing 6 storey mixed use commercial building on this site. | Bemister Electric Ltd.
PP-2023-00711 | 2023-03-03 | 312 MAIN STREET, Vancouver, BC V6A 2T2 | Plumbing Permit | Commercial | Renovation | Completed | Commercial - Addition of two sinks >BP: Interior alterations to (Unit numbers to be confirmed by addressing) in the basement level for a new Light Hazard Industrial tenant at this existing 6 storey general office building (D) with health care office on 3rd floor, Ancillary Lounge/Cafeteria on the 1st Floor and Light Industrial (F3) use in the basement of this Vancouver Heritage Class "B" building. | Hamid Hossain Abadi Farhani
EP-2023-02250 | 2023-03-16 | 312 MAIN STREET, Vancouver, BC V6A 2T2 | Electrical Permit | Commercial | Renovation | Completed | Installation / Repair - Commercial - Running 2 Teck cables from existing panel surface mount to two rooms in the basement and installing disconnect switch at the end of cables. >BP: Interior alterations to (Unit numbers to be confirmed by addressing) in the basement level for a new Light Hazard Industrial tenant at this existing 6 storey general office building (D) with health care office on 3rd floor, Ancillary Lounge/Cafeteria on the 1st Floor and Light Industrial (F3) use in the basement of this Vancouver Heritage Class "B" building. Addressing notes: #75 - Light Industrial Space (Principal Space) #50 - Light Industrial Space (Ancillary Space) Suite numbers have been assigned as per approved plans for Fire and Emergency response. The suite numbers are to be posted at the suite entry in accordance with the Building By-law prior to final inspection. Letters of assurance submitted: Sch B (Arch): Sean R. McEwen, AIBC, 604.733.8948 Notes: 1. Energy upgrade triggers: E2 - Lighting - Upgrade to Bilevel Lighting Control (per 9.4.1.1.(d) of ASHRAE 90.1-2016) 2. This building is Sprinklered. | Levan Electrical Services Inc
EP-2022-10410 | 2022-12-12 | 312 MAIN STREET, Vancouver, BC V6A 2T2 | Electrical Permit | Commercial | NULL | Expired | Annual / Operating - ANNUAL OPERATING PERMIT Expired EP-2021-08952 VALID: DEC 3/2022 TIL DEC 2/2023 | Bemister Electric Ltd.
EP-2022-06573 | 2022-08-05 | 312 MAIN STREET, Vancouver, BC V6A 2T2 | Electrical Permit | Commercial | Addition | Completed | Installation / Repair - Commercial - Installation of four (4) new Door Contacts on Perimeter Doors - NO MAGLOCK Site Contact: Rajinder Gill 604-329-9754 >BP: Interior alterations and change the use from general office to health care office on the 3rd floor (#301) in this commercial building on this site. Scope of work: remove/construct partition walls, doors, millwork, finishes for new layout, electrical, plumbing, & sprinklers work. Letters of Assurance submitted by; Schedule A and Architectural Schedule B, Tony Yip, Architect AIBC, ph: 604-669-9460 Mechanical and Plumbing Schedule B, Alex Chou, P.Eng., ph: 604-684-5995 Electrical Schedule B, Rodrigue Rouhana, P.Eng., ph: 778-952-9727 SP required per DBI. E4 - HVAC - (Re-)Commission all systems (per 6.7.2.4 of ASHRAE 90.1-2016) Energy checklist is currently no longer required with your Building Permit (BP) application. Some supporting documents are still required at BP stage, specifically Envelope and HVAC, if applicable. Service Water Heating and Lighting supporting documents, if applicable, must be submitted with your related trades permits (e.g. electrical and plumbing). All energy upgrades will be checked during inspections stage. It is the applicant’s responsibility to identify and note all required upgrades including energy upgrades on their BP drawings at BP stage. | PALADIN TECHNOLOGIES INC
EP-2023-10830 | 2023-12-04 | 312 MAIN STREET, Vancouver, BC V6A 2T2 | Electrical Permit | Commercial | NULL | Issued | Annual / Operating - ANNUAL OPERATING PERMIT Renewal of EP-2022-10410 Valid: Dec 3, 2023 to Dec 2, 2024 | Bemister Electric Ltd.
GP-2022-01084 | 2022-04-06 | 6162 MARGUERITE STREET, Vancouver, BC V6M 3L3 | Gas Permit | Residential | Renovation - Dwelling Unit(s) only | Completed | Residential - Installing furnace | Reid Brothers Plumbing & Heating Ltd
GP-2023-03637 | 2023-11-21 | 1188 MATTHEWS AVENUE, Vancouver, BC V6H 1W4 | Gas Permit | Residential | Tenant Improvement | Issued | Residential - 1 Range re/re EXCHANGE OF OLD GAS RANGE FOR A NEW RANGE | Coal Harbour Mechanical Ltd
GP-2022-02166 | 2022-08-08 | 1239 MATTHEWS AVENUE, Vancouver, BC V6H 1W5 | Gas Permit | Residential | Renovation | Completed | Residential - Replace 2 heating boilers for main house ONLY not for greenhouse (there are no BP for Greenhouse yet only DE419295 | GASB.SKILLPLUS MECHANICAL AND HEATING INC
PP-2022-00926 | 2022-03-18 | 1354 MATTHEWS AVENUE, Vancouver, BC V6H 1W8 | Plumbing Permit | Residential | Addition | Completed | Residential - Underground sanitary drainage for pool equipment Exterior alterations to add approximately 83 sq.ft addition to the existing garage for mechanical equipment, a new 36' by 20' swimming pool with a 7' by 11' hot tub, re/re of fencing, add new landscape, and reconfigure hardscape at the rear of this existing one-family dwelling. | Westrim Plumbing & Heating Ltd
GP-2022-00856 | 2022-03-21 | 1354 MATTHEWS AVENUE, Vancouver, BC V6H 1W8 | Gas Permit | Residential | Addition | Completed | Residential - Underground gas line from gas meter to pool mechanical room in backyard. Exterior alterations to add approximately 83 sq.ft addition to the existing garage for mechanical equipment, a new 36' by 20' swimming pool with a 7' by 11' hot tub, re/re of fencing, add new landscape, and reconfigure hardscape at the rear of this existing one-family dwelling. | Westrim Plumbing & Heating Ltd
EP-2022-06247 | 2022-07-26 | 1354 MATTHEWS AVENUE, Vancouver, BC V6H 1W8 | Electrical Permit | Residential | Renovation | Completed | Installation / Repair - Residential - To continue the work started by others (EP-2021-08715) Complete custom pool and hot tub wiring. -No this does not affect the service. The bonding was only partially completed. I have to continue it not the equipment room and terminate. >BP: Exterior alterations to add approximately 83 sq.ft addition to the existing garage for mechanical equipment, a new 36' by 20' swimming pool with a 7' by 11' hot tub, re/re of fencing, add new landscape, and reconfigure hardscape at the rear of this existing one-family dwelling. Related HAP permit on DP-2019-00262 Ok for Field Review per Kim Vogt, April 14th, 2021 Note to DBI: Please arrange for electrical inspector to attend field review. Note: - Pool to be fully fenced/enclosed (minimum 4'-00") and all gates and doors are to be equipped with locks and self-closing devices. - (The sound level of the mechanical equipment shall comply with the Noise Control By-law #6555.) Noise emanating from mechanical equipment (e.g., air conditioning units, exhaust equipment, generators, etc.) is required to conform to Vancouver By-law No. 6555 regulating Noise or Sound. (Note: Air conditioning units are not to exceed a noise level of 55 db during the daytime and 45 db at night.) Schedule B Structural & Geotechnical (permanent) submitted per B. Klarich, 604-619-8875 | ACS ELECTRICAL LTD
EP-2022-08747 | 2022-10-14 | 1399 MATTHEWS AVENUE, Vancouver, BC V6H 1W7 | Electrical Permit | Residential | New | Expired | Temporary Power - Residential - To provide temporary power. | Fairley Electric Ltd
EP-2023-05836 | 2023-06-28 | 1399 MATTHEWS AVENUE, Vancouver, BC V6H 1W7 | Electrical Permit | Residential | New | Issued | Temporary Power - Residential - To provide temporary power. AMEND: OCT 23/2023 Please amend permit to a 100A 240V 1 phase service instead of the 200A. | Fairley Electric Ltd
GP-2022-03261 | 2022-10-21 | 1475 MATTHEWS AVENUE, Vancouver, BC V6H 1W7 | Gas Permit | Residential | Renovation | Completed | Residential - Dear Sir/Maam, On 2022-09-21 Gas fitter has replaced Gas Cooktop and Gas Range, Photographs of this work is attached for ready reference. Thanks | Fast Track Appliances Ltd
GP-2023-03655 | 2023-11-23 | 1495 MATTHEWS AVENUE, Vancouver, BC V6H 1W7 | Gas Permit | Residential | Renovation | Issued | Residential - 1 Boiler system & 1 Range Install >BP: Interior alteration to this existing SFD. Removal and repair of rot in multiple locations through out the house. Remediate leaking roof and windows. Repair and replace existing services. Reinstate finishes through out the house. | Matthew Ogley
PP-2023-03379 | 2023-10-10 | 1495 MATTHEWS AVENUE, Vancouver, BC V6H 1W7 | Plumbing Permit | Residential | Renovation | Issued | Residential - Full house reno. plumbing and domestic water repipe new mechanical room with boiler and indirect tank for domestic water. heat exchanger for swimming pool system.. >BP: Interior alteration to this existing SFD. Removal and repair of rot in multiple locations through out the house. Remediate leaking roof and windows. Repair and replace existing services. Reinstate finishes through out the house. Sprinkler system required: NFPA 13D | Royal T Plumbing Heating and Gas Ltd
EP-2022-00467 | 2022-01-24 | 1625 MATTHEWS AVENUE, Vancouver, BC V6J 2T1 | Electrical Permit | Residential | New | Expired | Temporary Power - Residential - To provide temporary power. EP-2021-00064: Expired Valid 01/24/2022 until 01/23/2023 | SS Electrical Limited
EP-2022-00738 | 2022-02-02 | 1625 MATTHEWS AVENUE, Vancouver, BC V6J 2T1 | Electrical Permit | Residential | New | Issued | Installation / Repair - Residential - low voltage wiring and smart home >BP: 2.5 STOREY 1FD + DETACHED GARAGE Building Permit for DP-2017-00569 To develop a two storey and a half plus basement, one-family dwelling (1,397,330.00) with a detached accessory building at the rear ($10,000), providing three (3) parking spaces having vehicular access Matthew Avenue. 1. No Strata Titling permitted 2. A/C Unit proposed in rear yard 3. Bar sink located in Basement 4. Rev #2 and Rev #3: Schedule B: Zhanchao Zhao, P.Eng. (604.526-1305) Structural & Geotechnical 5. BC Housing- Big Tree Construction Ltd. 604-266-2278 This is a 2.5 storey building pursuant to the Zoning and Development By-Law ******THIS PERMIT HAS BEEN ISSUED UNDER THE REQUIREMENTS OF VBBL 2014 AND THE GREEN HOMES PROGRAM****** "Combustible projections or roof soffits on an exposing building face shall not project to less than .45m from the property line and shall be in compliance with VBBL 2014 9.10.15.5.(9) The entire building, INCLUDING THE ATTACHED GARAGE (if applicable), to be sprinklered to NFPA 13D. Principle Dwelling: 1625 Matthews Avenue | Ema Electric Ltd
GP-2022-00867 | 2022-03-21 | 1625 MATTHEWS AVENUE, Vancouver, BC V6J 2T1 | Gas Permit | Residential | New | Issued | Residential - INSTALL 1 GAS FIREPLACE IN NEW HOME CONSTRUCTION, BASIC UP AND OUT THE WALL | The LM Fireplace Warehouse Ltd.
PP-2023-03305 | 2023-09-18 | 1625 MATTHEWS AVENUE, Vancouver, BC V6J 2T1 | Plumbing Permit | Residential | New | Completed | Residential - Install one outside backflow preventer for lawn irrigation. | Jing-Hua Landscaping & Gardening
EP-2022-07509 | NULL | 5288 MELBOURNE STREET, Vancouver, BC V5R 6E6 | Electrical Permit | Commercial | Tenant Improvement | Withdrawn | Installation / Repair - Commercial - Voluntary upgrade of existing fire alarm system as per Bulletin 2018-004-BU/EL Option 1 - C Replace amplifiers in the existing cabinet with new digital amplifiers. Add new cabinet above existing amplifier cabinet for new distribution amplifier. Replace the amplifier transformers with new transformers (Which already exist in the cabinet). Connect all the amplifiers from the existing fire alarm panel. Assist Viking with complete verification of the FA panel in conformance with CAN/ULC-S561 | Sasco Contractors Ltd
GP-2023-03170 | 2023-10-20 | 1645 MARPOLE AVENUE, Vancouver, BC V6J 2S2 | Gas Permit | Residential | Tenant Improvement | Completed | Residential - Combie boiler replacement | All West Heating Ltd
GP-2024-00115 | 2024-01-15 | 1652 MARPOLE AVENUE, Vancouver, BC V6J 2S1 | Gas Permit | Residential | Renovation | Issued | Residential - REMOVE AND REINSTALL GAS INSERT | The LM Fireplace Warehouse Ltd.
PP-2022-02250 | 2022-06-27 | 2687 MCBAIN AVENUE, Vancouver, BC V6L 2C7 | Plumbing Permit | Residential | Renovation | Completed | Residential - supply and install new plumbing dwv, water piping and fixtures in this house >Interior/Exterior alterations to this existing one family dwelling and to change of use from one family dwelling to one family dwelling with secondary suite. Scope of work to include: add second floor, sundeck at rear, porch in front and add 3 foot on west side of main floor. Addressing notes: #1-2687 Mcbain Av - One Family Dwelling (1st & 2nd floor, west portion of basement) #2-2687 Mcbain Av - Secondary Suite (east portion of basement) Address and suite numbers assigned as per approved plans for Fire and Emergency response. The address numbers are to be posted on the building to be visible from the street and the suite numbers are to be posted at the suite entries in accordance with the Building By-law prior to final inspection. Notes: - No strata-titling will be permitted. - This is a two-storey building pursuant to the Zoning and Development By-law. - An annual Vancouver Business License must be obtained prior to the rental of this approved one-family dwelling and/or secondary suite on this site. - Letters of assurance by J Allester 604.228.0518 ENTIRE BUILDING TO BE SPRINKLERED TO NFPA 13D REQUIREMENTS | J&L Enterprises Ltd.
EP-2022-08926 | 2022-10-25 | 2687 MCBAIN AVENUE, Vancouver, BC V6L 2C7 | Electrical Permit | Residential | Addition | Completed | Installation / Repair - Residential - Full gut renovation with top floor addition. Full re-wire. Basement suite and new 2 car garage. Circuits to appliances, electric baseboard in suite. New 200A service with double meter base. -Increase of service from 100A to 200A overhead service. >BP: Interior/Exterior alterations to this existing one family dwelling and to change of use from one family dwelling to one family dwelling with secondary suite. Scope of work to include: add second floor, sundeck at rear, porch in front and add 3 foot on west side of main floor. Notes: - No strata-titling will be permitted. - This is a two-storey building pursuant to the Zoning and Development By-law. - An annual Vancouver Business License must be obtained prior to the rental of this approved one-family dwelling and/or secondary suite on this site. - Letters of assurance by J Allester 604.228.0518 ENTIRE BUILDING TO BE SPRINKLERED TO NFPA 13D REQUIREMENTS | F & S Electrical Ltd
GP-2022-03056 | 2022-10-12 | 2687 MCBAIN AVENUE, Vancouver, BC V6L 2C7 | Gas Permit | Residential | Addition | Completed | Residential - 2 Gas fireplaces installation >BP: Interior/Exterior alterations to this existing one family dwelling and to change of use from one family dwelling to one family dwelling with secondary suite. Scope of work to include: add second floor, sundeck at rear, porch in front and add 3 foot on west side of main floor. | Vaglio Fireplace LTD
GP-2023-00247 | 2023-01-20 | 2687 MCBAIN AVENUE, Vancouver, BC V6L 2C7 | Gas Permit | Residential | Renovation | Completed | Residential - 1FD+SS - #1 & #2 - installing gas system for on demand two fireplaces piping only ,wok and bbq >BP: Interior/Exterior alterations to this existing one family dwelling and to change of use from one family dwelling to one family dwelling with secondary suite. Scope of work to include: add second floor, sundeck at rear, porch in front and add 3 foot on west side of main floor. AMEND: JULY 12/2023 ADD FIRE PIT LINE @ 60,000 BTU | SOUTHSIDE GAS SERVICES LTD
SP-2023-00134 | 2023-01-24 | 2687 MCBAIN AVENUE, Vancouver, BC V6L 2C7 | Sprinkler Permit | Residential | New | Completed | Residential - Installation of new fire sprinkler system >BP: Interior/Exterior alterations to this existing one family dwelling and to change of use from one family dwelling to one family dwelling with secondary suite. Scope of work to include: add second floor, sundeck at rear, porch in front and add 3 foot on west side of main floor. ENTIRE BUILDING TO BE SPRINKLERED TO NFPA 13D REQUIREMENTS | Fire Busters Inc
MP-2023-01009 | 2023-06-05 | 2687 MCBAIN AVENUE, Vancouver, BC V6L 2C7 | Mechanical Permit | NULL | NULL | Completed | NULL | PHOENIX HVAC SERVICES LTD
EP-2023-00805 | 2023-01-31 | 2687 MCBAIN AVENUE, Vancouver, BC V6L 2C7 | Electrical Permit | Residential | New | Completed | Installation / Repair - Residential - Data wiring >BP: Interior/Exterior alterations to this existing one family dwelling and to change of use from one family dwelling to one family dwelling with secondary suite. Scope of work to include: add second floor, sundeck at rear, porch in front and add 3 foot on west side of main floor. Notes: - No strata-titling will be permitted. - This is a two-storey building pursuant to the Zoning and Development By-law. - An annual Vancouver Business License must be obtained prior to the rental of this approved one-family dwelling and/or secondary suite on this site. - Letters of assurance by J Allester 604.228.0518 ENTIRE BUILDING TO BE SPRINKLERED TO NFPA 13D REQUIREMENTS Revision # 2 - added heat pump to rear | LVT Installations
PP-2022-00672 | 2022-02-28 | 2687 MCBAIN AVENUE, Vancouver, BC V6L 2C7 | Plumbing Permit | Residential | Renovation | Completed | Residential - 1FD+SS - #1 & #2 - 100 feet of piping and 1 gravity semp Interior/Exterior alterations to this existing one family dwelling and to change of use from one family dwelling to one family dwelling with secondary suite. Scope of work to include: add second floor, sundeck at rear, porch in front and add 3 foot on west side of main floor. >>>>>>> Amend: May 30th -Upgrade to two sumps and install a lift pump -Engineering Assurance letter will be submitted with the District Inspector on the site | PGC Enterprises Ltd
EP-2022-03381 | 2022-04-27 | 2696 MCBAIN AVENUE, Vancouver, BC V6L 2C9 | Electrical Permit | Residential | Renovation | Completed | Installation / Repair - Residential - Increase the electrical service from 100A 240/120V 1 phase to 200A 240/120V 1 phase, Overhead installation. | Key Connect Technology Ltd
GP-2023-01949 | 2023-06-28 | 6249 MCCLEERY STREET, Vancouver, BC V6N 1G3 | Gas Permit | Residential | Renovation | Issued | Residential - 1 Furnace If work on this site could lead to the disturbance of soil advise applicant to contact the Provincial Archeology Branch at 250-953-3334 for necessary permits. | Paolo's Plumbing & Heating Ltd
EP-2023-09299 | 2023-10-30 | 6283 MCCLEERY STREET, Vancouver, BC V6N 1G3 | Electrical Permit | Residential | New | Issued | Installation / Repair - Residential - Wire new home with suite >BP: To construct a 2 storey + basement one-family dwelling with a secondary suite located in the basement with an existing surface parking, at the rear providing 2 parking spaces, having vehicular access from the lane. Note: If the scope of work could in any way involve soil disturbance: Do not issue this permit unless you have ensured there will be ‘No soil disturbance’ or that clearance has been obtained from the Provincial Archeology Branch, First Nations and CoV Archeologist. The entire building, INCLUDING THE ATTACHED GARAGE (if applicable), to be sprinklered to NFPA 13D. ******THIS PERMIT HAS BEEN ISSUED UNDER THE REQUIREMENTS OF VBBL #12511 (2019)****** If work on this site could lead to the disturbance of soil advise applicant to contact the Provincial Archeology Branch at 250-953-3334 for necessary permits. In addition, please be advised that reports from an Archeologist (AIA, AOA) and permits from the First Nations may be necessary prior to the release of your City of Vancouver permits. | Penbro Enterprises Ltd
PP-2023-03942 | 2023-11-08 | 6283 MCCLEERY STREET, Vancouver, BC V6N 1G3 | Plumbing Permit | Residential | New | Issued | Residential - 1 x outside gravity sump 1 x outside sump with pumps Engineering Assurance letter will be submitted to the Plumbing Inspector on the site. Letter shall conform to the requirements of Vancouver Bulletin 2000-008-EL/PL. Note: There is always a possibility of previously unknown archaeological materials to be present. In British Columbia, all archaeological sites, whether on Provincial Crown or private land (including land under water) that are known, or unknown and suspected to predate AD 1846, are automatically protected under the Provincial Heritage Conservation Act (HCA) and must not be altered in any way without the appropriate authorizations. Alteration of any archaeological site known or as-yet unidentified is a violation of the HCA. If archaeological materials are found, at any stage of ground disturbance, all work on the property must stop immediately and the Provincial Archaeological Branch, City of Vancouver and local First Nations, must be notified.” | J & R Excavation & Demolition Ltd.
EP-2023-07399 | 2023-08-15 | 6283 MCCLEERY STREET, Vancouver, BC V6N 1G3 | Electrical Permit | Residential | New | Issued | Temporary Power - Residential - To provide temporary power. If work on this site could lead to the disturbance of soil advise applicant to contact the Provincial Archeology Branch at 250-953-3334 for necessary permits. In addition, please be advised that reports from an Archeologist (AIA, AOA) and permits from the First Nations may be necessary prior to the release of your City of Vancouver permits. | Penbro Enterprises Ltd
GP-2022-03721 | 2022-11-24 | 6330 MCCLEERY STREET, Vancouver, BC V6N 1G6 | Gas Permit | Residential | Renovation | Completed | Residential - replaced water tank >If work on this site could lead to ground disturbance (impacting soil) advise applicant to contact the Provincial Archaeology Branch at 250-953-3334 for a list of archaeological consultants, who when retained by the proponent, will apply on the proponent’s behalf for the necessary archaeological permits. In addition, please be advised that reports from an Archaeologist (Archaeological Overview Assessment (AOA) or Archaeological Impact Assessment (AIA) reports) and archaeological/heritage inspection permits from the First Nations may be necessary prior to the release of your City of Vancouver permits. | BNA Systems Inc and/or Kirkland Metal Shop Ltd
GP-2022-04106 | 2022-12-22 | 6349 MCCLEERY STREET, Vancouver, BC V6N 1G5 | Gas Permit | Residential | Renovation | Issued | Residential - Mechanical Room Interior alterations to provide improvements by renovating the kitchens in all the units of this multiple dwelling building on this site NO GROUND DISTURBANCE - any ground disturbance may be in contravention to the Heritage Conservation Act and will require appropriate permits and clearances from the Provincial Archaeology Branch, First Nations and the City of Vancouver. If work on this site could lead to ground disturbance (impacting soil) advise applicant to contact the Provincial Archaeology Branch at 250-953-3334 for a list of archaeological consultants, who when retained by the proponent, will apply on the proponent’s behalf for the necessary archaeological permits. In addition, please be advised that reports from an Archaeologist (Archaeological Overview Assessment (AOA) or Archaeological Impact Assessment (AIA) reports) and archaeological/heritage inspection permits from the First Nations may be necessary prior to the release of your City of Vancouver permits. | Vancity Plumbing & Heating Ltd
GP-2022-02159 | 2022-07-25 | 6349 MCCLEERY STREET, Vancouver, BC V6N 1G5 | Gas Permit | Residential | Renovation | Issued | Residential - Installation of a fireplace with required venting up and over | Mainland Fireplaces Inc
EP-2022-08311 | 2022-10-26 | 6349 MCCLEERY STREET, Vancouver, BC V6N 1G5 | Electrical Permit | Residential | Renovation | Expired | Temporary Power - Residential - To provide temporary power. | Troico Home Solutions & Manufacturing Inc
PP-2023-02453 | 2023-07-18 | 6349 MCCLEERY STREET, Vancouver, BC V6N 1G5 | Plumbing Permit | Residential | Renovation | Stop Work | Residential - Bathrooms, kitchen laundry >BP: Exterior and interior alterations to provide residential improvements to this existing single detached building at this site. Scope of work includes: 1) Re & Re of all exterior windows and doors 2) re & re of bathroom and kitchen 3) Removal of all drywall and upgrade exterior walls to effective R22 insulation. “There is always a possibility of previously unknown archaeological materials to be present. In British Columbia, all archaeological sites, whether on Provincial Crown or private land (including land under water) that are known, or unknown and suspected to predate AD 1846, are automatically protected under the Provincial Heritage Conservation Act (HCA) and must not be altered in any way without the appropriate authorizations. Alteration of any archaeological site known or as-yet unidentified is a violation of the HCA. If archaeological materials are found, at any stage of ground disturbance, all work on the property must stop immediately and the Provincial Archaeological Branch, City of Vancouver and local First Nations, must be notified.” | Vancity Plumbing & Heating Ltd
EP-2023-06847 | 2023-08-01 | 6349 MCCLEERY STREET, Vancouver, BC V6N 1G5 | Electrical Permit | Residential | Renovation | Stop Work | Installation / Repair - Residential - FULL HOME RENOVATION WITH NEW LIGHTING PLAN AND NEW APPLIANCE OUTLETS THROUGHOUT ( CF-2022-009584) >BP: Exterior and interior alterations to provide residential improvements to this existing single detached building at this site. Scope of work includes: 1) Re & Re of all exterior windows and doors 2) re & re of bathroom and kitchen 3) Removal of all drywall and upgrade exterior walls to effective R22 insulation. Exterior siding to match existing. If work on this site could lead to ground disturbance (impacting soil) advise applicant to contact the Provincial Archaeology Branch at 250-953-3334 for a list of archaeological consultants, who when retained by the proponent, will apply on the proponent’s behalf for the necessary archaeological permits. In addition, please be advised that reports from an Archaeologist (Archaeological Overview Assessment (AOA) or Archaeological Impact Assessment (AIA) reports) and archaeological/heritage inspection permits from the First Nations may be necessary prior to the release of your City of Vancouver permits | Troico Home Solutions & Manufacturing Inc
SP-2023-01304 | 2023-07-19 | 6349 MCCLEERY STREET, Vancouver, BC V6N 1G5 | Sprinkler Permit | Residential | New | Stop Work | Residential - Installation of new fire sprinkler system >BP: Exterior and interior alterations to provide residential improvements to this existing single detached building at this site. Scope of work includes: 1) Re & Re of all exterior windows and doors 2) re & re of bathroom and kitchen 3) Removal of all drywall and upgrade exterior walls to effective R22 insulation. | Fire Busters Inc
PP-2023-00424 | 2023-06-05 | 6349 MCCLEERY STREET, Vancouver, BC V6N 1G5 | Plumbing Permit | Residential | Renovation | Stop Work | Residential - **HOMEOWNER PERMIT*** DRAIN TILE RE AND RE CF-2022-009584: >BP: Exterior and interior alterations to provide residential improvements to an existing single detached building at this site. Scope of work includes: 1) Re & Re of all exterior windows and doors 2) re & re of bathroom and kitchen 3) Removal of all drywall and upgrade exterior walls to effective R22 insulation. Exterior siding to match existing. Note: There is always a possibility of previously unknown archaeological materials to be present. In British Columbia, all archaeological sites, whether on Provincial Crown or private land (including land under water) that are known, or unknown and suspected to predate AD 1846, are automatically protected under the Provincial Heritage Conservation Act (HCA) and must not be altered in any way without the appropriate authorizations. Alteration of any archaeological site known or as-yet unidentified is a violation of the HCA. If archaeological materials are found, at any stage of ground disturbance, all work on the property must stop immediately and the Provincial Archaeological Branch, City of Vancouver and local First Nations, must be notified.” Archaeological approval from the Province is not required at this time but the applicant should know that if cultural materials are encountered at any time of ground disturbance, all work must stop and they must reach out to the Province for the necessary approvals before continuing. July 6/2023-AMEND Per Inspector, please amend permit to add two sumps | NULL
MP-2023-01476 | 2023-08-28 | 6349 MCCLEERY STREET, Vancouver, BC V6N 1G5 | Mechanical Permit | NULL | NULL | Stop Work | NULL | JJ&A Mechanical LTD
PP-2023-03289 | NULL | 6349 MCCLEERY STREET, Vancouver, BC V6N 1G5 | Plumbing Permit | Residential | New | Application Incomplete | Residential - Installing one draintile sump and one rainwater leader sump | BAJ MINI-EXCAVATING
GP-2023-02606 | 2023-09-11 | 6349 MCCLEERY STREET, Vancouver, BC V6N 1G5 | Gas Permit | Residential | New | Stop Work | Residential - to install 1 boiler 1 range 2 fireplace 3 bbq fireplace piping only >BP: Exterior and interior alterations to provide residential improvements to this existing single detached building at this site. Scope of work includes: 1) Re & Re of all exterior windows and doors 2) re & re of bathroom and kitchen 3) Removal of all drywall and upgrade exterior walls to effective R22 insulation. If work on this site could lead to ground disturbance (impacting soil) please contact the Provincial Archaeology Branch at 250-953-3334 for a list of archaeological consultants. | Symbolistic Heating Ltd
GP-2023-03440 | NULL | 6350 MCCLEERY STREET, Vancouver, BC V6N 1G6 | Gas Permit | Residential | Renovation | Withdrawn | Residential - 1 Gas fireplace installation **If work on this site could lead to ground disturbance (impacting soil) please to contact the Provincial Archaeology Branch at 250-953-3334** | 496302 BC Ltd
GP-2023-03322 | NULL | 6350 MCCLEERY STREET, Vancouver, BC V6N 1G6 | Gas Permit | Residential | Renovation | Withdrawn | Residential - Gas fireplace installation | 496302 BC Ltd
EP-2022-02801 | 2022-05-03 | 6350 MCCLEERY STREET, Vancouver, BC V6N 1G6 | Electrical Permit | Residential | Renovation | Completed | Installation / Repair - Residential - New 200amp Service Upgrade -Car charger will be a future install just providing a rough in while wall is open. If work on this site could lead to ground disturbance (impacting soil) advise applicant to contact the Provincial Archaeology Branch at 250-953-3334 for a list of archaeological consultants, who when retained by the proponent, will apply on the proponent’s behalf for the necessary archaeological permits. In addition, please be advised that reports from an Archaeologist (Archaeological Overview Assessment (AOA) or Archaeological Impact Assessment (AIA) reports) and archaeological/heritage inspection permits from the First Nations may be necessary prior to the release of your City of Vancouver permits. | Castle Electric Inc
GP-2023-03280 | 2023-10-30 | 6465 MCCLEERY STREET, Vancouver, BC V6N 1G5 | Gas Permit | Residential | Tenant Improvement | Issued | Residential - Re and Re Furnace | Moore & Russell Heating Ltd
GP-2022-01393 | 2022-05-05 | 4990 MCGEER STREET, Vancouver, BC V5R 6C1 | Gas Permit | Commercial | Tenant Improvement | Expired | Commercial - Re & Re of 2 Gas Dryers | Spears Sales & Service Ltd
EP-2022-01777 | 2022-03-09 | 2254 MCGILL STREET, Vancouver, BC V5L 1C4 | Electrical Permit | Commercial | Renovation - Dwelling Unit(s) only | Completed | Installation / Repair - Commercial - To replace main breaker in meter stack for unit #101 | V & N Electric Ltd
EP-2023-00762 | 2023-02-01 | 2277 MCGILL STREET, Vancouver, BC V5L 1C3 | Electrical Permit | Commercial | Renovation | Completed | Installation / Repair - Commercial - Parkade Lighting Replacement | Harbourview Electric Ltd
EP-2022-09537 | 2022-11-10 | 2630 MAIN STREET, Vancouver, BC V5T 3E6 | Electrical Permit | Commercial | Renovation | Completed | Installation / Repair - Commercial - Re and Re outlets | Electric1 Power and Lighting Corp
EP-2023-03721 | 2023-05-01 | 2642 MAIN STREET, Vancouver, BC V5T 3E6 | Electrical Permit | Commercial | Addition | Completed | Installation / Repair - Commercial - Low voltage installation of CCTV system | Telus Custom Security Systems Inc
GP-2023-00399 | 2023-02-03 | 5583 MACKENZIE STREET, Vancouver, BC V6N 1H1 | Gas Permit | Residential | Renovation | Completed | Residential - furnace r and r | Eaton's Heating Ltd
GP-2023-03664 | 2023-11-21 | 5594 MACKENZIE STREET, Vancouver, BC V6N 1H2 | Gas Permit | Residential | Renovation | Issued | Residential - Decommission and remove old gas furnace and install new furnace. | Ashton Service Group/Ashton Mechanical Ltd.
EP-2023-07026 | 2023-08-03 | 3950 MAIN STREET, Vancouver, BC V5V 3P2 | Electrical Permit | Commercial | Tenant Improvement | Completed | Installation / Repair - Commercial - Install track light, wall sconce, remove old plug and replace new plug for counter, install 2 hanging light, provide power for the neon sign. | JDM ELECTRICAL LTD
PP-2023-03624 | 2023-10-16 | 4095 MAIN STREET, Vancouver, BC V5V 3P5 | Plumbing Permit | Commercial | New | Completed | Commercial - Installation of 1/2" DCVA BFP | Ainsworth Inc
PP-2023-01025 | 2023-03-24 | 4158 MAIN STREET, Vancouver, BC V5V 3P7 | Plumbing Permit | Commercial | Addition | Completed | Commercial - Addition of 3 sinks and 1 washer/dryer unit | STEVESTON PLUMBING/Darya Nokiani
EP-2023-04277 | 2023-05-23 | 4038 MAPLE CRESCENT, Vancouver, BC V6J 4B2 | Electrical Permit | Residential | Addition | Issued | Installation / Repair - Residential - Installation of security system | ADT Security Services Canada Inc
GP-2023-02502 | 2023-08-28 | 4152 MAPLE CRESCENT, Vancouver, BC V6J 4B2 | Gas Permit | Residential | Renovation | Issued | Residential - Decommission old furnace and install new furnace and AC unit. | Ashton Service Group/Ashton Mechanical Ltd.
GP-2022-03352 | 2022-10-28 | 4470 MAPLE CRESCENT, Vancouver, BC V6J 4B3 | Gas Permit | Residential | Renovation | Completed | Residential - Two Hot Water Tanks Replacement | Hillcrest Plumbing & Heating (1991) Ltd
NULL | NULL | 1109 MAPLE STREET, Vancouver, BC V6J 3R7 | Plumbing Permit | Commercial | New | Withdrawn | Commercial - to install a DCVA for lawn irrigation | University Sprinkler Systems Incorporated
PP-2022-00809 | 2022-03-10 | 1109 MAPLE STREET, Vancouver, BC V6J 3R7 | Plumbing Permit | Residential | New | Completed | Residential - Install DCVA for lawn irrigation To permit exterior and interior alterations to this existing One Family Dwelling on this corner with lane site. Scope to Include: Remove and replace all exterior windows, no size changes. Interior layout changes to kitchen and addition of entry closet, layout change to second floor and updates to bathrooms, new finishes throughout, including construction of glass guardrails along upper stairway | University Sprinkler Systems Incorporated
EP-2023-08017 | 2023-09-05 | 1651 MATTHEWS AVENUE, Vancouver, BC V6J 2T1 | Electrical Permit | Residential | Addition | Issued | Installation / Repair - Residential - Upgrade existing 100amp service to new 400amp service on private pole located South east corner of property. Install combo 400amp meter on pole and underground to house; new 400 amp panel replacing aging electrical setup. Tie in all existing branch circuits to new panel. | Balsam Electric Ltd
NULL | NULL | 1690 MATTHEWS AVENUE, Vancouver, BC V6J 2T2 | Mechanical Permit | NULL | NULL | Withdrawn | NULL | Just Mechanical Ltd
NULL | NULL | 1690 MATTHEWS AVENUE, Vancouver, BC V6J 2T2 | Mechanical Permit | NULL | NULL | Withdrawn | NULL | Just Mechanical Ltd
EP-2022-04403 | 2022-05-26 | 3410 MARPOLE AVENUE, Vancouver, BC V6J 2S1 | Electrical Permit | Residential | New | Expired | Temporary Power - Residential - To provide temporary power. | Kuban Electric Ltd
EP-2022-08164 | 2022-09-27 | 3410 MARPOLE AVENUE, Vancouver, BC V6J 2S1 | Electrical Permit | Residential | New | Issued | Installation / Repair - Residential - 600A underground home electrical service Building Permit for DP-2018-01076 A new two-and-one-half-storey plus cellar one-family dwelling, and a separate detached accessory building (2 car garage) at the East side of the property, having vehicular site-access from fronting street (Marpole Avenue) | Kuban Electric Ltd
PP-2022-03942 | 2022-11-02 | 3410 MARPOLE AVENUE, Vancouver, BC V6J 2S1 | Plumbing Permit | Residential | New | Issued | Residential - 1x outside gravity sump | J & R Excavation & Demolition Ltd.
EP-2023-04894 | 2023-06-01 | 3410 MARPOLE AVENUE, Vancouver, BC V6J 2S1 | Electrical Permit | Residential | Renovation | Issued | Temporary Power - Residential - To provide temporary power. | Kuban Electric Ltd
MP-2023-00938 | 2023-05-29 | 3410 MARPOLE AVENUE, Vancouver, BC V6J 2S1 | Mechanical Permit | NULL | NULL | Issued | NULL | Tap Roots Plumbing and Heating Ltd
PP-2023-00569 | 2023-02-16 | 3410 MARPOLE AVENUE, Vancouver, BC V6J 2S1 | Plumbing Permit | Residential | New | Issued | Residential - Supply & Install all plumbing & drainage >BP: Building Permit for DP-2018-01076 A new two-and-one-half-storey plus cellar one-family dwelling, and a separate detached accessory building (2 car garage) at the East side of the property, having vehicular site-access from fronting street (Marpole Avenue). | Tap Roots Plumbing and Heating Ltd
SP-2023-01477 | 2023-08-11 | 3410 MARPOLE AVENUE, Vancouver, BC V6J 2S1 | Sprinkler Permit | Residential | New | Issued | Residential - installation of a new fire sprinkler system. -Building to be sprinklered to NFPA 13D requirements. >BP: Building Permit for DP-2018-01076 A new two-and-one-half-storey plus cellar one-family dwelling, and a separate detached accessory building (2 car garage) at the East side of the property, having vehicular site-access from fronting street (Marpole Avenue). Revision #1: 1. Lower floor: Revise stair design and remove storage room under the stairs, add safe room, relocate window in laundry room, and add new window in gym room by the window well. 2. Main floor: Change layout of covered patio at south side, revise stair design, add screen partition to foyer, rename library to living room, change the pocket door design and curve the corners of the room, relocate powder room to south side by the den, revise archway in dining room, revise fridge/freezer location, relocate wok kitchen and its window and cabinetry door, relocate window in pantry, and relocate window in mud room. 3. Upper floor: Add glass roof to covered porch on south side, change roof at east side, revise stair design, revise open-to-below area and pocket door to kids' study room, revise double door and add wet bar by entry area to master bedroom #1, revise master ensuite layout #1, revise entry door location and closet in master bedroom #2, revise ensuite to master bedroom #2, revise entry door location and closet size to bedroom #2, revise bathroom #2 layout, relocate closet in bedroom #3, and revise bathroom layout and add new window to bathroom #3. >>work description continued in the specifics location | CENTRE LINE FIRE SPRINKLERS LTD
EP-2023-08247 | 2023-09-13 | 3410 MARPOLE AVENUE, Vancouver, BC V6J 2S1 | Electrical Permit | Residential | New | Issued | Installation / Repair - Residential - Low Voltage wiring installation for Alarm System, AudioVIdeo, Wifi, Telephone and Home Automation and Network. >BP: Building Permit for DP-2018-01076 A new two-and-one-half-storey plus cellar one-family dwelling, and a separate detached accessory building (2 car garage) at the East side of the property, having vehicular site-access from fronting street (Marpole Avenue). Amend: Sept 18, 2023 Entered incorrect value of Installation ($190,791.00 ) on application. Requesting to change the to $ 26,000.00 | Graytek Solutions Ltd
GP-2023-02710 | 2023-09-15 | 3410 MARPOLE AVENUE, Vancouver, BC V6J 2S1 | Gas Permit | Residential | New | Issued | Residential - Installation of 1 gas fireplace venting and hook up only >BP: Building Permit for DP-2018-01076 A new two-and-one-half-storey plus cellar one-family dwelling, and a separate detached accessory building (2 car garage) at the East side of the property, having vehicular site-access from fronting street (Marpole Avenue). | Urban Fireplaces Ltd
GP-2023-03445 | NULL | 3410 MARPOLE AVENUE, Vancouver, BC V6J 2S1 | Gas Permit | Residential | New | Submitted | Residential - 1 BBQ, 1 Cook top, 1 Generator & 1 Fireplace piping only to the fireplace | SOUTHSIDE GAS SERVICES LTD
EP-2022-09527 | 2022-11-09 | 3435 MARPOLE AVENUE, Vancouver, BC V6J 2S3 | Electrical Permit | Residential | New | Completed | Installation / Repair - Residential - EV charger installation: Installation into garage subpanel size: 125A. Existing Tesla charger 80a draw, 100a breaker. Dialing Tesla charger to 48A on 2p 60A breaker, installing additional Porsche charger 40A draw on 2p 50A breaker. Existing draw of EV charger: 19,200w. New installation: 21,120w. Increase of 1,920w on service. With increase load, total service draw is 83,860w @ 240 1ph = 349.416A. Dec 20/22 AMEND Please change FSR From: Lee Quesnelle, FSR B, 212702 To: Aaron Nerdahl FSR A, 229090 | Houle Electric Limited
SP-2022-01486 | 2022-09-14 | 3524 MARSHALL STREET, Vancouver, BC V5N 4S3 | Sprinkler Permit | Residential | Renovation | Completed | Residential - Add 1 sprinkler, replace all others with new. >BP: Interior and exterior alterations to provide improvements and to change the use to one-family dwelling. Scope of work includes: Interior alterations to improve layout and functionality of this one-family dwelling and to remove the suite. Minor exterior modification to the front entry to create single front door and window/sidelight. | Fire Busters Inc
EP-2022-07293 | 2022-08-30 | 3524 MARSHALL STREET, Vancouver, BC V5N 4S3 | Electrical Permit | Residential | Renovation - Dwelling Unit(s) only | Completed | Installation / Repair - Residential - 1-Change some outlets and switches 2-add and installation of washer -dryer out let in the mail floor 3-add and installation of fridge outlet in the main floor 4-change the bathroom fan for both floor 5-installation of pot lights in the both floor 6- Relocation of some switches and outlets >DB: Interior and exterior alterations to provide improvements and to change the use to one-family dwelling. Scope of work includes: Interior alterations to improve layout and functionality of this one-family dwelling and to remove the suite. Minor exterior modification to the front entry to create single front door and window/sidelight. | Pacific Total Electric Ltd
PP-2022-02103 | 2022-06-16 | 3524 MARSHALL STREET, Vancouver, BC V5N 4S3 | Plumbing Permit | Residential | Renovation | Completed | Residential - Tub and bar sink rough in wall hung toilet and vanity >BP: Interior and exterior alterations to provide improvements and to change the use to one-family dwelling. Scope of work includes: Interior alterations to improve layout and functionality of this one-family dwelling and to remove the suite. Minor exterior modification to the front entry to create single front door and window/sidelight. Structural schedule B provided by Jeff Allester | Anastase Vlassopoulos DBA Taso Services
GP-2022-01836 | 2022-06-16 | 3524 MARSHALL STREET, Vancouver, BC V5N 4S3 | Gas Permit | Residential | Renovation | Completed | Residential - Bosh high efficiency tankless heater >BP: Interior and exterior alterations to provide improvements and to change the use to one-family dwelling. Scope of work includes: Interior alterations to improve layout and functionality of this one-family dwelling and to remove the suite. Minor exterior modification to the front entry to create single front door and window/sidelight. Structural schedule B provided by Jeff Allester | Anastase Vlassopoulos DBA Taso Services
EP-2022-08052 | 2022-09-22 | 3530 MARSHALL STREET, Vancouver, BC V5N 4S3 | Electrical Permit | Residential | New | Expired | Temporary Power - Residential - To provide temporary power. | Clear Energy Solutions Inc
PP-2022-03926 | 2022-11-01 | 3530 MARSHALL STREET, Vancouver, BC V5N 4S3 | Plumbing Permit | Residential | New | Completed | Residential - New Plumbing for: >BP: To construct a 2 and Half Storey one-family dwelling ($513,000) with an attached single car garage, having vehicular access from Marshall Street. Note: This is a 2.5 storey building pursuant to the Zoning and Development By-Law 1- A/C unit proposed in the rear yard. 2- Schedule A: Marianne Amodio (778-379-9276) 3- Schedule B: Geoff Wensel, P.Eng. (778-855-2549) Structural 4- Schedule B: Marianne Amodio (778-379-9276) Architectural 5- Schedule B: Thanh Le, P.Eng. (604-421-3288) Geotechnical 6- HPO: Residential Builder – Rain City Homes Ltd. 7- The entire building, INCLUDING THE ATTACHED GARAGE (if applicable), to be sprinklered to NFPA 13D. 8- CHBA Net Zero Standard ***This permit has been issued under the VBBL 2019, with updated energy requirements as per bylaw # 12997 effective Jan 01, 2022.*** | Meridian West Mechanical Ltd
EP-2022-09215 | 2022-11-02 | 3530 MARSHALL STREET, Vancouver, BC V5N 4S3 | Electrical Permit | Residential | New | Completed | Installation / Repair - Residential - New single family home >DB: To construct a 2 and Half Storey one-family dwelling with an attached single car garage, having vehicular access from Marshall Street. Note: This is a 2.5 storey building pursuant to the Zoning and Development By-Law 1- A/C unit proposed in the rear yard. 7- The entire building, INCLUDING THE ATTACHED GARAGE (if applicable), to be sprinklered to NFPA 13D. 8- CHBA Net Zero Standard | Clear Energy Solutions Inc
PP-2022-04278 | 2022-11-29 | 3530 MARSHALL STREET, Vancouver, BC V5N 4S3 | Plumbing Permit | Residential | New | Completed | Residential - One outside sump | East West Excavating 2022 ltd
MP-2023-00782 | 2023-05-05 | 3530 MARSHALL STREET, Vancouver, BC V5N 4S3 | Mechanical Permit | NULL | NULL | Completed | NULL | BNA Systems Inc and/or Kirkland Metal Shop Ltd
SP-2023-00793 | 2023-05-05 | 3530 MARSHALL STREET, Vancouver, BC V5N 4S3 | Sprinkler Permit | Residential | New | Completed | Residential - Sprinkler system in new single family dwelling >BP: To construct a 2 and Half Storey one-family dwelling with an attached single car garage, having vehicular access from Marshall Street. Note: This is a 2.5 storey building pursuant to the Zoning and Development By-Law 1- A/C unit proposed in the rear yard. 2- Schedule A: Marianne Amodio (778-379-9276) 3- Schedule B: Geoff Wensel, P.Eng. (778-855-2549) Structural 4- Schedule B: Marianne Amodio (778-379-9276) Architectural 5- Schedule B: Thanh Le, P.Eng. (604-421-3288) Geotechnical 6- HPO: Residential Builder – Rain City Homes Ltd. 7- The entire building, INCLUDING THE ATTACHED GARAGE (if applicable), to be sprinklered to NFPA 13D. 8- CHBA Net Zero Standard | Major Fire Protection Ltd
EP-2023-07064 | 2023-08-14 | 3530 MARSHALL STREET, Vancouver, BC V5N 4S3 | Electrical Permit | Residential | New | Completed | Installation / Repair - Residential - Installation of a solar PV system with APS DS3-S microinverters. Wiring from electrical panel to rooftop performed by other electrician on previous permit and closed. Installation of 2 disconnects by meter and tie-in to panel will be performed by our electrician. All wiring, terminations, installations, and lamacoids done according to CE Code. >BP: To construct a 2 and Half Storey one-family dwelling ($513,000) with an attached single car garage, having vehicular access from Marshall Street. Note: This is a 2.5 storey building pursuant to the Zoning and Development By-Law 1- A/C unit proposed in the rear yard. 2- Schedule A: Marianne Amodio (778-379-9276) 3- Schedule B: Geoff Wensel, P.Eng. (778-855-2549) Structural 4- Schedule B: Marianne Amodio (778-379-9276) Architectural 5- Schedule B: Thanh Le, P.Eng. (604-421-3288) Geotechnical 6- HPO: Residential Builder – Rain City Homes Ltd. 7- The entire building, INCLUDING THE ATTACHED GARAGE (if applicable), to be sprinklered to NFPA 13D. 8- CHBA Net Zero Standard ***This permit has been issued under the VBBL 2019, with updated energy requirements as per bylaw # 12997 effective Jan 01, 2022.*** | Solos Energy Ltd
EP-2023-07242 | 2023-08-09 | 3531 MARSHALL STREET, Vancouver, BC V5N 4S2 | Electrical Permit | Residential | Renovation | Issued | Temporary Power - Residential - To provide temporary power. | Ozz Electric BC Inc
NULL | NULL | 3531 MARSHALL STREET, Vancouver, BC V5N 4S2 | Plumbing Permit | Residential | New | Withdrawn | Residential - Plumbing for new build duplex | Costello and Co. Plumbing Inc
NULL | NULL | 3531 MARSHALL STREET, Vancouver, BC V5N 4S2 | Gas Permit | Residential | New | Withdrawn | Residential - Gas for a new duplex | Costello and Co. Plumbing Inc
GP-2023-04072 | 2023-12-18 | 3539 MARSHALL STREET, Vancouver, BC V5N 4S2 | Gas Permit | Residential | Renovation - Dwelling Unit(s) only | Issued | Residential - A GAS FURNACE REPLACEMENT | Vanheat Services Ltd
EP-2023-03882 | 2023-05-10 | 3544 MARSHALL STREET, Vancouver, BC V5N 4S3 | Electrical Permit | Residential | Tenant Improvement | Issued | Installation / Repair - Residential - Connect AC Condensing Unit. Wiring was from an existing JB utilizing #10 CU. Unit located East corner at back of the residence. *MP-2022-00523 | Paone Electric Ltd
NULL | NULL | 3544 MARSHALL STREET, Vancouver, BC V5N 4S3 | Electrical Permit | Residential | Tenant Improvement | Withdrawn | Installation / Repair - Residential - Connect 22 MCA 230v AC Unit. | Paone Electric Ltd
MP-2022-00523 | 2022-11-04 | 3544 MARSHALL STREET, Vancouver, BC V5N 4S3 | Mechanical Permit | NULL | NULL | Completed | NULL | Lambert Plumbing & Heating Ltd
EP-2022-07428 | 2022-09-06 | 3544 MARSHALL STREET, Vancouver, BC V5N 4S3 | Electrical Permit | Residential | Renovation | Completed | Installation / Repair - Residential - - Electrical Installation: 200A Service Upgrade Install new 100 amp sub panel/ re terminate existing wires Install and terminate 100 amp sub panel breaker Run new 240 v 30 amp circuits for A/C and future EV charger Deactivate stove in the basement Troubleshoot/ Repair exterior north receptacle Note: A mechanical permit is required. I have inserted the links below for your information. https://vancouver.ca/home-property-development/mechanical-permit.aspx https://vancouver.ca/files/cov/mechanical-permit.pdf | Kato Electrical Inc
GP-2022-02431 | 2022-08-17 | 3544 MARSHALL STREET, Vancouver, BC V5N 4S3 | Gas Permit | Residential | Renovation | Completed | Residential - re/re furnace | Lambert Plumbing & Heating Ltd
EP-2023-03608 | 2023-04-26 | 5627 MELBOURNE STREET, Vancouver, BC V5R 4M1 | Electrical Permit | Residential | Tenant Improvement | Completed | Installation / Repair - Residential - Service upgrade from 100 amp to 200 amp. | GL Electric Ltd
EP-2022-00263 | 2022-01-17 | 1100 MELVILLE STREET, Vancouver, BC V6E 4A6 | Electrical Permit | Commercial | Tenant Improvement | Completed | Installation / Repair - Commercial - Demolition and Repair -Electrical demolition and repair n - moving electrical devices No service affected >BP: #510 - 5th floor Interior alterations to provide tenant improvements for a new office tenant on the 5th floor (#510) in this existing commercial building. Scope of work: Remove partitions, bulkhead and millwork. Construct new partition walls, glazing, millwork, flooring, finishes. TENANT: Archer, Cathro & Associates Limited OK for Field Review per Kim V - Oct 27/21 E2 - Lighting - Upgrade all Automatic Daylighting Controls for Toplighting (per 9.4.1.1 (f) of ASHRAE 90.1 - 2016) | Mott Electric General Partnership
PP-2022-00139 | 2022-01-18 | 1100 MELVILLE STREET, Vancouver, BC V6E 4A6 | Plumbing Permit | Commercial | Tenant Improvement | Completed | Commercial - Minor changes to existing plumbing rough-in for sink and dishwasher. #1400 - 14th floor Interior alterations to provide tenant improvements in this existing office space on the 14th floor (#1400) in this existing commercial building. Scope of work: select removal and construction of partition walls, doors, millwork, ceiling work, finishes, electrical, plumbing, mechanical and sprinklers work. TENANT Nicola Wealth Real Estate | Fred Welsh Ltd
SP-2022-00057 | 2022-01-19 | 1100 MELVILLE STREET, Vancouver, BC V6E 4A6 | Sprinkler Permit | Commercial | Tenant Improvement | Completed | Commercial - ADD AND RELOCATE 3 SPRINKLER HEADS >BP: #510 - 5th floor Interior alterations to provide tenant improvements for a new office tenant on the 5th floor (#510) in this existing commercial building. Scope of work: Remove partitions, bulkhead and millwork. Construct new partition walls, glazing, millwork, flooring, finishes. TENANT: Archer, Cathro & Associates Limited OK for Field Review per Kim V - Oct 27/21 E2 - Lighting - Upgrade all Automatic Daylighting Controls for Toplighting (per 9.4.1.1 (f) of ASHRAE 90.1 - 2016) Energy checklist is currently no longer required with your Building Permit (BP) application. Some supporting documents are still required at BP stage, specifically Envelope and HVAC, if applicable. Service Water Heating and Lighting supporting documents, if applicable, must be submitted with your related trades permits (e.g. electrical and plumbing). All energy upgrades will be checked during inspections stage. It is the applicant's responsibility to identify and note all required upgrades including energy upgrades on their BP drawings at BP stage. >*****This application does not include any of the following: 1. Not more than 20 sprinklers (add, relocate, or remove), 2. hydraulic calculations, 3. change in occupancy and /or hazard classification, 4. warehouse storage arrangements, 5. mobile compact storage arrangements, 6. alternative solutions, 7. changes to the sprinkler system supply piping (e.g. valves, mains, cross-mains, branch-lines, etc.), or 8. flexible sprinkler pipe | Priority Fire Systems Ltd
EP-2022-00777 | 2022-02-02 | 1100 MELVILLE STREET, Vancouver, BC V6E 4A6 | Electrical Permit | Commercial | NULL | Expired | Annual / Operating - Misc electrical work throughout Renewal of: EP-2021-00908 Valid: Feb. 8, 2022 - Feb. 7, 2023 | Mott Electric General Partnership
EP-2023-00884 | 2023-02-02 | 1100 MELVILLE STREET, Vancouver, BC V6E 4A6 | Electrical Permit | Commercial | NULL | Issued | Annual / Operating - Misc electrical work throughout Renewal of EP-2022-00777 Valid: Feb. 8, 2023 - Feb. 7, 2024 | Mott Electric General Partnership
EP-2023-04986 | 2023-06-06 | 1100 MELVILLE STREET, Vancouver, BC V6E 4A6 | Electrical Permit | Commercial | Addition | Completed | Installation / Repair - Commercial - Installation of backbone conduit, cabling, and two Flo core+ Level 2 EV chargers. | Mott Electric General Partnership
EP-2023-06374 | 2023-07-14 | 1100 MELVILLE STREET, Vancouver, BC V6E 4A6 | Electrical Permit | Commercial | Renovation | Issued | Installation / Repair - Commercial - Installation of class 2 circuits and devices for HVAC control system upgrade. | Ainsworth Inc
SP-2023-01376 | 2023-07-28 | 1100 MELVILLE STREET, Vancouver, BC V6E 4A6 | Sprinkler Permit | Commercial | Tenant Improvement | Completed | Commercial - Add and relocate sprinkler heads for tenant improvement. >BP: #1400 - 14th Floor (#1400 expanding to #1420) Interior alterations for an existing office tenant on the 14th floor to expand unit to #1420 (retaining #1400) becoming a full floor tenant in this existing commercial building on this site. Scope of work: Remove a portion of the demising wall to combine #1400 and #1420, remove/construct partition walls, doors, frames, expand existing lunchroom, HVAC, lighting, electrical, plumbing and mechanical work. *****This application does not include any of the following: 1. Not more than 20 sprinklers (add, relocate, or remove), 2. hydraulic calculations, 3. change in occupancy and /or hazard classification, 4. warehouse storage arrangements, 5. mobile compact storage arrangements, 6. alternative solutions, 7. changes to the sprinkler system supply piping (e.g. valves, mains, cross-mains, branch-lines, etc.), or 8. flexible sprinkler pipe. | Priority Fire Systems Ltd
EP-2023-06133 | 2023-07-10 | 1100 MELVILLE STREET, Vancouver, BC V6E 4A6 | Electrical Permit | Commercial | Renovation | Completed | Installation / Repair - Commercial - - Supply and installation of luminaires, lighting controls, and EM Lighting - Demo • reusage of existing distribution equipment • Data/Communication - Fire Alarm >BP: #1400 - 14th Floor (#1400 expanding to #1420) Interior alterations for an existing office tenant on the 14th floor to expand unit to #1420 (retaining #1400) becoming a full floor tenant in this existing commercial building on this site. Scope of work: Remove a portion of the demising wall to combine #1400 and #1420, remove/construct partition walls, doors, frames, expand existing lunchroom, HVAC, lighting, electrical, plumbing and mechanical work. TENANT: Nicola Wealth Management Ltd Letters of Assurance submitted: Schedule A and Mechanical Schedule B by R Braun, P. Eng., 778.238.2638 Electrical Schedule B by S. Nemetz, P. Eng., 604.736.6562 Building Sprinklered – Building inspector to determine on site if a separate sprinkler permit is required. Energy checklist is currently no longer required with your Building Permit (BP) application. Some supporting documents are still required at BP stage, specifically Envelope and HVAC, if applicable. Service Water Heating and Lighting supporting documents, if applicable, must be submitted with your related trades permits (e.g. electrical and plumbing). | Action Electric Ltd
SP-2022-01464 | 2022-09-08 | 1100 MELVILLE STREET, Vancouver, BC V6E 4A6 | Sprinkler Permit | Commercial | Tenant Improvement | Completed | Commercial - UNIT #1590 - 15TH FLOOR - ADD AND RELOCATE 2 SPRINKLER HEADS #1590 - 15th floor >BP: Interior alterations to provide tenant improvements in this existing office space on the 15th floor (#1590) of this existing commercial building. Scope of work: remove and relocate a demising wall to expand into a portion of #1580 and partial lighting demo. REVISION #1: area of work reduced from 1,392 sq. ft. to 1,003 sq. ft. and the proposed expansion area changed back to the original area, along with the necessary changes. Oct. 4, 2021 mlh REVISION #2 to delete all previously proposed changes that were accepted under Revision #1, and to remove two (2) portions of interior partitions at the kitchenette. Aug 3, 2022 mlh: *****This application does not include any of the following: 1. Not more than 20 sprinklers (add, relocate, or remove), 2. hydraulic calculations, 3. change in occupancy and /or hazard classification, 4. warehouse storage arrangements, 5. mobile compact storage arrangements, 6. alternative solutions, 7. changes to the sprinkler system supply piping (e.g. valves, mains, cross-mains, branch-lines, etc.), or 8. flexible sprinkler pipe. | Priority Fire Systems Ltd
EP-2022-05505 | 2022-07-08 | 1100 MELVILLE STREET, Vancouver, BC V6E 4A6 | Electrical Permit | Commercial | Tenant Improvement | Completed | Installation / Repair - Commercial - Add new power and data for desks/ Relocate electrical panel and some light fixtures -scope of work for the light fixtures is to relocate them into a different tile space within the same office space . We are not adding new lights or changing the layout >BP: Interior alterations to provide improvements to an existing office tenant on the 13th floor (#1380) in this existing commercial building. Scope of work: demo 3 partition walls & millwork. Construct new partitions for 6 new offices, changing all door handles. New lunchroom millwork, Add and relocate diffusers and duct run out. Electrical, Sprinklers & plumbing to suit. TENANT: Downtown Vancouver Business Improvement Association (DVBIA) OK for Field Review for Office TI; June 1, 2022 Energy Trigger not required as this is a BOMA BEST building | Canem Systems Ltd
SP-2022-01067 | 2022-06-30 | 1100 MELVILLE STREET, Vancouver, BC V6E 4A6 | Sprinkler Permit | Commercial | Tenant Improvement | Completed | Commercial - ADD AND RELOCATE 13 SPRINKLER HEADS > Interior alterations to provide improvements to an existing office tenant on the 13th floor (#1380) in this existing commercial building. Scope of work: demo 3 partition walls & millwork. Construct new partitions for 6 new offices, changing all door handles. New lunchroom millwork, Add and relocate diffusers and duct run out. Electrical, Sprinklers & plumbing to suit. TENANT: Downtown Vancouver Business Improvement Association (DVBIA) OK for Field Review for Office TI; June 1, 2022 Energy Trigger not required as this is a BOMA BEST building *****This application does not include any of the following: 1. Not more than 20 sprinklers (add, relocate, or remove), 2. hydraulic calculations, 3. change in occupancy and /or hazard classification, 4. warehouse storage arrangements, 5. mobile compact storage arrangements, 6. alternative solutions, 7. changes to the sprinkler system supply piping (e.g. valves, mains, cross-mains, branch-lines, etc.), or 8. flexible sprinkler pipe. | Priority Fire Systems Ltd
SP-2022-01941 | 2022-11-22 | 1100 MELVILLE STREET, Vancouver, BC V6E 4A6 | Sprinkler Permit | Commercial | Tenant Improvement | Completed | Commercial - UNIT #310 - 3RD FLOOR - Add and relocate sprinkler heads for tenant improvement. >BP: #310 - 3rd floor Interior alterations to provide improvements for a new office tenant on the 3rd floor (#310) of this existing commercial building. Scope of work: select demolition of partition walls, add new partition walls, doors, to reconfigure layout. Electrical, & sprinklers to suit. *****This application does not include any of the following: 1. Not more than 20 sprinklers (add, relocate, or remove), 2. hydraulic calculations, 3. change in occupancy and /or hazard classification, 4. warehouse storage arrangements, 5. mobile compact storage arrangements, 6. alternative solutions, 7. changes to the sprinkler system supply piping (e.g. valves, mains, cross-mains, branch-lines, etc.), or 8. flexible sprinkler pipe. | Priority Fire Systems Ltd
EP-2022-08688 | 2022-10-21 | 1100 MELVILLE STREET, Vancouver, BC V6E 4A6 | Electrical Permit | Commercial | Tenant Improvement | Completed | Installation / Repair - Commercial - UNIT #310 - Relocate existing data rack to new location S&I 10 receptacles, 22 Cat 5e data cables, 2 sep cct receptacles Server room electrical & low voltage wiring removal. >BP: #310 - 3rd floor Interior alterations to provide improvements for a new office tenant on the 3rd floor (#310) of this existing commercial building. Scope of work: select demolition of partition walls, add new partition walls, doors, to reconfigure layout. Electrical, & sprinklers to suit. | Sasco Contractors Ltd
EP-2024-00547 | 2024-01-29 | 1100 MELVILLE STREET, Vancouver, BC V6E 4A6 | Electrical Permit | Commercial | Tenant Improvement | Issued | Installation / Repair - Commercial - Install sub panel for tenant suite. >BP: Interior alterations to provide tenant improvements to this existing general office on the 5th floor (#520) of this existing commercial building on site. Scope of work: Remove part of an existing partition, door and millwork. New paint and repair to match existing. Building Sprinklered – Building inspector to determine on site if a separate sprinkler permit is required. Energy checklist is currently no longer required with your Building Permit (BP) application. Some supporting documents are still required at BP stage, specifically Envelope and HVAC, if applicable. Service Water Heating and Lighting supporting documents, if applicable, must be submitted with your related trades permits (e.g. electrical and plumbing). | Mott Electric General Partnership
EP-2024-00194 | 2024-01-09 | 1100 MELVILLE STREET, Vancouver, BC V6E 4A6 | Electrical Permit | Commercial | Renovation | Issued | Installation / Repair - Commercial - Install 25 x CAT6 data cables and 1 x RG6 coax cable as per customers floor plan design. Installation supported by J-hooks. #750 - 7th Floor (#750 expanding to #740) Interior alterations on the 7th floor (#750) for an existing office tenant to expand the unit into a portion of #740 in this existing commercial building. Scope of work: Remove/construct a demising wall between #750 and #740 increasing the size of #750, demolish interior walls, doors, a closet, electrical and sprinkler work. | VAUTECH COMMUNICATIONS
PP-2023-03303 | 2023-09-18 | 1100 MELVILLE STREET, Vancouver, BC V6E 4A6 | Plumbing Permit | Commercial | Tenant Improvement | Completed | Commercial - Adding one new DCVA for coffee machine. >BP: #1400 - 14th Floor (#1400 expanding to #1420) Interior alterations for an existing office tenant on the 14th floor to expand unit to #1420 (retaining #1400) becoming a full floor tenant in this existing commercial building on this site. Scope of work: Remove a portion of the demising wall to combine #1400 and #1420, remove/construct partition walls, doors, frames, expand existing lunchroom, HVAC, lighting, electrical, plumbing and mechanical work. | Fred Welsh Ltd
EP-2023-08793 | 2023-09-28 | 1100 MELVILLE STREET, Vancouver, BC V6E 4A6 | Electrical Permit | Commercial | Renovation | Completed | Installation / Repair - Commercial - Demising wall. Demolish power and data as needed. >BP: Interior alterations on the 7th floor (#750) for an existing office tenant to expand the unit into a portion of #740 in this existing commercial building. Scope of work: Remove/construct a demising wall between #750 and #740 increasing the size of #750, demolish interior walls, doors, a closet, electrical and sprinkler work. TENANT: Markell Canada Building Sprinklered – Separate sprinkler permit required for proposed sprinkler work. Energy checklist is currently no longer required with your Building Permit (BP) application. Some supporting documents are still required at BP stage, specifically Envelope and HVAC, if applicable. Service Water Heating and Lighting supporting documents, if applicable, must be submitted with your related trades permits (e.g. electrical and plumbing). | Centre Electric Ltd
SP-2023-01798 | 2023-09-28 | 1100 MELVILLE STREET, Vancouver, BC V6E 4A6 | Sprinkler Permit | Commercial | Tenant Improvement | Issued | Commercial - Add sprinkler heads for tenant improvement. >BP: #750 - 7th Floor (#750 expanding to #740) Interior alterations on the 7th floor (#750) for an existing office tenant to expand the unit into a portion of #740 in this existing commercial building. Scope of work: Remove/construct a demising wall between #750 and #740 increasing the size of #750, demolish interior walls, doors, a closet, electrical and sprinkler work. TENANT: Markell Canada Building Sprinklered – Separate sprinkler permit required for proposed sprinkler work. For Plan Sketch and Under 20 sprinkler heads TI *****This application does not include any of the following: 1. Not more than 20 sprinklers (add, relocate, or remove), 2. hydraulic calculations, 3. change in occupancy and /or hazard classification, 4. warehouse storage arrangements, 5. mobile compact storage arrangements, 6. alternative solutions, 7. changes to the sprinkler system supply piping (e.g. valves, mains, cross-mains, branch-lines, etc.), or 8. flexible sprinkler pipe. | Priority Fire Systems Ltd
EP-2023-10289 | 2023-11-28 | 1100 MELVILLE STREET, Vancouver, BC V6E 4A6 | Electrical Permit | Commercial | Renovation | Issued | Installation / Repair - Commercial - Installation of Maglocks Supply Fire alarm tie in to security panel Supply and install Fire alarm relay Fire alarm verification, Programming, and report Supply power requirements to security panel if needed. >BP: Interior alterations to install maglock to the existing exit doors in this existing office space on the 10th floor of this existing commercial building.. Schedule A provided by DANNY KA WAI WONG Architectural Schedule B provided by DANNY KA WAI WONG Electrical Schedule B provided by S. S. Dhaliwal, P.Eng. | Sasco Contractors Ltd
EP-2023-09849 | 2023-11-10 | 1111 MELVILLE STREET, Vancouver, BC V6E 3V6 | Electrical Permit | Commercial | Tenant Improvement | Completed | Installation / Repair - Commercial - Relocate Plug circuits Relocate data points. Lighting will remain the same. >BP: interior alterations to provide improvements to shell space for a new office tenant on the 4th floor (#430) of this existing commercial building on this site. Scope of work: partition walls, doors/frames, millwork, finishes. Electrical, Plumbing, Sprinklers to suit. No Demo work proposed. Energy checklist is currently no longer required with your Building Permit (BP) application. Some supporting documents are still required at BP stage, specifically Envelope and HVAC, if applicable. Service Water Heating and Lighting supporting documents, if applicable, must be submitted with your related trades permits (e.g. electrical and plumbing). | DLP Electrical Ltd
PP-2023-03813 | 2023-10-31 | 1111 MELVILLE STREET, Vancouver, BC V6E 3V6 | Plumbing Permit | Commercial | Renovation | Completed | Commercial - SUITE 430 - 4TH FLOOR - Addition of Kitchen Sink to office space >BP: #430 - 4th floor interior alterations to provide improvements to shell space for a new office tenant on the 4th floor (#430) of this existing commercial building on this site. Scope of work: partition walls, doors/frames, millwork, finishes. Electrical, Plumbing, Sprinklers to suit. No Demo work proposed. | PMC Prestige Mechanical Contracting Ltd
SP-2023-02034 | 2023-11-08 | 1111 MELVILLE STREET, Vancouver, BC V6E 3V6 | Sprinkler Permit | Commercial | Renovation - Dwelling Unit(s) only | Issued | Commercial - RELOCATING (X2) SPRINKLER HEADS AND ADDING (X2) NEW SPRINKLER HEADS New heads will be 1/2" STANDARD RESPONSE 155F K5.6 PENDENT SPRINKLER HEAD CHROME FIRELOCK V2707. The old heads are FireLock V2705155F K 5.6 >BP: #430 - 4th floor interior alterations to provide improvements to shell space for a new office tenant on the 4th floor (#430) of this existing commercial building on this site. Scope of work: partition walls, doors/frames, millwork, finishes. Electrical, Plumbing, Sprinklers to suit. No Demo work proposed. *****This application does not include any of the following: 1. Not more than 20 sprinklers (add, relocate, or remove), 2. hydraulic calculations, 3. change in occupancy and /or hazard classification, 4. warehouse storage arrangements, 5. mobile compact storage arrangements, 6. alternative solutions, 7. changes to the sprinkler system supply piping (e.g. valves, mains, cross-mains, branch-lines, etc.), or 8. flexible sprinkler pipe. Nov 8/2023-AMEND FOR UNIT #430 NEW SPRINKLER HEAD WILL BE 1/2" QUICK RESPONSE 155F K5.6 PENDENT SPRINKLER HEAD CHROME FIRELOCK V2708 - | Fire Pro Fire Protection Ltd.
SP-2023-02033 | 2023-11-08 | 1111 MELVILLE STREET, Vancouver, BC V6E 3V6 | Sprinkler Permit | Commercial | Renovation - Dwelling Unit(s) only | Issued | Commercial - RELOCATING (X4) SPRINKLER HEADS AND ADDING (X4) NEW SPRINKLER HEADS New heads will be 1/2" STANDARD RESPONSE 155F K5.6 PENDENT SPRINKLER HEAD CHROME FIRELOCK V2707. The old heads are FireLock V2705155F K 5.6 >BP: #820 - 8th Floor Interior alterations to provide tenant improvements for an existing office tenant on the 8th floor (#820) of this existing mixed use commercial building on site. Scope of work: Demolish select partition walls, construct new partitions/demountable walls to create multiple rooms, new reception area, open concept lunchroom, new flooring and paint through out, electrical and sprinkler work. *****This application does not include any of the following: 1. Not more than 20 sprinklers (add, relocate, or remove), 2. hydraulic calculations, 3. change in occupancy and /or hazard classification, 4. warehouse storage arrangements, 5. mobile compact storage arrangements, 6. alternative solutions, 7. changes to the sprinkler system supply piping (e.g. valves, mains, cross-mains, branch-lines, etc.), or 8. flexible sprinkler pipe. | Fire Pro Fire Protection Ltd.
EP-2023-09186 | 2023-10-12 | 1111 MELVILLE STREET, Vancouver, BC V6E 3V6 | Electrical Permit | Commercial | Renovation | Issued | Installation / Repair - Commercial - TI in office area. Relocate power. Add branch circuits. All lighting to remain untouched. >BP: Interior alterations to provide tenant improvements for an existing office tenant on the 8th floor (#820) of this existing mixed use commercial building on site. Scope of work: Demolish select partition walls, construct new partitions/demountable walls to create multiple rooms, new reception area, open concept lunchroom, new flooring and paint through out, electrical and sprinkler work. TENANT: Campustar Enterprises Inc Building Sprinklered – Separate sprinkler permit required for proposed sprinkler work. | DLP Electrical Ltd
PP-2023-03578 | 2023-10-11 | 1111 MELVILLE STREET, Vancouver, BC V6E 3V6 | Plumbing Permit | Commercial | Renovation | Issued | Commercial - Relocation of Kitchen Sink >BP: #820 - 8th Floor Interior alterations to provide tenant improvements for an existing office tenant on the 8th floor (#820) of this existing mixed use commercial building on site. Scope of work: Demolish select partition walls, construct new partitions/demountable walls to create multiple rooms, new reception area, open concept lunchroom, new flooring and paint through out, electrical and sprinkler work. | PMC Prestige Mechanical Contracting Ltd
SP-2023-01668 | NULL | 1111 MELVILLE STREET, Vancouver, BC V6E 3V6 | Sprinkler Permit | Commercial | Tenant Improvement | Applicant Revisions | Commercial - Install new Jockey pump and backflow preventer | Troy Life & Fire Safety Limited Protection Incendia Troyu Ltee
EP-2023-10880 | 2023-12-05 | 1111 MELVILLE STREET, Vancouver, BC V6E 3V6 | Electrical Permit | Commercial | Renovation | Issued | Installation / Repair - Commercial - Data cabling. >BP: Interior alterations to provide tenant improvements for an existing office tenant on the 8th floor (#820) of this existing mixed use commercial building on site. Scope of work: Demolish select partition walls, construct new partitions/demountable walls to create multiple rooms, new reception area, open concept lunchroom, new flooring and paint through out, electrical and sprinkler work. TENANT: Campustar Enterprises Inc Building Sprinklered – Separate sprinkler permit required for proposed sprinkler work. Energy checklist is currently no longer required with your Building Permit (BP) application. Some supporting documents are still required at BP stage, specifically Envelope and HVAC, if applicable. Service Water Heating and Lighting supporting documents, if applicable, must be submitted with your related trades permits (e.g. electrical and plumbing). | Fibernet Services Ltd
PP-2023-00191 | 2023-01-19 | 1111 MELVILLE STREET, Vancouver, BC V6E 3V6 | Plumbing Permit | Commercial | Tenant Improvement | Completed | Commercial - DCW PIPING UPGRADE P1 LV (Mechanical Room) - To cap off existing DCW piping and install new connection off existing 3" takeoff c/w shut off valve, drain valve, piping, flushing new piping and insulation. - (12Ft Piping -3" Copper) | Ainsworth Inc
SP-2022-01378 | 2022-08-25 | 1111 MELVILLE STREET, Vancouver, BC V6E 3V6 | Sprinkler Permit | Commercial | Tenant Improvement | Completed | Commercial - adding 1 new sprinkler head to new office space *****This application does not include any of the following: 1. Not more than 20 sprinklers (add, relocate, or remove), 2. hydraulic calculations, 3. change in occupancy and /or hazard classification, 4. warehouse storage arrangements, 5. mobile compact storage arrangements, 6. alternative solutions, 7. changes to the sprinkler system supply piping (e.g. valves, mains, cross-mains, branch-lines, etc.), or 8. flexible sprinkler pipe. | 1ST SHOT FIRE PROTECTION LTD
SP-2023-01211 | 2023-07-10 | 1111 MELVILLE STREET, Vancouver, BC V6E 3V6 | Sprinkler Permit | Commercial | Tenant Improvement | Completed | Commercial - Relocated and Replace with new Sprinkler Head >BP: #410 and #430 - 4th Floor Interior alterations to demise office unit #410 into two office units to be #410 and #430 on the 4th floor in this existing commercial building on this site. Scope of work: construct new demising wall. TENANT: #410: Campustar Enterprises Inc. >*****This application does not include any of the following: 1. Not more than 20 sprinklers (add, relocate, or remove), 2. hydraulic calculations, 3. change in occupancy and /or hazard classification, 4. warehouse storage arrangements, 5. mobile compact storage arrangements, 6. alternative solutions, 7. changes to the sprinkler system supply piping (e.g. valves, mains, cross-mains, branch-lines, etc.), or 8. flexible sprinkler pipe. | Viking Fire Protection Inc
PP-2023-00608 | 2023-02-22 | 1111 MELVILLE STREET, Vancouver, BC V6E 3V6 | Plumbing Permit | Commercial | Tenant Improvement | Completed | Commercial - To supply and install RPBA backflow device serving the chemical dispensing device in P1 Service Room | Ainsworth Inc
NULL | NULL | 1111 MELVILLE STREET, Vancouver, BC V6E 3V6 | Sprinkler Permit | Commercial | Addition | Draft | Commercial - Add a backflow preventer on sprinkler supply and a jockey pump | NULL
NULL | NULL | 1111 MELVILLE STREET, Vancouver, BC V6E 3V6 | Sprinkler Permit | Commercial | Addition | Draft | Commercial - Add Back flow Preventer and one jockey pump | NULL
NULL | NULL | 1111 MELVILLE STREET, Vancouver, BC V6E 3V6 | Sprinkler Permit | Commercial | Addition | Withdrawn | Commercial - DVCA AND PUMP | Tyco Integrated Fire & Security Canada Inc/Tyco Feu Et Securite Integres Canada Inc
SP-2022-00025 | 2022-01-12 | 1111 MELVILLE STREET, Vancouver, BC V6E 3V6 | Sprinkler Permit | Commercial | Tenant Improvement | Completed | Commercial - ADD 2 NEW SPRINKLER HEADS >BP: #600 and #630 - 6th floor (TI to #600) Interior alterations to the 6th floor to demise this existing office space (#600) into two office spaces (to be #600 & #630) in this existing commercial building on this site. Scope of work: remove demountable partition wall, sliding door, finishes and construct new demising wall, new storage closet in #600, HVAC, lighting, electrical, mechanical and sprinkler work. TENANT: SCM Insurance * Separate permit(s) required for further improvements to #630. OK for Field Review per N. Jamalkalami, Oct 12, 2021 Building Sprinklered - Separate sprinkler permit required for proposed sprinkler work. Energy checklist is currently no longer required with your Building Permit (BP) application. Some supporting documents are still required at BP stage, specifically Envelope and HVAC, if applicable. Service Water Heating and Lighting supporting documents, if applicable, must be submitted with your related trades permits (e.g. electrical and plumbing). All energy upgrades will be checked during inspections stage. It is the applicant's responsibility to identify and note all required upgrades including energy upgrades on their BP drawings at BP stage. >**This application does not include any of the following: 1. Not more than 20 sprinklers (add, relocate, or remove), 2. hydraulic calculations, 3. change in occupancy and /or hazard classification, 4. warehouse storage arrangements, 5. mobile compact storage arrangements, 6. alternative solutions, 7. changes to the sprinkler system supply piping (e.g. valves, mains, cross-mains, branch-lines, etc.), or 8. flexible sprinkler pipe. | Priority Fire Systems Ltd
SP-2022-00905 | 2022-06-07 | 1111 MELVILLE STREET, Vancouver, BC V6E 3V6 | Sprinkler Permit | Commercial | Renovation - Dwelling Unit(s) only | Completed | Commercial - 2 new sprinkler heads need to be installed. *****This application does not include any of the following: 1. Not more than 20 sprinklers (add, relocate, or remove), 2. hydraulic calculations, 3. change in occupancy and /or hazard classification, 4. warehouse storage arrangements, 5. mobile compact storage arrangements, 6. alternative solutions, 7. changes to the sprinkler system supply piping (e.g. valves, mains, cross-mains, branch-lines, etc.), or 8. flexible sprinkler pipe. | Masters' Fire and Safety Ltd
EP-2022-04217 | 2022-07-26 | 1111 MELVILLE STREET, Vancouver, BC V6E 3V6 | Electrical Permit | Commercial | Renovation | Completed | Installation / Repair - Commercial - Small office reno: Remove two 1x4 fluorescent troffer lights Add four 4" LED pot lights on existing lighting control Add two receptacles Add one Data/Tel jack >BP: #760 Interior alterations to provide improvements for this existing Office tenant at #760 on the 7th floor of this commercial building on this site. Occupancy Sensor Per E-2 Lighting Upgrade to local controller (per 9.4.1.1(a) of ASHRAE 90.1.2016) OK to process as DTI as per W. Wong June 21, 2022 | HighAngle Electrical Inc
EP-2022-04166 | 2022-05-26 | 1111 MELVILLE STREET, Vancouver, BC V6E 3V6 | Electrical Permit | Commercial | Tenant Improvement | Completed | Installation / Repair - Commercial - Relocate 2 plugs /2 data /1 switch, demo 3 pot lights >BP: #910 - 9th floor Interior alterations to provide tenant improvements for new office tenant on the 9th floor (#910) of this existing commercial building on this site. Scope of work: Demolish/construct partition walls to make meeting room larger, relocate door, electrical and sprinkler work. TENANT: Spanish Mountain Gold Ltd | Blueline Electrical Services Ltd
EP-2022-04873 | NULL | 1138 MELVILLE STREET, Vancouver, BC V6E 4S3 | Electrical Permit | Commercial | NULL | Withdrawn | Annual / Operating - Annual operating permit | Ino-Tek Electric Ltd.
EP-2022-03630 | 2022-05-04 | 1138 MELVILLE STREET, Vancouver, BC V6E 4S3 | Electrical Permit | Commercial | NULL | Expired | Annual / Operating - Misc electrical work throughout Renewal of EP-2021-03316 - Valid: May 10, 2022 to May 9, 2023 | Mott Electric General Partnership
EP-2023-03775 | 2023-05-02 | 1138 MELVILLE STREET, Vancouver, BC V6E 4S3 | Electrical Permit | Commercial | NULL | Cancelled | Annual / Operating - Misc electrical work throughout Renewal of EP-2022-03630 - Valid: May 10, 2023 to May 9, 2024 | Mott Electric General Partnership
EP-2023-02992 | 2023-04-12 | 1138 MELVILLE STREET, Vancouver, BC V6E 4S3 | Electrical Permit | Commercial | NULL | Issued | Annual / Operating - Maintenance of existing operating electrical equipment. TO CONTINUE WORK STARTED BY OTHERS (EP-2022-03630) Electrical work that falls within BULLETIN 2019-003-EL Electrical Annual Permit (Operating Permit). | Ino-Tek Electric Ltd.
SP-2023-00882 | 2023-10-04 | 1138 MELVILLE STREET, Vancouver, BC V6E 4S3 | Sprinkler Permit | Commercial | Tenant Improvement | Issued | Commercial - For sprinkler system alterations to the 2019 VBBL and NFPA 13, 2013 for the tenant improvements to provide interior alterations to the 5th (north side), 8th, 10th, 13th, & 14th floor for the First of Four Phases for this existing multi-floor office tenant in this existing commercial building on this site. Engineer of Record: Erik Watson-Hurthig 604-209-2594 erikwh@eriksberg.ca | Priority Fire Systems Ltd
EP-2023-10571 | NULL | 1138 MELVILLE STREET, Vancouver, BC V6E 4S3 | Electrical Permit | Commercial | Tenant Improvement | Applicant Revisions | Installation / Repair - Commercial - Install one Smoke detector at building 17th floor server room | Jun Jiang
SP-2024-00092 | NULL | 1138 MELVILLE STREET, Vancouver, BC V6E 4S3 | Sprinkler Permit | Commercial | Renovation | Applicant Revisions | Commercial - Renovations to suit new floor layouts. Floors 15 (south), 16, 18 >BP: 15th (south half), 16th, & 18th floor. Interior alterations to provide improvements for this existing multi floor office tenant on the 15th (south half), 16th, and 18th floors of this existing commercial building. Scope of work: remove and install partition walls, doors, millwork, finishes for new layout. Electrical, plumbing, sprinklers, to suit. Ok to be issued under 1 permit per D.Holbrook. | NULL
EP-2023-10780 | 2024-01-10 | 1138 MELVILLE STREET, Vancouver, BC V6E 4S3 | Electrical Permit | Commercial | Tenant Improvement | Issued | Installation / Repair - Commercial - • Remove and dispose of all electrical devices as specified on drawings • Remove and reinstall devices as specified for ceiling grid repairs • Relocate fixtures as specified on drawings • Supply and install new lighting fixtures as specified • Supply and install Exit lighting • Supply and install seismic cabling and anchors for existing lighting • Supply and install new line voltage lighting controls as specified. • Supply and install new 100A electrical panels on each floor • Supply and install wall conduits, boxes, and pull-strings for data & commutations • Supply and install conduits, boxes, and pull-strings for security devices • Supply and install pac-poles as specified • Supply and install Connectrac floor kits as specified • Supply and install power and connections for office furniture whips • Supply and install TV-Boxes and HDMI Cables • Supply and install all receptacles • Supply and install new fire alarm speakers • Relocate power and disconnects for existing heat pumps • Supply and install power and disconnect for new heat pumps | Ino-Tek Electric Ltd.
EP-2024-00226 | 2024-01-10 | 1138 MELVILLE STREET, Vancouver, BC V6E 4S3 | Electrical Permit | Commercial | Tenant Improvement | Issued | Installation / Repair - Commercial - • Remove and dispose of all electrical devices as specified on drawings • Remove and reinstall devices as specified for ceiling grid repairs • Relocate fixtures as specified on drawings • Supply and install new lighting fixtures as specified • Supply and install Exit lighting • Supply and install seismic cabling and anchors for existing lighting • Supply and install new line voltage lighting controls as specified. • Supply and install new 100A electrical panels on each floor • Supply and install wall conduits, boxes, and pull-strings for data & commutations • Supply and install conduits, boxes, and pull-strings for security devices • Supply and install pac-poles as specified • Supply and install Connectrac floor kits as specified • Supply and install power and connections for office furniture whips • Supply and install TV-Boxes and HDMI Cables • Supply and install all receptacles • Supply and install new fire alarm speakers • Relocate power and disconnects for existing heat pumps • Supply and install power and disconnect for new heat pumps | Ino-Tek Electric Ltd.
EP-2024-00227 | 2024-01-10 | 1138 MELVILLE STREET, Vancouver, BC V6E 4S3 | Electrical Permit | Commercial | Tenant Improvement | Issued | Installation / Repair - Commercial - • Remove and dispose of all electrical devices as specified on drawings • Remove and reinstall devices as specified for ceiling grid repairs • Relocate fixtures as specified on drawings • Supply and install new lighting fixtures as specified • Supply and install Exit lighting • Supply and install seismic cabling and anchors for existing lighting • Supply and install new line voltage lighting controls as specified. • Supply and install new 100A electrical panels on each floor • Supply and install wall conduits, boxes, and pull-strings for data & commutations • Supply and install conduits, boxes, and pull-strings for security devices • Supply and install pac-poles as specified • Supply and install Connectrac floor kits as specified • Supply and install power and connections for office furniture whips • Supply and install TV-Boxes and HDMI Cables • Supply and install all receptacles • Supply and install new fire alarm speakers • Relocate power and disconnects for existing heat pumps • Supply and install power and disconnect for new heat pumps | Ino-Tek Electric Ltd.
EP-2024-00228 | 2024-01-10 | 1138 MELVILLE STREET, Vancouver, BC V6E 4S3 | Electrical Permit | Commercial | Tenant Improvement | Issued | Installation / Repair - Commercial - • Remove and dispose of all electrical devices as specified on drawings • Remove and reinstall devices as specified for ceiling grid repairs • Relocate fixtures as specified on drawings • Supply and install new lighting fixtures as specified • Supply and install Exit lighting • Supply and install seismic cabling and anchors for existing lighting • Supply and install new line voltage lighting controls as specified. • Supply and install new 100A electrical panels on each floor • Supply and install wall conduits, boxes, and pull-strings for data & commutations • Supply and install conduits, boxes, and pull-strings for security devices • Supply and install pac-poles as specified • Supply and install Connectrac floor kits as specified • Supply and install power and connections for office furniture whips • Supply and install TV-Boxes and HDMI Cables • Supply and install all receptacles • Supply and install new fire alarm speakers • Relocate power and disconnects for existing heat pumps • Supply and install power and disconnect for new heat pumps | Ino-Tek Electric Ltd.
EP-2023-10779 | 2024-01-10 | 1138 MELVILLE STREET, Vancouver, BC V6E 4S3 | Electrical Permit | Commercial | Tenant Improvement | Issued | Installation / Repair - Commercial - • Remove and dispose of all electrical devices as specified on drawings • Remove and reinstall devices as specified for ceiling grid repairs • Relocate fixtures as specified on drawings • Supply and install new lighting fixtures as specified • Supply and install Exit lighting • Supply and install seismic cabling and anchors for existing lighting • Supply and install new line voltage lighting controls as specified. • Supply and install new 100A electrical panels on each floor • Supply and install wall conduits, boxes, and pull-strings for data & commutations • Supply and install conduits, boxes, and pull-strings for security devices • Supply and install pac-poles as specified • Supply and install Connectrac floor kits as specified • Supply and install power and connections for office furniture whips • Supply and install TV-Boxes and HDMI Cables • Supply and install all receptacles • Supply and install new fire alarm speakers • Relocate power and disconnects for existing heat pumps • Supply and install power and disconnect for new heat pumps | Ino-Tek Electric Ltd.
EP-2022-03544 | 2022-05-02 | 7761 MUNROE CRESCENT, Vancouver, BC V5S 3J9 | Electrical Permit | Residential | Renovation | Completed | Installation / Repair - Residential - 200Amp underground service upgrade from 100a | Nelcan Electric Ltd
GP-2022-01074 | 2023-02-08 | 4179 MUSQUEAM CLOSE, Vancouver, BC | Gas Permit | Residential | Renovation | Completed | Residential - Decommission and remove furnace; replace with new. | Ashton Service Group/Ashton Mechanical Ltd.
EP-2023-01900 | 2023-04-04 | 4179 MUSQUEAM CLOSE, Vancouver, BC | Electrical Permit | Residential | Renovation | Completed | Installation / Repair - Residential - We added a circuit outside for a heat pump *An approved mechanical permit is required for the installation of air conditioning or heat pump unit at the time of installation before an electrical inspection will be performed | Douglas Millington o/a Moose Electric
EP-2023-03579 | 2023-08-22 | 4110 MUSQUEAM DRIVE, Vancouver, BC | Electrical Permit | Residential | Addition | Completed | Installation / Repair - Residential - Install Power to Heat PUmp -reference: MP-2023-00684 | Kirkland Metal Shop Ltd
MP-2023-00684 | 2023-04-25 | 4110 MUSQUEAM DRIVE, Vancouver, BC | Mechanical Permit | NULL | NULL | Completed | NULL | BNA Systems Inc and/or Kirkland Metal Shop Ltd
GP-2022-02919 | 2022-09-28 | 4110 MUSQUEAM DRIVE, Vancouver, BC | Gas Permit | Residential | Renovation | Completed | Residential - Replaced Boiler | BNA Systems Inc and/or Kirkland Metal Shop Ltd
GP-2023-03668 | 2023-11-24 | 4162 MUSQUEAM DRIVE, Vancouver, BC | Gas Permit | Residential | Renovation | Issued | Residential - re/re of existing hot water tank with tankless water heater ** If work on this site could lead to the disturbance of soil advise please contact the Provincial Archeology Branch at 250-953-3334 | 1236318 BC Ltd DBA Aquatech Vancouver
GP-2023-04094 | 2023-12-18 | 2493 MCGILL STREET, Vancouver, BC V5K 1G7 | Gas Permit | Residential | Renovation | Completed | Residential - Replace defective furnace | Maestro Plumbing Heating & Air Conditioning Ltd
EP-2022-07893 | 2022-09-22 | 4205 MAIN STREET, Vancouver, BC V5V 3P8 | Electrical Permit | Commercial | Addition | Completed | Installation / Repair - Commercial - Installation of a cell unit for monitoring the alarm system | Chubb Fire & Security Canada Corp
GP-2023-02709 | 2023-09-15 | 4288 MAIN STREET, Vancouver, BC V5V 3P9 | Gas Permit | Commercial | Renovation | Completed | Commercial - RE&RE for a tankless water heater | Milani Plumbing Heating & Air Conditioning Ltd
PP-2022-02089 | 2022-06-15 | 4296 MAIN STREET, Vancouver, BC V5V 3P9 | Plumbing Permit | Commercial | New | Completed | Commercial - Install five REPBA and two DCVA, as required by cross connection control inspector (Paul Allen) | Shimon Cohen
GP-2023-02714 | 2023-09-18 | 4395 MAIN STREET, Vancouver, BC V5V 3R1 | Gas Permit | Residential | Renovation | Issued | Residential - re re boilers and furnace | Thomson Industries Ltd
EP-2023-09309 | NULL | 4395 MAIN STREET, Vancouver, BC V5V 3R1 | Electrical Permit | Commercial | Tenant Improvement | In Review | Installation / Repair - Commercial - The Electrical Hookups of 4- HVAC units, off 4 separate Spaces / Addresses, each have their own Electrical Panel. Main Address is 4399 Main Street. Other Addresses is, 4397, 4393, 4391 Main Street -Commercial Building on Main floor, 6 Residences above on the 2nd floor. The new 4 HVAC units to sit up on the roof. Load Cal attached. | The Brighthouse Electric Company Ltd
MP-2023-01529 | 2023-08-18 | 2088 MANNERING AVENUE, Vancouver, BC V5N 3C3 | Mechanical Permit | NULL | NULL | Issued | NULL | Lumi HVAC Ltd
EP-2022-07962 | 2022-09-20 | 2088 MANNERING AVENUE, Vancouver, BC V5N 3C3 | Electrical Permit | Residential | New | Expired | Temporary Power - Residential - To provide temporary power. | CROWN ELECTRICAL CONTRACTOR LTD
PP-2023-00154 | 2023-01-17 | 2088 MANNERING AVENUE, Vancouver, BC V5N 3C3 | Plumbing Permit | Residential | New | Issued | Residential - 1FD+SS - #1 & #2 - One outside sump | East West Excavating 2022 ltd
EP-2023-00275 | 2023-01-16 | 2088 MANNERING AVENUE, Vancouver, BC V5N 3C3 | Electrical Permit | Residential | New | Issued | Installation / Repair - Residential - Wiring of single family dwelling . Installation of 200 amp service 125a for laneway,150 amp for house >BP: To construct a 2 storey one-family dwelling with a secondary suite located in the Basement ($800,000.00) with an open parking pad, providing 1 parking space, having vehicular access from the 20' Lane. 1. Covenant registered at the Land Title Office under CA9963724 2. No Strata Titling permitted 3. A/C proposed – Exterior component located in front yard, Interior component located in closet on upper floor. 4. Bar sink located in Basement. 5. Schedule B: (Antony Wang, P.Eng. 604-618-6236) Structural, Geotechnical 6. HPO: Residential Builder- (Hantech Construction Ltd) Note: This is a 2 storey building pursuant to the Zoning and Development By-Law ** Laneway house permit under DB-2022-00838.** **THIS PERMIT HAS BEEN ISSUED UNDER THE REQUIREMENTS OF VBBL #12511 (2019) ** | CROWN ELECTRICAL CONTRACTOR LTD
PP-2023-00951 | 2023-03-20 | 2088 MANNERING AVENUE, Vancouver, BC V5N 3C3 | Plumbing Permit | Residential | New | Issued | Residential - 1FD+SS - #1 & #2 - plumbing >DB: To construct a 2 storey one-family dwelling with a secondary suite located in the Basement with an open parking pad, providing 1 parking space, having vehicular access from the 20' Lane. 1. Covenant registered at the Land Title Office under CA9963724 2. No Strata Titling permitted 3. A/C proposed – Exterior component located in front yard, Interior component located in closet on upper floor. 4. Bar sink located in Basement. | Forbes Mechanical Ltd
SP-2023-01003 | 2023-06-06 | 2088 MANNERING AVENUE, Vancouver, BC V5N 3C3 | Sprinkler Permit | Residential | New | Issued | Residential - New Fire Sprinkler installation >BP: To construct a 2 storey one-family dwelling with a secondary suite located in the Basement with an open parking pad, providing 1 parking space, having vehicular access from the 20' Lane. 1. Covenant registered at the Land Title Office under CA9963724 2. No Strata Titling permitted 3. A/C proposed – Exterior component located in front yard, Interior component located in closet on upper floor. 4. Bar sink located in Basement. 5. Schedule B: (Antony Wang, P.Eng. 604-618-6236) Structural, Geotechnical 6. HPO: Residential Builder- (Hantech Construction Ltd) | Spectrum Fire Protection Ltd
GP-2023-01702 | 2023-06-01 | 2088 MANNERING AVENUE, Vancouver, BC V5N 3C3 | Gas Permit | Residential | New | Issued | Residential - 1 Range, 1 Boiler, 1 BBQ & 1 Fireplace pipping for BBQ and fireplace >BP: To construct a 2 storey one-family dwelling with a secondary suite located in the Basement *Amend: June 20, 2023 - Changed address to main house. * | JOT MECHANICAL LTD
EP-2023-05169 | 2023-06-09 | 2088 MANNERING AVENUE, Vancouver, BC V5N 3C3 | Electrical Permit | Residential | New | Issued | Installation / Repair - Residential - Install Low Voltage wiring (networking), Security Alarm, CCTV, Data, Tel. Rough-In and Finishing. >BP: To construct a 2 storey one-family dwelling with a secondary suite located in the Basement ($800,000.00) with an open parking pad, providing 1 parking space, having vehicular access from the 20' Lane. | Magnificent Security Inc.
EP-2022-06542 | 2022-08-05 | 2119 MANNERING AVENUE, Vancouver, BC V5N 3C5 | Electrical Permit | Residential | Renovation | Issued | Installation / Repair - Residential - service upgrade basement suite renovation >BP: Interior alterations to convert this existing One Family Dwelling to a One Family Dwelling with Secondary Suite. Scope of work: Construct interior walls, 3 bathrooms, 3 bedrooms and Kitchen/living area. All electrical, plumbing and lighting to suit. Deconstruct existing interior wall to provide doorways. Notes: - Energuide File# 581FD00409, REUP to fully insulate basement wall/ exposed floor cavities - DBI to determine if P.Eng required for wall openings - No strata-titling permitted. - An annual Vancouver Business License must be obtained prior to the rental of this approved one-family dwelling and/or secondary suite on this site. - Dedicated 3'-0" wide firefighting access path with overhead clearance of 2m to be maintained at all times. - Smoke alarms to be installed in conformance with Vancouver Building Bylaw subsections 3.2.4 and 9.10.19. - CO Alarms to be installed in conformance with Vancouver Building Bylaw subsections 6.2.4 and 9.32.4. - All unsafe guards and handrails to be upgraded to the satisfaction of the Chief Building Official. - Existing non-conforming spatial separation on side elevations. Bedroom windows must conform to 9.9.10.1. (egress). | Malcolm Ali dba Fira Systems
PP-2022-01011 | 2022-03-25 | 2119 MANNERING AVENUE, Vancouver, BC V5N 3C5 | Plumbing Permit | Residential | Renovation | Issued | Residential - Interior alterations and the addition of a secondary suite to the basement of existing single family dwelling Interior alterations to convert this existing One Family Dwelling to a One Family Dwelling with Secondary Suite. Scope of work: Construct interior walls, 3 bathrooms, 3 bedrooms and Kitchen/living area. All electrical, plumbing and lighting to suit. Deconstruct existing interior wall to provide doorways. AMEND: SEPT 7/2022 Laundry Box, Water supply to the fixture Abs drainage to the fixture AMEND: MAY 5/2023 Install of Water for Electric Hot Water, Electrical wiring to be done by electrical contractor with a valid permit. I require the approval for an additional 1 1/2 Drain and 1 1/4 vent for the Hot Water tank pan drain. | Kyle N Rouseau
GP-2022-01828 | 2022-06-15 | 2196 MANNERING AVENUE, Vancouver, BC V5N 3C4 | Gas Permit | Residential | Renovation | Completed | Residential - re/re tankless water heater | Lambert Plumbing & Heating Ltd
PP-2022-03548 | 2022-10-07 | 2520 MANITOBA STREET, Vancouver, BC V5Y 3A6 | Plumbing Permit | Commercial | Renovation | Issued | Commercial - Install components and backflow assembly for domestic water treatment system. | Synergy Mechanical Inc.
GP-2022-01921 | 2022-06-26 | 2851 MANITOBA STREET, Vancouver, BC V5Y 3B3 | Gas Permit | Residential | Renovation - Dwelling Unit(s) only | Completed | Residential - Boiler Replacement | General Heating Ltd
EP-2022-06081 | 2022-07-29 | 2875 MANITOBA STREET, Vancouver, BC | Electrical Permit | Commercial | Renovation | Completed | Installation / Repair - Commercial - general maintenance of service equipment, tightening, checking for heat and water damage etc | Pro-Tec Electrical Services Ltd
EP-2022-05444 | 2022-08-31 | 1328 MARINASIDE CRESCENT, Vancouver, BC V6Z 3B3 | Electrical Permit | Commercial | Tenant Improvement | Completed | Installation / Repair - Commercial - Installation of EV chargers and associated distribution, installation of conduit and branch circuits for chargers, installation of conduit and cables for wireless access points. Wiring installation of a total of 86 Level 2 40A EV charging outlets. | Action Electric Ltd
EP-2022-06690 | 2022-08-12 | 1383 MARINASIDE CRESCENT, Vancouver, BC V6Z 2W9 | Electrical Permit | Residential | Tenant Improvement | Issued | Installation / Repair - Residential - Modify and add on to existing DDC controls to match design changes. | Modern Systems Management Ltd
EP-2022-10228 | 2023-01-24 | 1383 MARINASIDE CRESCENT, Vancouver, BC V6Z 2W9 | Electrical Permit | Commercial | Addition | Completed | Installation / Repair - Commercial - Install a 208v 20a circuit for a NEMA 6-20r receptacle in a private garage. -Building permit required for fire stopping penetrations | Cielo Electric Ltd
EP-2023-04116 | 2023-05-11 | 1383 MARINASIDE CRESCENT, Vancouver, BC V6Z 2W9 | Electrical Permit | Commercial | Renovation | Issued | Installation / Repair - Commercial - Re and re of low voltage wiring for replacement of pool de-humidification unit. | Modern Systems Management Ltd
EP-2023-08952 | 2023-10-26 | 1383 MARINASIDE CRESCENT, Vancouver, BC V6Z 2W9 | Electrical Permit | Commercial | Addition | Completed | Installation / Repair - Commercial - Installation of new fluid cooler and Dehumidifier Feeder to replacement DHU is upgraded to 50A in lieu of existing 30A circuit. -grounding and bonding is purely for new/replacement circuits to HVAC equipment. | Black & McDonald Limited
EP-2022-00665 | 2022-01-31 | 6570 MARINE CRESCENT, Vancouver, BC V6P 5X1 | Electrical Permit | Residential | New | Expired | Temporary Power - Residential - To provide temporary power. Renewal of EP-2021-00372 | MW. Can. Enterprise Ltd
PP-2023-01038 | 2023-03-24 | 6570 MARINE CRESCENT, Vancouver, BC V6P 5X1 | Plumbing Permit | Residential | New | Issued | Residential - Installing sumps NOTE: Engineering Assurance letter will be submitted to the Plumbing Inspector on the site. Letter shall conform to the requirements of Vancouver Bulletin 2000-008-EL/P >BP: To construct a 2 storey + cellar one-family dwelling with an indoor and outdoor pool, with an attached garage providing 2 parking spaces, having vehicular access from the street. Also retaining an existing detached accessory building (garage), at the rear having vehicular access from the lane. | Apollo Excavating & Civil Works Ltd.
EP-2023-01103 | 2023-06-21 | 6570 MARINE CRESCENT, Vancouver, BC V6P 5X1 | Electrical Permit | Residential | New | Expired | Temporary Power - Residential - To provide temporary power. Renewal of EP-2022-00665 Valid: Feb. 1, 2023 to Jan 31, 2024 | MW. Can. Enterprise Ltd
PP-2023-00117 | 2023-01-12 | 6570 MARINE CRESCENT, Vancouver, BC V6P 5X1 | Plumbing Permit | Residential | New | Issued | Residential - NEW HOUSE PLUMBING >BP: To construct a 2 story + cellar one-family dwelling with an indoor and outdoor pool, with an attached garage providing 2 parking spaces, having vehicular access from the street. Also retaining an existing detached accessory building (garage), at the rear having vehicular access from the lane. 1. No Strata Titling permitted 2. No A/C Unit proposed 3. Bar sink located in Cellar 4. Schedule A: (George Beck) P.Eng (604.535.1507) CRP 5. Schedule B: (Heqing Jian) P.Eng (778.987.7461) Geotechnical 6. Schedule B: (Tong Ngo) P.Eng (604.535.1507) Structural 7. Schedule B: (S.C. So) P.Eng (604.760.6127) Mechanical 8. Schedule B: (Min-Wei Chen) P.Eng (604.449.7789) Architectural 9. Schedule D-1: (Min-Wei Chen) P.Eng (604.449.7789) 10. BC Housing (MFl Development Ltd.) 11. Environmental Separation designed according to Part 5 for the indoor swimming separation. | FANGXIN PLUMBING
EP-2023-10996 | 2023-12-07 | 6674 MARINE CRESCENT, Vancouver, BC V6P 5X1 | Electrical Permit | Residential | New | Issued | Temporary Power - Residential - To provide temporary power. | Kuban Electric Ltd
EP-2022-02622 | 2022-04-01 | 6709 MARINE CRESCENT, Vancouver, BC V6P 5X2 | Electrical Permit | Residential | Renovation | Completed | Installation / Repair - Residential - Removal of knob and tube from single family dwelling; remove and replace 100a main service panel with new 100a main panel. -The panel is protected by a 100a fused disconnect - so it does not require BC Hydro nor a service inspection - it is only panel replacement like with like. Amend: Apr 14, 2022 Adding photos of bonding to Wastewater pipe, gas pipe, water pipe | Brennan M Wauters
PP-2023-03012 | 2023-08-24 | 2981 MCGILL STREET, Vancouver, BC V5K 1H8 | Plumbing Permit | Residential | Addition | Completed | Residential - Per this BP of approved carport-turned-laundry room, meeting the requirement for plumbing permit for what is existing: washing machine and laundry basin; adding a vent >BP: Exterior and interior alter to validate the cover over the rear deck, to enclose a portion of the carport and convert into a laundry room, install new window adjacent to laundry room and enclose portion under stairs for storage, to this existing single detached house. Scope of work includes interior alterations to validate interior layout. The summer kitchen was previously approved under B74930 | NULL
EP-2023-08133 | 2023-09-14 | 2981 MCGILL STREET, Vancouver, BC V5K 1H8 | Electrical Permit | Residential | Renovation | Completed | Installation / Repair - Residential - TO CONTINUE WORK STARTED BY OTHERS (EP-2023-05988) Add receptacles and switches plus lights and smoke detectors for portion of the carport and convert into a laundry room only. CF-2021-012967 >BP: Exterior and interior alter to validate the cover over the rear deck, to enclose a portion of the carport and convert into a laundry room, install new window adjacent to laundry room and enclose portion under stairs for storage, to this existing single detached house. Scope of work includes interior alterations to validate interior layout. The summer kitchen was previously approved under B74930 Ok for Field Review as per C. Yue, April 3rd, 2023 Related DP-2022-00561 Schedule B Structural - Carlito Redoblado, P.Eng - 604-533-8423, carl@jcjdesigneng.com | Alert Electric Ltd
EP-2023-05988 | 2023-08-30 | 2981 MCGILL STREET, Vancouver, BC V5K 1H8 | Electrical Permit | Residential | Renovation | Completed | Installation / Repair - Residential - Separating so that lights, plugs and the washing machine in the laundry room are not on the same circuit. >BP: Exterior and interior alter to validate the cover over the rear deck, to enclose a portion of the carport and convert into a laundry room, install new window adjacent to laundry room and enclose portion under stairs for storage, to this existing single detached house. Scope of work includes interior alterations to validate interior layout. The summer kitchen was previously approved under B74930 Ok for Field Review as per C. Yue, April 3rd, 2023 Related DP-2022-00561 Schedule B Structural - Carlito Redoblado, P.Eng - 604-533-8423, carl@jcjdesigneng.com | Rightway Electric Inc
GP-2023-02016 | 2023-07-06 | 3585 MCGILL STREET, Vancouver, BC V5K 1J2 | Gas Permit | Residential | New | Issued | Residential - 1 Fireplace Venting, installation and final hook up >BP: To construct a 2 storey + basement one-family dwelling with a secondary suite | Galaxy Fireplaces Ltd
EP-2023-06225 | 2023-07-11 | 3585 MCGILL STREET, Vancouver, BC V5K 1J2 | Electrical Permit | Residential | New | Issued | Temporary Power - Residential - To provide temporary power. | GV ELECTRICAL INC
GP-2023-01616 | 2023-05-23 | 3585 MCGILL STREET, Vancouver, BC V5K 1J2 | Gas Permit | Residential | New | Issued | Residential - 1 Boiler, 1 Fireplace, 1 Range,1 Firepit, 1 Dryer & 3 BBQ's Piping only for 1 Fireplace, 1 2 Ranges, 1 Firepit, 1 Dryer& 3 BBQ >BP: To construct a 2 storey + basement one-family dwelling with a secondary suite **Amend - July 25, 2023 - Added 2 Ranges ** ***Amendment- September 08, 2023 - add underground lines for one BBQ and Firepit as we installed underground lines for BBQ and Firepit*** ***Amendment- September 08, 2023 - removed the generator from this permit as it is not approved on the associated building permit. *** ***Amendment - September 12, 2023 - removed 1 range*** | Ultra Mechanical Ltd
EP-2023-01544 | 2023-04-03 | 3585 MCGILL STREET, Vancouver, BC V5K 1J2 | Electrical Permit | Residential | New | Issued | Installation / Repair - Residential - ¦ 1FD + 1SS ¦ 2 Separate services ¦ 1FD- 200A ¦ #3LWH- 200A ¦ New House Electrical Wiring -not installing the AC, we are just supplying power to it *No A/C unit proposed on BP. An approved mechanical permit is required for the installation of air conditioning or heat pump unit at the time of installation before an electrical inspection will be performed >Permit Amendment Sep 19, 2023 -Include a generator in the plans ¦ Waiting for BP department to get back to the builder regarding the Generator *BP to be amended for the installation of generator unit at the time of installation before an electrical inspection will be performed -Documents Provided: AC Unit spec sheet/ Single line diagram *Document(s) uploaded to "Application Documents" tab for Electrical Inspector review. Documents are at pending status at time of permit amendment approval *Permit Amendment Jul 27, 2023 -Service details change from 400A main service to 2 separate 200A services¦ 1FD- 200A ¦ #3LWH- 200A -Single family dwelling: Load monitoring (EMS deduction): AC unit 10,500W >BP: To construct a 2 storey + basement one-family dwelling with a secondary suite ($1,200,000) located in the basement. Note: Parking for the site has been provided under DB-2021-05225 (Laneway House) 1- Covenant registered at the Land Title Office under CA9487973 2- No strata titling permitted 3- Bar sink proposed in basement 4- No A/C unit proposed 5- Schedule B: Yatendra Kumar Sharma (778.863.7076) Architectural, Structural, & Geotechnical 6- HPO: Residential Builder - Coastalwind Development Inc ******THIS PERMIT HAS BEEN ISSUED UNDER THE REQUIREMENTS OF VBBL #12511 (2019)****** | BC1196168 Ltd
SP-2023-00315 | 2023-02-24 | 3585 MCGILL STREET, Vancouver, BC V5K 1J2 | Sprinkler Permit | Residential | New | Issued | Residential - 1FD+SS - #1 & #2 - To install fire sprinkler system in the SFD >DB: To construct a 2 storey + basement one-family dwelling with a secondary suite located in the basement. Note: Parking for the site has been provided under DB-2021-05225 (Laneway House) 1- Covenant registered at the Land Title Office under CA9487973 2- No strata titling permitted 3- Bar sink proposed in basement 4- No A/C unit proposed | Max Fire Pro Ltd
EP-2023-03190 | 2023-04-17 | 3585 MCGILL STREET, Vancouver, BC V5K 1J2 | Electrical Permit | Residential | New | Issued | Installation / Repair - Residential - Security Alarm installation, cameras, data, phone rough wire and finishing. >BP: To construct a 2 storey + basement one-family dwelling with a secondary suite ($1,200,000) located in the basement. Note: Parking for the site has been provided under DB-2021-05225 (Laneway House) 1- Covenant registered at the Land Title Office under CA9487973 2- No strata titling permitted 3- Bar sink proposed in basement 4- No A/C unit proposed 5- Schedule B: Yatendra Kumar Sharma (778.863.7076) Architectural, Structural, & Geotechnical 6- HPO: Residential Builder - Coastalwind Development Inc Address Note: Building 1 #1-3585 McGill St - One Family Dwelling (1st-2nd floor, east side basement) #2-3585 McGill St - Secondary Suite (west side basement) | Charanjit Singh
MP-2022-00731 | 2022-12-17 | 3585 MCGILL STREET, Vancouver, BC V5K 1J2 | Mechanical Permit | NULL | NULL | Issued | NULL | Easyway Plumbing & Heating Ltd
PP-2022-04066 | 2022-11-10 | 3585 MCGILL STREET, Vancouver, BC V5K 1J2 | Plumbing Permit | Residential | New | Issued | Residential - plumbing >To construct a 2 storey + basement one-family dwelling with a secondary suite ($1,200,000) located in the basement. Note: Parking for the site has been provided under DB-2021-05225 (Laneway House) 1- Covenant registered at the Land Title Office under CA9487973 2- No strata titling permitted 3- Bar sink proposed in basement 4- No A/C unit proposed 5- Schedule B: Yatendra Kumar Sharma (778.863.7076) Architectural, Structural, & Geotechnical 6- HPO: Residential Builder - Coastalwind Development Inc ******THIS PERMIT HAS BEEN ISSUED UNDER THE REQUIREMENTS OF VBBL #12511 (2019)****** Amend: July 19, 2023 add 8 deck drain in the permit | Easyway Plumbing & Heating Ltd
EP-2022-05699 | 2022-07-06 | 3585 MCGILL STREET, Vancouver, BC V5K 1J2 | Electrical Permit | Residential | New | Expired | Temporary Power - Residential - To provide temporary power. | GV ELECTRICAL INC
PP-2022-02934 | 2022-08-23 | 3585 MCGILL STREET, Vancouver, BC V5K 1J2 | Plumbing Permit | Residential | New | Issued | Residential - SUMPS | JVT EXCAVATING & DEMOLITION LTD
EP-2023-06361 | 2023-07-27 | 7750 MUIRFIELD DRIVE, Vancouver, BC V5S 2L7 | Electrical Permit | Residential | Renovation | Completed | Installation / Repair - Residential - upgrade electrical service from 120/240 125 A to 120/240 200A, reconnected existing panel and circuits. install new 60A120/240V sub- panel . Supply power for steam oven 20A 240V; install wiring for future EV charger no equipment was installed just wiring for future use | SNG Electric Ltd
GP-2023-00846 | 2023-03-08 | 7756 MUIRFIELD DRIVE, Vancouver, BC V5S 2L7 | Gas Permit | Residential | Tenant Improvement | Completed | Residential - Re and Re the furnace | Moore & Russell Heating Ltd
GP-2023-02792 | 2023-09-25 | 7756 MUIRFIELD DRIVE, Vancouver, BC V5S 2L7 | Gas Permit | Residential | Renovation | Completed | Residential - hwt re&re | Ferenc Nagy
GP-2022-00817 | 2022-03-16 | 7713 MUNROE CRESCENT, Vancouver, BC V5S 3J9 | Gas Permit | Residential | Renovation | Completed | Residential - 2 X WOOD TO GAS INSERT SUPREME25 UPSTAIRS AND SUPREME30 DOWNSTAIRS GAS WITHIN 10' | BC Fireplace Service Inc
EP-2022-00816 | 2022-02-02 | 7726 MUNROE CRESCENT, Vancouver, BC V5S 3J9 | Electrical Permit | Residential | New | Expired | Temporary Power - Residential - To provide temporary power. | AULAKH ELECTRICAL CORPORATION
SP-2023-00424 | 2023-03-13 | 7726 MUNROE CRESCENT, Vancouver, BC V5S 3J9 | Sprinkler Permit | Residential | New | Completed | Residential - to install a new sprinkler system in the Duplex >BP: To construct a 2 storey two-family dwelling with 2 secondary suites located in the Basement with a detached accessory building (garage) at the rear providing 2 parking spaces, having vehicular access from the lane. Note: The entire building, INCLUDING THE ATTACHED GARAGE (if applicable), to be sprinklered to 2 x NFPA 13D 1. Covenant registered at the Land Title Office under CA9600654 2. No A/C Unit proposed 3. Schedule B: (M.S. Alam) P.Eng (604.653.7475) Structural & Geotechnical 4. HPO: Residential Builder- Trans Pacific Homes Inc | ACME PLUMBING HEATING & GAS LTD.
MP-2023-00190 | 2023-02-11 | 7726 MUNROE CRESCENT, Vancouver, BC V5S 3J9 | Mechanical Permit | NULL | NULL | Completed | NULL | ACME PLUMBING HEATING & GAS LTD.
EP-2023-01033 | 2023-02-07 | 7726 MUNROE CRESCENT, Vancouver, BC V5S 3J9 | Electrical Permit | Residential | New | Issued | Temporary Power - Residential - To provide temporary power. | AULAKH ELECTRICAL CORPORATION
PP-2023-00381 | 2023-02-03 | 7726 MUNROE CRESCENT, Vancouver, BC V5S 3J9 | Plumbing Permit | Residential | New | Completed | Residential - to install new plumbing fixtures in the Duplex >BP: To construct a 2 storey two-family dwelling with 2 secondary suites located in the Basement ($1,041,197) with a detached accessory building (garage) at the rear providing 2 parking spaces, having vehicular access from the lane. | ACME PLUMBING HEATING & GAS LTD.
EP-2023-03201 | 2023-04-13 | 7726 MUNROE CRESCENT, Vancouver, BC V5S 3J9 | Electrical Permit | Residential | New | Completed | Installation / Repair - Residential - Tv, telephone, alarm prewire and complete. >BP: To construct a 2 storey two-family dwelling with 2 secondary suites located in the Basement ($1,041,197) with a detached accessory building (garage) at the rear providing 2 parking spaces, having vehicular access from the lane. Note: The entire building, INCLUDING THE ATTACHED GARAGE (if applicable), to be sprinklered to 2 x NFPA 13D 1. Covenant registered at the Land Title Office under CA9600654 2. No A/C Unit proposed 3. Schedule B: (M.S. Alam) P.Eng (604.653.7475) Structural & Geotechnical 4. HPO: Residential Builder- Trans Pacific Homes Inc Note: This is a 2 storey building pursuant to the Zoning and Development By-Law **THIS PERMIT HAS BEEN ISSUED UNDER THE REQUIREMENTS OF VBBL #12511 (2019)** | Tvisha Technologies Ltd
EP-2023-02295 | 2023-03-17 | 7726 MUNROE CRESCENT, Vancouver, BC V5S 3J9 | Electrical Permit | Residential | New | Completed | Installation / Repair - Residential - Wiring, underground cables and Service of Duplex Unit Each Unit Service 125 Amps Main Service 200 Amps. >BP: To construct a 2 storey two-family dwelling with 2 secondary suites located in the Basement ($1,041,197) with a detached accessory building (garage) at the rear providing 2 parking spaces, having vehicular access from the lane. Note: The entire building, INCLUDING THE ATTACHED GARAGE (if applicable), to be sprinklered to 2 x NFPA 13D 1. Covenant registered at the Land Title Office under CA9600654 2. No A/C Unit proposed 3. Schedule B: (M.S. Alam) P.Eng (604.653.7475) Structural & Geotechnical 4. HPO: Residential Builder- Trans Pacific Homes Inc Note: This is a 2 storey building pursuant to the Zoning and Development By-Law **THIS PERMIT HAS BEEN ISSUED UNDER THE REQUIREMENTS OF VBBL #12511 (2019)** | AULAKH ELECTRICAL CORPORATION
GP-2023-01422 | 2023-05-03 | 7726 MUNROE CRESCENT, Vancouver, BC V5S 3J9 | Gas Permit | Residential | New | Completed | Residential - 2 boilers 2 rough in for ranges >BP:To construct a 2 storey two-family dwelling with 2 secondary suites | ACME PLUMBING HEATING & GAS LTD.
PP-2022-04215 | 2022-11-23 | 7726 MUNROE CRESCENT, Vancouver, BC V5S 3J9 | Plumbing Permit | Residential | New | Completed | Residential - one sump with pump one sump without pump >>>>AMEND Nov 25/22 Please ad one more sump ( no pump)to the permit because Garage need Draintile NOTE: Engineering Assurance letter will be submitted to the Plumbing Inspector on the site. Letter shall conform to the requirements of Vancouver Bulletin 2000-008-EL/PL. | Bhullar Excavating and Demolition
EP-2023-06992 | 2023-08-11 | 7816 MONTCALM STREET, Vancouver, BC V6P 4P3 | Electrical Permit | Residential | Renovation | Completed | Installation / Repair - Residential - Upgrade overhead service from 125A to 200A, new 200A combination panel will be at garage, keep existing 125A feeder from new 200A panel to house. Install EV charger receptacle at garage NEMA 14-50R (Max.7,680W) with 2 pole 40A breaker. 200A main service, (2 pole 125A to house) and (2. pole 40A to EV charger). | PANG'S ELECTRIC LTD
GP-2023-00631 | 2023-02-22 | 7863 MONTCALM STREET, Vancouver, BC V6P 4P2 | Gas Permit | Residential | Renovation | Completed | Residential - Re & Re HWT Gas | Milani Plumbing Heating & Air Conditioning Ltd
EP-2024-00512 | 2024-01-30 | 7887 MONTCALM STREET, Vancouver, BC V6P 4P2 | Electrical Permit | Residential | Renovation - Dwelling Unit(s) only | Issued | Installation / Repair - Residential - One range and one hood fan power disconnect and remove in illegal suite of the house CF-2023-003879 | Magtion Electric Ltd
EP-2023-08407 | 2023-09-25 | 7908 MONTCALM STREET, Vancouver, BC V6P 4P3 | Electrical Permit | Residential | Addition | Issued | Installation / Repair - Residential - DISCONNECT/RECONNECT THE EXISTING 100 A 1-PHASE METER FROM THE EXISTING MAIN HOUSE, TO BE RELOCATED ON THE NEW METER BASE THAT HAS INSTALLED ON NEW LANE WAY HOUSE. | Allone Electric Ltd
GP-2022-00087 | 2022-01-12 | 7908 MONTCALM STREET, Vancouver, BC V6P 4P3 | Gas Permit | Residential | Addition | Completed | Residential - re and re gas range | Christopher Sterling
SP-2021-01869 | 2022-01-05 | 6610 LIME STREET, Vancouver, BC V6P 5V6 | Sprinkler Permit | Residential | New | Completed | Residential - New fire sprinkler installation Exterior and interior alterations to convert the existing one-family dwelling to a one-family dwelling with a secondary suite. The scope of work includes new addition in the rear, front and rear covered porch. | Spectrum Fire Protection Ltd
PP-2022-01680 | 2022-05-17 | 6610 LIME STREET, Vancouver, BC V6P 5V6 | Plumbing Permit | Residential | New | Completed | Residential - lawn irrigation >BP: Exterior and interior alterations to convert the existing one-family dwelling to a one-family dwelling with a secondary suite. The scope of work includes new addition in the rear, front and rear covered porch. Entire Building to be sprinklered to NFPA-13D Renovation energy upgrade proposal prepared by Peter Cho, 778.316.9053 Structural and Geotechnical signed and sealed by Henry Hsu, 604.322.7158 Note: - No strata-titling will be permitted. - An annual Vancouver Business License must be obtained prior to the rental of this approved one-family dwelling and/or secondary suite on this site. - Install interconnected, hardwired, 120 volt smoke alarms with battery back-up and silencing feature, in each sleeping unit and within 5m outside each sleeping areas on each storey as per Building Bylaw 9.10.19. - Install Carbon Monoxide Alarm as per Building By-Law 9.32.4.2. & Bulletin 2007-007-BU/EL | David Bathurst
EP-2023-07907 | NULL | 6679 LIME STREET, Vancouver, BC V6P 5V7 | Electrical Permit | Commercial | NULL | Application Incomplete | Special Event - Genset. Filming inside 6679 Lime St. | Northkamp Enterprises Inc
EP-2023-06682 | 2023-08-09 | 6679 LIME STREET, Vancouver, BC V6P 5V7 | Electrical Permit | Residential | Addition | Completed | Installation / Repair - Residential - Adding an EV receptacle and power management device. | Rocket EV Charging Solutions Inc
EP-2023-05035 | 2023-06-07 | 5528 LINCOLN STREET, Vancouver, BC V5R 4P4 | Electrical Permit | Residential | New | Completed | Installation / Repair - Residential - Install Low Voltage wiring (networking), Alarm, CCTV, Data, Tel. Finishing only. >BP: To construct a two-storey two-family dwelling with two lock off units ($696,250) located in the basement, with an attached garage providing 2 parking spaces, having vehicular access from the street. Note: This is a 2 storey building pursuant to the Zoning and Development By-Law 1. Covenant registered at the Land Title Office under CA9243911 & CA9243912 2. No strata titling permitted 3. A/C units proposed in rear yard 4. No Bar sinks proposed 5. Schedule B: Md. Shahidul Alam (Structural & Geotechnical) 6. Rev#1: HPO: Khera Homes Ltd. ******THIS PERMIT HAS BEEN ISSUED UNDER THE REQUIREMENTS OF VBBL #12511 (2019)****** | Magnificent Security Inc.
SP-2023-00144 | 2023-01-25 | 5528 LINCOLN STREET, Vancouver, BC V5R 4P4 | Sprinkler Permit | Residential | New | Completed | Residential - Install sprinklers in dupkex >BP: To construct a two-storey two-family dwelling with two lock off units located in the basement, with an attached garage providing 2 parking spaces, having vehicular access from the street. Note: This is a 2 storey building pursuant to the Zoning and Development By-Law 1. Covenant registered at the Land Title Office under CA9243911 & CA9243912 2. No strata titling permitted 3. A/C units proposed in rear yard 4. No Bar sinks proposed 5. Schedule B: Md. Shahidul Alam (Structural & Geotechnical) 6. Rev#1: HPO: Khera Homes Ltd. | Gold Key Fire Protection Ltd
GP-2023-00312 | 2023-01-26 | 5528 LINCOLN STREET, Vancouver, BC V5R 4P4 | Gas Permit | Residential | New | Completed | Residential - 5528 lincoln st to install 1 boiler 1 range 1 bbq 5530 lincoln st to install 1 boiler 1 range 1 bbq >BP: To construct a two-storey two-family dwelling with two lock off units located in the basement, with an attached garage providing 2 parking spaces, having vehicular access from the street. Note: This is a 2 storey building pursuant to the Zoning and Development By-Law 1. Covenant registered at the Land Title Office under CA9243911 & CA9243912 2. No strata titling permitted 3. A/C units proposed in rear yard 4. No Bar sinks proposed 5. Schedule B: Md. Shahidul Alam (Structural & Geotechnical) 6. Rev#1: HPO: Khera Homes Ltd. | Symbolistic Heating Ltd
EP-2022-09865 | 2023-01-27 | 5528 LINCOLN STREET, Vancouver, BC V5R 4P4 | Electrical Permit | Residential | New | Completed | Installation / Repair - Residential - Duplex unit with 200 amp main 125 to each unit DB: To construct a two-storey two-family dwelling with two lock off units located in the basement, with an attached garage providing 2 parking spaces, having vehicular access from the street. Note: This is a 2 storey building pursuant to the Zoning and Development By-Law 1. Covenant registered at the Land Title Office under CA9243911 & CA9243912 2. No strata titling permitted 3. A/C units proposed in rear yard 4. No Bar sinks proposed 5. Schedule B: Md. Shahidul Alam (Structural & Geotechnical) 6. Rev#1: HPO: Khera Homes Ltd. >>>>Amend: Feb. 2, 2023 -Extra low voltage for: security Alarm and data and cameras only | 24/6 Electric Ltd
PP-2022-04222 | 2022-11-23 | 5528 LINCOLN STREET, Vancouver, BC V5R 4P4 | Plumbing Permit | Residential | New | Completed | Residential - Installing new plumbing fixtures inside the duplex To construct a two-storey two-family dwelling with two lock off units located in the basement, with an attached garage providing 2 parking spaces, having vehicular access from the street. Note: This is a 2 storey building pursuant to the Zoning and Development By-Law 1. Covenant registered at the Land Title Office under CA9243911 & CA9243912 2. No strata titling permitted 3. A/C units proposed in rear yard 4. No Bar sinks proposed 5. Schedule B: Md. Shahidul Alam (Structural & Geotechnical) 6. Rev#1: HPO: Khera Homes Ltd. | SUNSHINE PLUMBING LTD
MP-2022-00694 | 2022-12-13 | 5528 LINCOLN STREET, Vancouver, BC V5R 4P4 | Mechanical Permit | NULL | NULL | Completed | NULL | SUNSHINE PLUMBING LTD
PP-2022-03646 | 2022-10-14 | 5528 LINCOLN STREET, Vancouver, BC V5R 4P4 | Plumbing Permit | Residential | New | Completed | Residential - Sump | Knight Demolition & Excavation Ltd
EP-2022-05218 | 2022-06-20 | 5528 LINCOLN STREET, Vancouver, BC V5R 4P4 | Electrical Permit | Residential | New | Expired | Temporary Power - Residential - To provide temporary power. NOTE: Work authorized by this permit is for placement of a temporary power pole only and does not authorize any site construction and/or excavation. A separate Building Permit will be required prior to commencement of any other work on this site. | 24/6 Electric Ltd
GP-2022-01488 | 2022-05-13 | 3330 MANITOBA STREET, Vancouver, BC V5Y 3B8 | Gas Permit | Residential | New | Completed | Residential - To install 2 boiler 2 range 2 bbq 2 firepit 2 fireplaces There is piping for 2 bbq 2 firepit 2 range 2 fireplaces | JOT MECHANICAL LTD
EP-2022-03625 | 2022-05-09 | 3330 MANITOBA STREET, Vancouver, BC V5Y 3B8 | Electrical Permit | Residential | New | Completed | Installation / Repair - Residential - new wiring duplex >BP: To construct a 2.5 storey two-family dwelling ($787,075) with a detached accessory building (garage) and 1 open parking at the rear providing 2 parking spaces, having vehicular access from the lane. 8. No A/C Unit proposed 9. A/C proposed – Exterior component located in rear yard, Interior component located in crawl space 10. Schedule B: (Jeff Allester) P.Eng (604.228-0518) Structural 11. Schedule B: (Tegbir Bajwa) P.Eng (778.995.2404) Geotechnical 12. HPO: Residential Builder- WLK Homes Note: This is a 2 storey building pursuant to the Zoning and Development By-Law Address Information: Principle Dwelling (South): 3330 Manitoba St Principle Dwelling (North): 92 W 17 Ave Addresses have been assigned per the approved plans, access to the rear unit is from the West side. This access must be provided & maintained at all times and the building addresses posted to be visible from the street in accordance with the Building By-law. **THIS PERMIT HAS BEEN ISSUED UNDER THE REQUIREMENTS OF VBBL #12511 (2019) ** ****ALL PROJECT COORINATOR NOTE HAS BEEN ACCEPTED BY THE APPLICANT**** | Roop Electric Co Ltd
EP-2022-04371 | 2022-06-06 | 3330 MANITOBA STREET, Vancouver, BC V5Y 3B8 | Electrical Permit | Residential | New | Completed | Installation / Repair - Residential - alarm,cable,data,phone, doorbell >BP: To construct a 2.5 storey two-family dwelling ($787,075) with a detached accessory building (garage) and 1 open parking at the rear providing 2 parking spaces, having vehicular access from the lane. | Supertech Systems Ltd
SP-2022-00831 | 2022-05-25 | 3330 MANITOBA STREET, Vancouver, BC V5Y 3B8 | Sprinkler Permit | Residential | New | Completed | Residential - New sprinkler system To construct a 2.5 storey two-family dwelling with a detached accessory building (garage) and 1 open parking at the rear providing 2 parking spaces, having vehicular access from the lane. 8. No A/C Unit proposed 9. A/C proposed – Exterior component located in rear yard, Interior component located in crawl space 10. Schedule B: (Jeff Allester) P.Eng (604.228-0518) Structural 11. Schedule B: (Tegbir Bajwa) P.Eng (778.995.2404) Geotechnical 12. HPO: Residential Builder- WLK Homes | Haven Fire Protection Ltd
GP-2022-00892 | 2022-03-22 | 3330 MANITOBA STREET, Vancouver, BC V5Y 3B8 | Gas Permit | Residential | New | Completed | Residential - Installation of 2 gas fireplaces - venting and hook up only | Urban Fireplaces Ltd
PP-2022-00355 | 2022-02-04 | 3330 MANITOBA STREET, Vancouver, BC V5Y 3B8 | Plumbing Permit | Residential | New | Completed | Residential - Plumbing and Heating To construct a 2.5 storey two-family dwelling with a detached accessory building (garage) and 1 open parking at the rear providing 2 parking spaces, having vehicular access from the lane. 8. No A/C Unit proposed 9. A/C proposed – Exterior component located in rear yard, Interior component located in crawl space 10. Schedule B: (Jeff Allester) P.Eng (604.228-0518) Structural 11. Schedule B: (Tegbir Bajwa) P.Eng (778.995.2404) Geotechnical 12. HPO: Residential Builder- WLK Homes | Dilbagh Singh Sidhu
PP-2022-00664 | 2022-02-25 | 3330 MANITOBA STREET, Vancouver, BC V5Y 3B8 | Plumbing Permit | Residential | New | Completed | Residential - 2FD - SOUTH UNIT - 3330 MANITOBA ST NORTH UNIT - 92 W 17TH AV One outside sump To construct a 2.5 storey two-family dwelling with a detached accessory building (garage) and 1 open parking at the rear providing 2 parking spaces, having vehicular access from the lane. 8. No A/C Unit proposed 9. A/C proposed – Exterior component located in rear yard, Interior component located in crawl space | WEST DEMOLITION SERVICE LTD
GP-2022-03856 | 2022-12-05 | 3366 MANITOBA STREET, Vancouver, BC V5Y 3B8 | Gas Permit | Residential | Renovation | Completed | Residential - IBC Boiler Installation | Hillcrest Plumbing & Heating (1991) Ltd
EP-2022-03051 | 2022-04-14 | 3383 MANITOBA STREET, Vancouver, BC V5Y 3B9 | Electrical Permit | Residential | Renovation | Completed | Installation / Repair - Residential - Kitchen and bathroom renovation. Interconnecting smoke detectors throughout house -Adding new kitchen counter plugs, adding pot lights, new bathroom fan, island pendants, wall oven >BP: Change of use from One Family Dwelling to One Family Dwelling with a Secondary Suite and exterior alternations to existing deck and railing, window reconfiguration, and adding new skylight. Scope of work also includes minor alteration to existing kitchen, bathroom. Address Note: #1 - 3383 Manitoba St - Basement West Side, 1st and 2nd storey (1FD) #2 - 3383 Manitoba St - Basement East Side (sec suite) Addresses assigned per the approved plans, Fire and Emergency street access (walkway) to the secondary suite is from the North side. Street access must be provided & maintained at all times and the building addresses posted to be visible from the street in accordance with the Building By-law prior to Final Inspection. Letter of assurance submitted: Schedule B (Structural): T.N. Bouwmeester, P.Eng, 604.994.6821 OK for field review as per Jamie Zhang, May 20/21 Note: 1. This house is not sprinklered 2. REUP Submitted by W. Cameron Lockhart 604.562.0387. Scope of work to include energy upgrade in accordance with Article 11.2.1.4 of the 2019 Vancouver Building By-law and as per the Energy Efficiency Upgrade Details noted in the Energuide Report. - No strata-titling will be permitted - An annual Vancouver Business License must be obtained prior to the rental of this approved one-family dwelling and/or secondary suite on this site. | Greenleaf Electrical Group Ltd
EP-2023-00222 | 2023-01-10 | 5405 MANITOBA STREET, Vancouver, BC V5Y 3C3 | Electrical Permit | Residential | New | Expired | Temporary Power - Residential - To provide temporary power. | SUNSTONE ELECTRIC LTD
SP-2023-01270 | 2023-07-17 | 5405 MANITOBA STREET, Vancouver, BC V5Y 3C3 | Sprinkler Permit | Residential | New | Issued | Residential - 2FD+SS - SOUTH - 5405 MANITOBA ST -#1 & #2 NORTH - 150 W 37TH AV New sprinkler system >DB: To construct a 2 storey two-family dwelling with secondary suite located in the Main Floor with a detached accessory building (garage) providing 2 parking spaces, having vehicular access from the lane. Note: The entire building, INCLUDING THE ATTACHED GARAGE (if applicable), to be sprinklered to 2 x NFPA 13R 1. Covenant registered at the Land Title Office under C511835-CB511836 2. Heat Pump proposed 3. No Bar sink ***This permit is issued under the VBBL 2019, with updated energy requirements as per bylaw # 12997 effective Jan 01, 2022.*** AMEND: JULY 31/2023 Revised drawings are attached. Please discard previous drawings | Haven Fire Protection Ltd
EP-2023-06045 | 2023-07-24 | 5405 MANITOBA STREET, Vancouver, BC V5Y 3C3 | Electrical Permit | Residential | New | Issued | Installation / Repair - Residential - ¦ *2FD + 1SS- 200A ¦ Complete wiring and finishing. Main service-200 amps 5405 Manitoba meter-125 amps 150 W 37 meter-125 amps" *An approved mechanical permit is required for the installation of air conditioning or heat pump unit at the time of installation before an electrical inspection will be performed >Permit Amendment Oct 17, 2023 -"Change service amps 2-200 amps to only 1 combined 200 amps service. Main service-200 amps 5405 Manitoba meter-125 amps 150 W 37 meter-125 amps" -"New load calculations is uploaded" *Document(s) uploaded to "Application Documents" tab for Electrical Inspector review. Documents are at pending status at time of permit amendment approval >BP: To construct a 2 storey two-family dwelling with secondary suite located in the Main Floor ($1,018,120) with a detached accessory building (garage) providing 2 parking spaces, having vehicular access from the lane. Note: The entire building, INCLUDING THE ATTACHED GARAGE (if applicable), to be sprinklered to 2 x NFPA 13R 1. Covenant registered at the Land Title Office under C511835-CB511836 2. Heat Pump proposed 3. No Bar sink 4. Schedule B: (J.J.S.Hui) P.Eng (778.319.3403) Structural & Geotechnical 5. HPO: Residential Builder- Bluestone Ventures Ltd Note: This is a 2 storey building pursuant to the Zoning and Development By-Law ***This permit is issued under the VBBL 2019, with updated energy requirements as per bylaw # 12997 effective Jan 01, 2022.*** | SUNSTONE ELECTRIC LTD
PP-2023-02319 | 2023-06-29 | 5405 MANITOBA STREET, Vancouver, BC V5Y 3C3 | Plumbing Permit | Residential | New | Issued | Residential - Site services-sumps | Dryland Excavating Ltd
PP-2023-03082 | 2023-08-31 | 5405 MANITOBA STREET, Vancouver, BC V5Y 3C3 | Plumbing Permit | Residential | New | Issued | Residential - New plumbing for duplex. >BP: To construct a 2 storey two-family dwelling with secondary suite located in the Main Floor with a detached accessory building (garage) providing 2 parking spaces, having vehicular access from the lane. Note: As shown by an asterisk (*) on the building permit floor plans and/or elevations, exit protection is required to be provided in accordance with Articles 9.9.4.4., 9.9.4.6., and/or 9.37.2.8. of the 2019 VBBL. Note: The entire building, INCLUDING THE ATTACHED GARAGE (if applicable), to be sprinklered to NFPA 13R standard. 1. Covenant registered at the Land Title Office under C511835-CB511836 2. Heat Pump proposed 3. No Bar sink 4. Schedule B: (J.J.S.Hui) P.Eng (778.319.3403) Structural & Geotechnical 5. HPO: Residential Builder- Bluestone Ventures Ltd | ASPRA PLUMBING & HEATING LTD.
MP-2023-01639 | 2023-09-07 | 5405 MANITOBA STREET, Vancouver, BC V5Y 3C3 | Mechanical Permit | NULL | NULL | Issued | NULL | ASPRA PLUMBING & HEATING LTD.
GP-2023-03111 | 2023-10-18 | 5405 MANITOBA STREET, Vancouver, BC V5Y 3C3 | Gas Permit | Residential | New | Issued | Residential - 2 Boilers & 2 BBQ's New gas piping for single family duplex >BP: To construct a 2 storey two-family dwelling with secondary suite located in the Main Floor ($1,018,120) with a detached accessory building (garage) providing 2 parking spaces, having vehicular access from the lane. | ASPRA PLUMBING & HEATING LTD.
EP-2023-10038 | 2023-11-07 | 5405 MANITOBA STREET, Vancouver, BC V5Y 3C3 | Electrical Permit | Residential | New | Issued | Installation / Repair - Residential - rough wiring of security, tv, data, sound, vacuum and completion of security alarm >BP: To construct a 2 storey two-family dwelling with secondary suite located in the Main Floor ($1,018,120) with a detached accessory building (garage) providing 2 parking spaces, having vehicular access from the lane. Note: As shown by an asterisk (*) on the building permit floor plans and/or elevations, exit protection is required to be provided in accordance with Articles 9.9.4.4., 9.9.4.6., and/or 9.37.2.8. of the 2019 VBBL. Note: The entire building, INCLUDING THE ATTACHED GARAGE (if applicable), to be sprinklered to NFPA 13R standard. 1. Covenant registered at the Land Title Office under C511835-CB511836 2. Heat Pump proposed 3. No Bar sink 4. Schedule B: (J.J.S.Hui) P.Eng (778.319.3403) Structural & Geotechnical 5. HPO: Residential Builder- Bluestone Ventures Ltd ***This permit is issued under the VBBL 2019, with updated energy requirements as per bylaw # 12997 effective Jan 01, 2022.*** | Supersonic Security System Inc.
MP-2023-01951 | 2023-11-01 | 5405 MANITOBA STREET, Vancouver, BC V5Y 3C3 | Mechanical Permit | NULL | NULL | Issued | NULL | Profix Mechanical Ltd
PP-2023-03806 | 2023-10-30 | 2330 MAPLE STREET, Vancouver, BC V6J 3T6 | Plumbing Permit | Commercial | Addition | Issued | Commercial - Install a premise isolation Backflow preventer on the main water line. | Ashton Service Group/Ashton Mechanical Ltd.
EP-2022-06091 | 2022-07-22 | 2424 MAPLE STREET, Vancouver, BC V6J 4Y1 | Electrical Permit | Commercial | Tenant Improvement | Completed | Installation / Repair - Commercial - Installing two 40A Level 2 JuiceBox EV chargers on one circuit using JuiceNet Load Sharing. The chargers will be configured to not exceed a combined demand of 30A or 6.24 kW. | 0968458 BC Ltd DBA Relight Solutions
NULL | NULL | 2424 MAPLE STREET, Vancouver, BC V6J 4Y1 | Electrical Permit | Commercial | Renovation | Withdrawn | Installation / Repair - Commercial - Installing 2 EV chargers sharing one circuit using EVEMS built-in with charger software, fed from HSE panel | 0968458 BC Ltd DBA Relight Solutions
NULL | NULL | 2755 MAPLE STREET, Vancouver, BC V6J 5K1 | Electrical Permit | Commercial | Renovation | Draft | Installation / Repair - Commercial - wire and connect circulation pumps in the boiler room | LIGHTNING ELECTRIC
NULL | NULL | 2755 MAPLE STREET, Vancouver, BC V6J 5K1 | Gas Permit | Commercial | Addition | Draft | Commercial - Replace 3 heating boilers | Artisan Plumbing & Heating Ltd
EP-2023-00087 | 2023-01-17 | 7636 MANITOBA STREET, Vancouver, BC V5X 2Z7 | Electrical Permit | Residential | Renovation | Completed | Installation / Repair - Residential - 100 amp service upgrade. (Existing 70 amp) 2 - 15 amp circuits (receptacles) | EVANSON ELECTRIC LTD
GP-2022-02859 | 2022-09-23 | 7636 MANITOBA STREET, Vancouver, BC V5X 2Z7 | Gas Permit | Residential | Tenant Improvement | Completed | Residential - RE RE FURNACE | Moore & Russell Heating Ltd
MP-2022-00259 | 2022-09-22 | 7770 MANITOBA STREET, Vancouver, BC V5X 2Z8 | Mechanical Permit | NULL | NULL | Completed | NULL | WDR CONTRACTING LTD
EP-2023-01046 | NULL | 7770 MANITOBA STREET, Vancouver, BC V5X 2Z8 | Electrical Permit | Residential | New | Withdrawn | Installation / Repair - Residential - Extra Low Voltage. Data/Voice/TV Cable,Security Camera,Audio,Alarm Prewire,DoorBell | SECUTECH DEVELOPMENT LTD.
EP-2023-02988 | 2023-04-05 | 7770 MANITOBA STREET, Vancouver, BC V5X 2Z8 | Electrical Permit | Residential | New | Issued | Temporary Power - Residential - To provide temporary power. | Higo Electric Ltd
EP-2022-01776 | 2022-03-04 | 7770 MANITOBA STREET, Vancouver, BC V5X 2Z8 | Electrical Permit | Residential | New | Expired | Temporary Power - Residential - To provide temporary power. | Higo Electric Ltd
GP-2023-03119 | 2023-10-19 | 3625 MCGILL STREET, Vancouver, BC V5K 1J3 | Gas Permit | Residential | Tenant Improvement | Completed | Residential - Removal of existing tankless water heater; replacing with new tankless water heater | BAKERVIEW HEATING & COOLING LTD
PP-2023-03915 | 2023-11-07 | 5911 MARGUERITE STREET, Vancouver, BC V6M 3K9 | Plumbing Permit | Residential | New | Issued | Residential - 1FD - All floors >DB: To construct a 2 storey one-family dwelling with a Basement with an open parking pad, providing 1 parking space, having vehicular access from the rear 20' Lane. 1. Covenant registered at the Land Title Office under CB753259 2. External Mechanical Unit proposed – Exterior component located in rear yard, Interior component located in basement 3. Bar sink located in basement Note: The entire building to be sprinklered to NFPA 13D Note: This is a 2 storey building pursuant to the Zoning and Development By-Law ***This permit is issued under the VBBL 2019, with updated energy requirements as per bylaw # 12997 effective Jan 01, 2022.*** | Busy Boys Plumbing & Heating Limited
PP-2023-03391 | 2023-09-25 | 5911 MARGUERITE STREET, Vancouver, BC V6M 3K9 | Plumbing Permit | Residential | New | Issued | Residential - Sump installation for house and workshop | G & H Demolition & Excavation Ltd.
NULL | NULL | 5911 MARGUERITE STREET, Vancouver, BC V6M 3K9 | Mechanical Permit | NULL | NULL | Draft | NULL | NULL
MP-2023-02120 | 2023-11-30 | 5911 MARGUERITE STREET, Vancouver, BC V6M 3K9 | Mechanical Permit | NULL | NULL | Issued | NULL | Busy Boys Plumbing & Heating Limited
EP-2023-03235 | 2023-04-14 | 5911 MARGUERITE STREET, Vancouver, BC V6M 3K9 | Electrical Permit | Residential | New | Issued | Temporary Power - Residential - To provide temporary power. NOTE: Work authorized by this permit is for placement of a temporary power pole only and does not authorize any site construction and/or excavation. A separate Building Permit will be required prior to commencement of any other work on this site. | R.J.L. Electrical Contractor Ltd
GP-2023-03638 | 2023-11-20 | 6633 MARGUERITE STREET, Vancouver, BC V6P 5E8 | Gas Permit | Residential | Renovation | Completed | Residential - Boiler Re and Re | Airlink Heating and Plumbing Ltd
GP-2022-01485 | 2022-05-12 | 5771 MCKINNON STREET, Vancouver, BC V5R 4C9 | Gas Permit | Residential | Tenant Improvement | Completed | Residential - Re Re Furnace | Moore & Russell Heating Ltd
GP-2023-00474 | 2023-02-08 | 5780 MCKINNON STREET, Vancouver, BC V5R 4E1 | Gas Permit | Residential | Renovation - Dwelling Unit(s) only | Completed | Residential - re and re boiler | Proflow Plumbing Heating Gas Limited
GP-2023-03274 | 2023-10-29 | 5798 MCKINNON STREET, Vancouver, BC V5R 4E1 | Gas Permit | Residential | Renovation | Completed | Residential - To Replace 1 Furnace Re/Re | ALL TIME HEATING PLUMBING & AIR CONDITIONING
GP-2023-03251 | 2023-10-26 | 5798 MCKINNON STREET, Vancouver, BC V5R 4E1 | Gas Permit | Residential | Renovation | Completed | Residential - To Replace 1 Water Heater Re/Re | ALL TIME HEATING PLUMBING & AIR CONDITIONING
EP-2023-09775 | 2023-11-24 | 6377 MCKINNON STREET, Vancouver, BC V5S 3E9 | Electrical Permit | Residential | New | Issued | Installation / Repair - Residential - 11.4 kW Solar Grid Tie System >BP: 1FD + SS - Net Zero To construct a 2 storey + basement one-family dwelling with a secondary suite ($793,500) located in the basement. Note: Parking for the site has been provided under DB-2022-00958 (Laneway House). Note: This is a 2 storey building pursuant to the Zoning and Development By-Law. 1- Covenant registered at the Land Title Office under CA9640534 2- No strata titling permitted 3- No bar sink proposed 4- A/C unit proposed in the rear yard 5- Schedule B: O. Wegner, P.Eng (604-579-0110) Structural 6- Schedule B: Bryan Lui (604-882-8475) Geotechnical 7- BC Housing Residential Builder - Roadhouse Homes Ltd. Address number assigned as per approved plans for Fire and Emergency response. The address number is to be posted and to the building and to be visible from the street in accordance with the Building By-law prior to final inspection. ***This permit is issued under the VBBL 2019, with updated energy requirements as per bylaw # 12997 effective Jan 01, 2022.*** | Terratek Energy Solutions Inc
EP-2023-08981 | 2023-10-05 | 6377 MCKINNON STREET, Vancouver, BC V5S 3E9 | Electrical Permit | Residential | New | Issued | Installation / Repair - Residential - Rough wiring for CATV, Ethernet, CCTV, Security and Audio systems. Security finish and all other wiring terminated to jacks or blanked off. >BP: To construct a 2 storey + basement one-family dwelling with a secondary suite ($793,500) located in the basement. | Techline Security & Sound Inc
EP-2023-08519 | 2023-09-22 | 6377 MCKINNON STREET, Vancouver, BC V5S 3E9 | Electrical Permit | Residential | New | Issued | Temporary Power - Residential - To provide temporary power. -renewal of EP-2022-07090 -valid Aug. 23 , 2023 - Aug. 22, 2024 | Custom City Electric Ltd
SP-2023-01604 | 2023-09-05 | 6377 MCKINNON STREET, Vancouver, BC V5S 3E9 | Sprinkler Permit | Residential | New | Issued | Residential - Sprinkler system for new SFD >BP: 1FD + SS - Net Zero To construct a 2 storey + basement one-family dwelling with a secondary suite located in the basement. Note: Parking for the site has been provided under DB-2022-00958 (Laneway House). Note: This is a 2 storey building pursuant to the Zoning and Development By-Law. 1- Covenant registered at the Land Title Office under CA9640534 2- No strata titling permitted 3- No bar sink proposed 4- A/C unit proposed in the rear yard 5- Schedule B: O. Wegner, P.Eng (604-579-0110) Structural 6- Schedule B: Bryan Lui (604-882-8475) Geotechnical 7- BC Housing Residential Builder - Roadhouse Homes Ltd. | Allright Sprinklers Ltd
EP-2023-03327 | 2023-05-08 | 6377 MCKINNON STREET, Vancouver, BC V5S 3E9 | Electrical Permit | Residential | New | Issued | Installation / Repair - Residential - New house Build with a secondary suite 2 separate 2 x 200A services -full electrical wiring *An approved mechanical permit is required for the installation of air conditioning or heat pump unit at the time of installation before an electrical inspection will be performed >BP: 1FD + SS - Net Zero To construct a 2 storey + basement one-family dwelling with a secondary suite ($793,500) located in the basement. Note: Parking for the site has been provided under DB-2022-00958 (Laneway House). Note: This is a 2 storey building pursuant to the Zoning and Development By-Law. 1- Covenant registered at the Land Title Office under CA9640534 2- No strata titling permitted 3- No bar sink proposed 4- A/C unit proposed in the rear yard 5- Schedule B: O. Wegner, P.Eng (604-579-0110) Structural 6- Schedule B: Bryan Lui (604-882-8475) Geotechnical 7- BC Housing Residential Builder - Roadhouse Homes Ltd. | Custom City Electric Ltd
PP-2023-01416 | 2023-04-24 | 6377 MCKINNON STREET, Vancouver, BC V5S 3E9 | Plumbing Permit | Residential | New | Issued | Residential - New plumbing in single family dwelling with a suite. >BP: To construct a 2 storey + basement one-family dwelling with a secondary suite located in the basement. Note: Parking for the site has been provided under DB-2022-00958 (Laneway House). Note: This is a 2 storey building pursuant to the Zoning and Development By-Law. 1- Covenant registered at the Land Title Office under CA9640534 2- No strata titling permitted 3- No bar sink proposed 4- A/C unit proposed in the rear yard 5- Schedule B: O. Wegner, P.Eng (604-579-0110) Structural 6- Schedule B: Bryan Lui (604-882-8475) Geotechnical 7- BC Housing Residential Builder - Roadhouse Homes Ltd. | John R Saunders
MP-2023-00793 | 2023-05-08 | 6377 MCKINNON STREET, Vancouver, BC V5S 3E9 | Mechanical Permit | NULL | NULL | Issued | NULL | Nickel Heating & Ventilation
NULL | NULL | 6377 MCKINNON STREET, Vancouver, BC V5S 3E9 | Mechanical Permit | NULL | NULL | Withdrawn | NULL | NULL
EP-2022-07090 | 2022-08-22 | 6377 MCKINNON STREET, Vancouver, BC V5S 3E9 | Electrical Permit | Residential | New | Expired | Temporary Power - Residential - To provide temporary power. | Custom City Electric Ltd
PP-2022-04237 | 2022-11-24 | 6377 MCKINNON STREET, Vancouver, BC V5S 3E9 | Plumbing Permit | Residential | New | Issued | Residential - sumps | Quality Draintile Ltd
PP-2022-00210 | 2022-01-24 | 6922 MCKINNON STREET, Vancouver, BC V5S 3G5 | Plumbing Permit | Residential | New | Completed | Residential - 1FD+SS - #1 & #2 - Strom, sump and sewer install To construct a 2 storey one-family dwelling with a secondary suite located in the Basement/Cellar with a detached accessory building (garage) , at the rear providing 4 parking spaces, having vehicular access from the lane. The entire building, INCLUDING THE ATTACHED GARAGE (if applicable), to be sprinklered to NFPA 13D. NOTE: To achieve the required FSR a floor space exclusion of 2% has been applied to this application as per section 10.11.1 of the district schedule, to accommodate improved building performance. 1. Covenant registered at the Land Title Office under CA9305597 2. No strata titling permitted 3. A/C unit proposed located at rear and second floor. 4. Bar sink located in basement | Mash Construction Ltd.
GP-2022-01328 | 2022-04-28 | 6922 MCKINNON STREET, Vancouver, BC V5S 3G5 | Gas Permit | Residential | New | Completed | Residential - This is a new house with 2 fixtures - range and boiler. >BP: To construct a 2 storey one-family dwelling with a secondary suite located in the Basement/Cellar (960,055.00) with a detached accessory building (garage) , at the rear providing 2 parking spaces, having vehicular access from the lane. The entire building, INCLUDING THE ATTACHED GARAGE (if applicable), to be sprinklered to NFPA 13D. NOTE: To achieve the required FSR a floor space exclusion of 2% has been applied to this application as per section 10.11.1 of the district schedule, to accommodate improved building performance. 1. Covenant registered at the Land Title Office under CA9305597 2. No strata titling permitted 3. A/C unit proposed located at rear and second floor. 4. Bar sink located in basement 5. Schedule B: Jason Hui P.Eng (778-319-3403) Structural & Geotechnical 6. BC Housing: Five River Construction This is a 2 storey building pursuant to the Zoning and Development By-Law ******THIS PERMIT HAS BEEN ISSUED UNDER THE REQUIREMENTS OF VBBL 2019****** All rooms adjacent to East and West exposing building face shall be sprinklered. "Combustible projections or roof soffits on an exposing building face shall not project to less than .45m from the property line and shall be in compliance with VBBL 2019 9.10.15.5.(9) | AKAL Plumbing & Heating Ltd
SP-2022-00639 | 2022-04-28 | 6922 MCKINNON STREET, Vancouver, BC V5S 3G5 | Sprinkler Permit | Residential | New | Completed | Residential - Install sprinklers in sfd To construct a 2 storey one-family dwelling with a secondary suite located in the Basement/Cellar with a detached accessory building (garage) , at the rear providing 2 parking spaces, having vehicular access from the lane. The entire building, INCLUDING THE ATTACHED GARAGE (if applicable), to be sprinklered to NFPA 13D. NOTE: To achieve the required FSR a floor space exclusion of 2% has been applied to this application as per section 10.11.1 of the district schedule, to accommodate improved building performance. 1. Covenant registered at the Land Title Office under CA9305597 2. No strata titling permitted 3. A/C unit proposed located at rear and second floor. 4. Bar sink located in basement 5. Schedule B: Jason Hui P.Eng (778-319-3403) Structural & Geotechnical 6. BC Housing: Five River Construction | Gold Key Fire Protection Ltd
PP-2022-00896 | 2022-03-17 | 6922 MCKINNON STREET, Vancouver, BC V5S 3G5 | Plumbing Permit | Residential | New | Completed | Residential - 1FD+SS - #1 & #2 - This is a new house with 32 fixtures To construct a 2 storey one-family dwelling with a secondary suite located in the Basement/Cellar with a detached accessory building (garage) , at the rear providing 4 parking spaces, having vehicular access from the lane. The entire building, INCLUDING THE ATTACHED GARAGE (if applicable), to be sprinklered to NFPA 13D. 1. Covenant registered at the Land Title Office under CA9305597 2. No strata titling permitted 3. A/C unit proposed located at rear and second floor. 4. Bar sink located in basement | AKAL Plumbing & Heating Ltd
EP-2022-02740 | 2022-04-19 | 6922 MCKINNON STREET, Vancouver, BC V5S 3G5 | Electrical Permit | Residential | New | Completed | Installation / Repair - Residential - New house wiring 150A sub service to Main house >BP: To construct a 2 storey one-family dwelling with a secondary suite located in the Basement/Cellar (960,055.00) with a detached accessory building (garage) , at the rear providing 4 parking spaces, having vehicular access from the lane. The entire building, INCLUDING THE ATTACHED GARAGE (if applicable), to be sprinklered to NFPA 13D. NOTE: To achieve the required FSR a floor space exclusion of 2% has been applied to this application as per section 10.11.1 of the district schedule, to accommodate improved building performance. 1. Covenant registered at the Land Title Office under CA9305597 2. No strata titling permitted 3. A/C unit proposed located at rear and second floor. 4. Bar sink located in basement 5. Schedule B: Jason Hui P.Eng (778-319-3403) Structural & Geotechnical 6. BC Housing: Five River Construction This is a 2 storey building pursuant to the Zoning and Development By-Law ******THIS PERMIT HAS BEEN ISSUED UNDER THE REQUIREMENTS OF VBBL 2019****** All rooms adjacent to East and West exposing building face shall be sprinklered. "Combustible projections or roof soffits on an exposing building face shall not project to less than .45m from the property line and shall be in compliance with VBBL 2019 9.10.15.5.(9) Amend: May 3, 2022 200 amp service reduced to 150 | L.H. ELECTRIC LTD
EP-2022-03120 | 2022-04-19 | 6922 MCKINNON STREET, Vancouver, BC V5S 3G5 | Electrical Permit | Residential | New | Completed | Installation / Repair - Residential - low voltage rough-in and completion of security alarm system, tel/data/cable. security cameras prewire only >BP: To construct a 2 storey one-family dwelling with a secondary suite located in the Basement/Cellar (960,055.00) with a detached accessory building (garage) , at the rear providing 2 parking spaces, having vehicular access from the lane. The entire building, INCLUDING THE ATTACHED GARAGE (if applicable), to be sprinklered to NFPA 13D. NOTE: To achieve the required FSR a floor space exclusion of 2% has been applied to this application as per section 10.11.1 of the district schedule, to accommodate improved building performance. 1. Covenant registered at the Land Title Office under CA9305597 2. No strata titling permitted 3. A/C unit proposed located at rear and second floor. 4. Bar sink located in basement 5. Schedule B: Jason Hui P.Eng (778-319-3403) Structural & Geotechnical 6. BC Housing: Five River Construction This is a 2 storey building pursuant to the Zoning and Development By-Law ******THIS PERMIT HAS BEEN ISSUED UNDER THE REQUIREMENTS OF VBBL 2019****** "Combustible projections or roof soffits on an exposing building face shall not project to less than .45m from the property line and shall be in compliance with VBBL 2019 9.10.15.5.(9) BUILDING 1 #1 - 6922 Mckinnon St - Basement South side, 1st & 2nd storey (1FD) #2 - 6922 Mckinnon St - Basement North side (sec suite) | Infinitech Security & Integration Inc.
EP-2022-06294 | 2022-07-27 | 5831 LINCOLN STREET, Vancouver, BC V5R 4P6 | Electrical Permit | Residential | Tenant Improvement | Completed | Installation / Repair - Residential - Electrical install of heat pump. No change to existing service BP not required. Mechanical permit will be obtained. | Moore And Russell Heating And Air Conditioning Ltd
MP-2022-00050 | 2022-07-26 | 5831 LINCOLN STREET, Vancouver, BC V5R 4P6 | Mechanical Permit | NULL | NULL | Completed | NULL | Moore And Russell Heating And Air Conditioning Ltd
GP-2023-03243 | 2023-10-26 | 5831 LINCOLN STREET, Vancouver, BC V5R 4P6 | Gas Permit | Residential | Tenant Improvement | Completed | Residential - Re and Re Tankless Water Heater Re and Re Furnace | Moore & Russell Heating Ltd
EP-2022-03837 | 2022-05-11 | 7875 MANITOBA STREET, Vancouver, BC V5X 2Z9 | Electrical Permit | Residential | Renovation | Completed | Installation / Repair - Residential - Upgrade the electrical service from 70A 120V /240V 1phase 3 wire 200A 120/240V 1 phase 3 wires, Install the new 200A 120/240V 1 phase 3 wire electrical panel, Re-re connect the existing circuits to the new panel | SNG Electric Ltd
NULL | NULL | 8275 MANITOBA STREET, Vancouver, BC V5X 4L8 | Electrical Permit | Commercial | NULL | Draft | Movie Set / Filming - To allow for Movie Set/Filming Applicant shall provide completed Contractor Declaration form, and dates of filming and associated location(s) to csinspection.clerks@vancouver.ca prior to the commencement of filming. Visit vancouver.ca/inspections for more details. | NULL
EP-2023-09345 | 2023-10-17 | 8383 MANITOBA STREET, Vancouver, BC V5X 3A9 | Electrical Permit | Commercial | NULL | Issued | Annual / Operating - Misc work throughout CF-2023-010924 Renewal of EP-2023-00784 Valid October 5 , 2023 to October 4, 2024 | Mott Electric General Partnership
EP-2023-00784 | 2023-01-31 | 8383 MANITOBA STREET, Vancouver, BC V5X 3A9 | Electrical Permit | Commercial | NULL | Expired | Annual / Operating - Annual permit and inspection of electrical distribution and equipment. Expired EP-2021-07394 Valid October 5 , 2022 to October 4, 2023 | Mott Electric General Partnership
GP-2022-01633 | 2022-05-27 | 2039 MANNERING AVENUE, Vancouver, BC V5N 3C2 | Gas Permit | Residential | Renovation | Completed | Residential - Hot Water Tank Replacement | Hillcrest Plumbing & Heating (1991) Ltd
PP-2023-00554 | 2023-02-16 | 2040 MANNERING AVENUE, Vancouver, BC V5N 3C3 | Plumbing Permit | Residential | New | Completed | Residential - 2FD - sump without pump | BAB Homes Ltd
EP-2023-03470 | 2023-04-27 | 2040 MANNERING AVENUE, Vancouver, BC V5N 3C3 | Electrical Permit | Residential | New | Completed | Installation / Repair - Residential - 200 amp main service 125 amp for one unit and 2nd unit 100 amp all wiring and finishing *An approved mechanical permit is required for the installation of air conditioning or heat pump unit at the time of installation before an electrical inspection will be performed >BP: To construct a 2 storey two-family dwelling ($697,750) with a detached accessory building (garage) at the rear providing 2 parking spaces, having vehicular access from the 20' lane. Note: The entire building, INCLUDING THE ATTACHED GARAGE (if applicable), to be sprinklered to 2 x NFPA 13D 1. A/C proposed – Exterior component located in Rear, Interior component located in 1/2 storey (third floor) 2. Schedule B: (B.S. Sidhu) P.Eng (604.339-0034) Structural & Geotechnical 3. HPO: Residential Builder- BAB Homes Ltd Note: This is a 2 storey building pursuant to the Zoning and Development By-Law **THIS PERMIT HAS BEEN ISSUED UNDER THE REQUIREMENTS OF VBBL #12511 (2019)** PPC, builder | H.L. ELECTRICAL LTD
EP-2023-03756 | 2023-05-01 | 2040 MANNERING AVENUE, Vancouver, BC V5N 3C3 | Electrical Permit | Residential | New | Completed | Installation / Repair - Residential - Security alarm, tv cables, telephone and door chime. >BP: To construct a 2 storey two-family dwelling ($697,750) with a detached accessory building (garage) at the rear providing 2 parking spaces, having vehicular access from the 20' lane. Note: The entire building, INCLUDING THE ATTACHED GARAGE (if applicable), to be sprinklered to 2 x NFPA 13D 1. A/C proposed – Exterior component located in Rear, Interior component located in 1/2 storey (third floor) 2. Schedule B: (B.S. Sidhu) P.Eng (604.339-0034) Structural & Geotechnical 3. HPO: Residential Builder- BAB Homes Ltd Note: This is a 2 storey building pursuant to the Zoning and Development By-Law **THIS PERMIT HAS BEEN ISSUED UNDER THE REQUIREMENTS OF VBBL #12511 (2019)** PPC, builder | A B L SECURITY SYSTEMS LTD.
SP-2023-00742 | 2023-05-01 | 2040 MANNERING AVENUE, Vancouver, BC V5N 3C3 | Sprinkler Permit | Residential | New | Completed | Residential - DUPLEX WITH NEW SPRINKLERS >BP: To construct a 2 storey two-family dwelling with a detached accessory building (garage) at the rear providing 2 parking spaces, having vehicular access from the 20' lane. Note: The entire building, INCLUDING THE ATTACHED GARAGE (if applicable), to be sprinklered to 2 x NFPA 13D 1. A/C proposed – Exterior component located in Rear, Interior component located in 1/2 storey (third floor) 2. Schedule B: (B.S. Sidhu) P.Eng (604.339-0034) Structural & Geotechnical 3. HPO: Residential Builder- BAB Homes Ltd | BC Fire Sprinklers Ltd
MP-2023-00586 | 2023-04-05 | 2040 MANNERING AVENUE, Vancouver, BC V5N 3C3 | Mechanical Permit | NULL | NULL | Completed | NULL | Easyway Plumbing & Heating Ltd
PP-2023-01080 | 2023-03-28 | 2040 MANNERING AVENUE, Vancouver, BC V5N 3C3 | Plumbing Permit | Residential | New | Completed | Residential - 2FD - FRONT - 2040 MANNERING AV BACK - 2042 MANNERING AV plumbing >DB: To construct a 2 storey two-family dwelling with a detached accessory building (garage) at the rear providing 2 parking spaces, having vehicular access from the 20' lane. Note: The entire building, INCLUDING THE ATTACHED GARAGE (if applicable), to be sprinklered to 2 x NFPA 13D 1. A/C proposed – Exterior component located in Rear, Interior component located in 1/2 storey (third floor) | Easyway Plumbing & Heating Ltd
GP-2023-01535 | 2023-05-11 | 2040 MANNERING AVENUE, Vancouver, BC V5N 3C3 | Gas Permit | Residential | New | Completed | Residential - 2FD - FRONT - 2040 MANNERING AV BACK - 2042 MaNNERING AV Gas >DB: To construct a 2 storey two-family dwelling with a detached accessory building (garage) at the rear providing 2 parking spaces, having vehicular access from the 20' lane. Note: The entire building, INCLUDING THE ATTACHED GARAGE (if applicable), to be sprinklered to 2 x NFPA 13D 1. A/C proposed – Exterior component located in Rear, Interior component located in 1/2 storey (third floor) | Easyway Plumbing & Heating Ltd
EP-2022-07016 | 2022-08-19 | 2040 MANNERING AVENUE, Vancouver, BC V5N 3C3 | Electrical Permit | Residential | New | Expired | Temporary Power - Residential - To provide temporary power. | H.L. ELECTRICAL LTD
PP-2023-04419 | 2023-12-21 | 2069 MANNERING AVENUE, Vancouver, BC V5N 3C2 | Plumbing Permit | Residential | New | Issued | Residential - installation of sump >BP: To construct a 2 storey + basement one-family dwelling with a secondary suite located in the basement. | J B Siteworks Inc
EP-2023-11366 | 2024-01-17 | 2069 MANNERING AVENUE, Vancouver, BC V5N 3C2 | Electrical Permit | Residential | New | Issued | Installation / Repair - Residential - Electrical permit for new house >BP: To construct a 2 storey + basement one-family dwelling with a secondary suite ($647,750) located in the basement. Note: Parking for the site has been provided under DB-2022-04175 (Laneway House) 1- Covenant registered at the Land Title Office under CB327909 2- No strata titling permitted 3- No Bar sink proposed 4- Internal mechanical unit proposed on second storey 5- Schedule B: Zhanchao Zhao P.Eng (604.526.1305) Structural & Geotechnical 6- HPO: Residential Builder - Hengwang Construction ***This permit is issued under the VBBL 2019, with updated energy requirements as per bylaw # 12997 effective Jan 01, 2022.*** | Electra Power Solutions Ltd
EP-2022-04370 | 2022-05-26 | 22 MALTA PLACE, Vancouver, BC V5M 4C4 | Electrical Permit | Residential | Tenant Improvement | Completed | Installation / Repair - Residential - Electrical install of AC. BP not required. No change to existing service. | Moore And Russell Heating And Air Conditioning Ltd
EP-2023-06318 | NULL | 64 MALTA PLACE, Vancouver, BC V5M 4C4 | Electrical Permit | Residential | Addition | Withdrawn | Installation / Repair - Residential - Wiring and hook up the heat pump. | Silver Star Electric Ltd
MP-2023-01249 | 2023-07-11 | 64 MALTA PLACE, Vancouver, BC V5M 4C4 | Mechanical Permit | NULL | NULL | Completed | NULL | CoStar Home Energy Ltd
EP-2022-00526 | 2022-01-26 | 77 MALTA PLACE, Vancouver, BC V5M 4C4 | Electrical Permit | Residential | Renovation - Dwelling Unit(s) only | Completed | Installation / Repair - Residential - Install 2 battery back-up exit signs. Also change duplex receptacles in childcare area to tamper-proof duplex receptacles. | Bill's Electrical Services Ltd
EP-2022-08633 | 2022-10-12 | 91 MALTA PLACE, Vancouver, BC V5M 4C4 | Electrical Permit | Residential | Renovation | Completed | Installation / Repair - Residential - Relocate existing service to laneway house | L.H. ELECTRIC LTD
EP-2023-04190 | 2023-05-12 | 92 MALTA PLACE, Vancouver, BC V5M 4C4 | Electrical Permit | Residential | New | Completed | Installation / Repair - Residential - Low voltage & Security Alarm completion only. >BP: To construct a 2 storey + basement one-family dwelling with a secondary suite ($1,538,000) located in the basement with a detached accessory building (garage), at the rear providing 2 parking spaces, having vehicular access from the lane. - Proposal for fish pond approximately 20' x 24' rear yard South elevation. Note: This is a 2 storey building pursuant to the Zoning and Development By-Law 1- Covenant registered at the Land Title Office under CA8759667 2- No strata titling permitted 3- Bar sink proposed in the basement 4- A/C unit proposed in the rear yard 5- Schedule B: K.T.C. Nguyen P.Eng (604.326.2701) Structural & Geotechnical 6- HPO: Residential Builder - Seraglio Homes Ltd. Address Note: Addresses have been assigned per the approved plans, access to the secondary suite is from the southeast side. This access must be provided & maintained at all times and the building addresses posted to be visible from the street in accordance with the Building By-law. ******THIS PERMIT HAS BEEN ISSUED UNDER THE REQUIREMENTS OF VBBL #12511 (2019)****** | Xon Automation Ltd
SP-2022-00165 | 2022-02-07 | 92 MALTA PLACE, Vancouver, BC V5M 4C4 | Sprinkler Permit | Residential | New | Completed | Residential - New sprinkler system >BP: To construct a 2 storey + basement one-family dwelling with a secondary suite ($1,538,000) located in the basement with a detached accessory building (garage), at the rear providing 2 parking spaces, having vehicular access from the lane. Note: This Building Permit will remain in a suspended status until the associated (green) Demolition Permit BP-2021-00401 is completed. Note: This is a 2 storey building pursuant to the Zoning and Development By-Law 1- Covenant registered at the Land Title Office under CA8759667 2- No strata titling permitted 3- Bar sink proposed in the basement 4- A/C unit proposed in the rear yard 5- Schedule B: K.T.C. Nguyen P.Eng (604.326.2701) Structural & Geotechnical 6- HPO: Residential Builder - Seraglio Homes Ltd. Address Note: Addresses have been assigned per the approved plans, access to the secondary suite is from the southeast side. This access must be provided & maintained at all times and the building addresses posted to be visible from the street in accordance with the Building By-law. ******THIS PERMIT HAS BEEN ISSUED UNDER THE REQUIREMENTS OF VBBL #12511 (2019)****** | Haven Fire Protection Ltd
GP-2022-00323 | 2022-02-03 | 92 MALTA PLACE, Vancouver, BC V5M 4C4 | Gas Permit | Residential | New | Completed | Residential - Installation of 1 gas fireplace - venting and hook up only To construct a 2 storey + basement one-family dwelling with a secondary suite located in the basement with a detached accessory building (garage), at the rear providing 2 parking spaces, having vehicular access from the lane. Note: This is a 2 storey building pursuant to the Zoning and Development By-Law 1- Covenant registered at the Land Title Office under CA8759667 2- No strata titling permitted 3- Bar sink proposed in the basement 4- A/C unit proposed in the rear yard 5- Schedule B: K.T.C. Nguyen P.Eng (604.326.2701) Structural & Geotechnical 6- HPO: Residential Builder - Seraglio Homes Ltd. | Urban Fireplaces Ltd
EP-2022-01285 | 2022-03-01 | 92 MALTA PLACE, Vancouver, BC V5M 4C4 | Electrical Permit | Residential | New | Completed | Installation / Repair - Residential - New construction SFD w/ Suite New 2 X 200A duplex meter service 120/240 Electrical rough-wire and finishing Underground Tek Electrical low voltage rough-wire only AC Unit >BP: To construct a 2 storey + basement one-family dwelling with a secondary suite ($1,538,000) located in the basement with a detached accessory building (garage), at the rear providing 2 parking spaces, having vehicular access from the lane. Note: This Building Permit will remain in a suspended status until the associated (green) Demolition Permit BP-2021-00401 is completed. Note: This is a 2 storey building pursuant to the Zoning and Development By-Law 1- Covenant registered at the Land Title Office under CA8759667 2- No strata titling permitted 3- Bar sink proposed in the basement 4- A/C unit proposed in the rear yard 5- Schedule B: K.T.C. Nguyen P.Eng (604.326.2701) Structural & Geotechnical 6- HPO: Residential Builder - Seraglio Homes Ltd. ******THIS PERMIT HAS BEEN ISSUED UNDER THE REQUIREMENTS OF VBBL #12511 (2019)*** | AMTEK Electric Ltd
GP-2022-00684 | 2022-04-07 | 92 MALTA PLACE, Vancouver, BC V5M 4C4 | Gas Permit | Residential | New | Completed | Residential - 1FD+SS- #1 & #2 - One complete boiler and piping only for two stoves, one fireplace, one fire pit and one bbq. To construct a 2 storey + basement one-family dwelling with a secondary suite located in the basement with a detached accessory building (garage), at the rear providing 2 parking spaces, having vehicular access from the lane. Note: This Building Permit will remain in a suspended status until the associated (green) Demolition Permit BP-2021-00401 is completed. Note: This is a 2 storey building pursuant to the Zoning and Development By-Law 1- Covenant registered at the Land Title Office under CA8759667 2- No strata titling permitted 3- Bar sink proposed in the basement 4- A/C unit proposed in the rear yard | Ultra Mechanical Ltd
EP-2023-03189 | 2023-04-13 | 6688 MARGUERITE STREET, Vancouver, BC V6P 5E9 | Electrical Permit | Residential | Renovation | Issued | Installation / Repair - Residential - Upgrade service from 100A to 200A. -CF-2023-002735 | We Do Electrical Ltd
GP-2023-02278 | 2023-08-01 | 6699 MARGUERITE STREET, Vancouver, BC V6P 5E8 | Gas Permit | Residential | Renovation | Completed | Residential - indirect Hot water tank | Hillcrest Plumbing & Heating (1991) Ltd
EP-2023-03293 | 2023-04-18 | 6776 MARGUERITE STREET, Vancouver, BC V6P 5E9 | Electrical Permit | Residential | Addition | Completed | Installation / Repair - Residential - Provide and Install 200A Service Upgrade. | Patturn Electrical Solutions Ltd
GP-2023-00965 | 2023-03-17 | 6975 MARGUERITE STREET, Vancouver, BC V6P 5G1 | Gas Permit | Residential | Renovation | Completed | Residential - Boiler replacement | Reid Brothers Plumbing & Heating Ltd
EP-2023-05182 | 2023-06-27 | 6998 MARGUERITE STREET, Vancouver, BC V6P 5G2 | Electrical Permit | Residential | Renovation | Completed | Installation / Repair - Residential - Installation of an EV charger | Kwok Wah Wu
GP-2023-01567 | 2023-05-15 | 7087 MARGUERITE STREET, Vancouver, BC V6P 5G4 | Gas Permit | Residential | Tenant Improvement | Completed | Residential - RE & RE FURNACE | 484081 BC LTD
PP-2022-00538 | 2022-02-16 | 7088 MARGUERITE STREET, Vancouver, BC V6P 5G3 | Plumbing Permit | Residential | New | Completed | Residential - l1FD - lawn irrigation work To construct a 2 storey + cellar one-family dwelling with a detached accessory building (LWH+garage), at the rear providing 2 parking spaces,with 1 open pad, having vehicular access from the lane. Note: This is a 2 storey building pursuant to the Zoning and Development By-Law 1- Bar/Sink proposed in basement, recreation room 2- A/C unit proposed at rear yard | Feli Plumbing and Heating
EP-2022-00934 | 2022-02-07 | 7088 MARGUERITE STREET, Vancouver, BC V6P 5G3 | Electrical Permit | Residential | New | Completed | Installation / Repair - Residential - Install Security Alarm system >BP: To construct a 2 storey + cellar one-family dwelling with a detached accessory building (LWH+garage), at the rear providing 2 parking spaces,with 1 open pad, having vehicular access from the lane. Note: This is a 2 storey building pursuant to the Zoning and Development By-Law 1- Bar/Sink proposed in basement, recreation room 2- A/C unit proposed at rear yard 3- Schedule B: Hequing Jian P.Eng (778.987.7461) Geotechnical 4- Schedule B: KE Jian Ma P.Eng (604.599.8890) Structural 5- Covenant registered at the Land Title Office under CA8014534 6- No Strata Titling permitted ******THIS PERMIT HAS BEEN ISSUED UNDER THE REQUIREMENTS OF VBBL 2014 AND THE GREEN HOMES PROGRAM****** | Magnificent Security Inc.
GP-2022-04139 | 2022-12-27 | 2544 MCGILL STREET, Vancouver, BC V5K 1H1 | Gas Permit | Residential | Renovation - Dwelling Unit(s) only | Completed | Residential - RE & RE HOT WATER TANK | 484081 BC LTD
EP-2023-05703 | 2023-07-10 | 1487 MINTO CRESCENT, Vancouver, BC V6H 2J6 | Electrical Permit | Residential | Renovation | Completed | Installation / Repair - Residential - To remove wiring for stove, hood fan, washer, dryer (CF-2022-009211) | STAT ELECTRICS LIMITED
EP-2022-01570 | 2022-03-01 | 518 MOBERLY ROAD, Vancouver, BC V5Z 4G3 | Electrical Permit | Commercial | Addition | Completed | Installation / Repair - Commercial - • Install Two 208-volt 40-amp circuits in stall (127/128) to power Two EVSE's; • Install One 120-volt 15-amp circuit for a gateway; • Install One gateway for the chargers. Note: gateway is equivalent to a Wireless Access Point for WiFi connectivity to track usage, provide access control and billing. | Cielo Electric Ltd
PP-2023-01614 | 2023-05-08 | 518 MOBERLY ROAD, Vancouver, BC V5Z 4G3 | Plumbing Permit | Commercial | New | Completed | Commercial - Install a 3/4" Dual Check Valve Assembly outside in ground for garden sprinklers/irrigation. | NEW LEAF IRRIGATION INC
SP-2022-01856 | 2023-11-01 | 518 MOBERLY ROAD, Vancouver, BC V5Z 4G3 | Sprinkler Permit | Commercial | Tenant Improvement | Completed | Commercial - For sprinkler system alterations to the 2019 VBBL, NFPA 13, 2013, NFPA 14, 2013 and NFPA 20, 2013 for the retroactive installation of a new 150 mm (6") Zurn Model 350A double check Valve Assembly on the existing fire protection system and to remove the existing fire pump and replace with a new AC fire pump model 1580 4x4x7F (500 GPM @ 50 PSI) in this existing building. This application does not include any of the following: • Changes to the sprinkler system supply piping (e.g. valves, mains, cross-mains, etc.) except as noted on the drawings. • Flexible sprinkler pipe. • New alternative solutions and/or modifications to existing alternative solutions. • Change in occupancy and/or hazard classification. Notes: 1. Fire protection Engineer of record Sean Collins, P.Eng. of Westworks Engineering T: (604) 309 4090 E: sean@westworksengineering.ca 2. One set of approved drawings and permit to be available for viewing at the jobsite. ***3. Construction fire safety plan to VFBL, VBBL and Bulletin 2017-003-BU/FI.*** ***4. Separate permit(s) and documents required for any electrical or fire alarm related work.*** ***If the building is equipped with a fire alarm system the DCVA, fire pump and associated trim and appurtenances MUST be monitored by the fire alarm system.*** | Troy Life & Fire Safety Limited Protection Incendia Troyu Ltee
EP-2022-09576 | 2022-11-14 | 3350 MONMOUTH AVENUE, Vancouver, BC V5R 5R6 | Electrical Permit | Residential | Addition | Issued | Installation / Repair - Residential - Repairing and safety check of the electrical system REFER TO: CF-2021-011945 | NULL
GP-2022-00647 | 2022-03-02 | 3361 MONMOUTH AVENUE, Vancouver, BC V5R 5R7 | Gas Permit | Residential | New | Completed | Residential - 2FD+2SS - WEST UNIT 3361 MONMOUTH AV - #1 & #2 EAST UNIT 3363 MONMOUTH AV - #1 & #2 To install piping and appliances for a new duplex with complete installation. To construct a two-storey two-family dwelling with two secondary suites located in the basement, with a 2 car detached accessory building (garage) and 2 surface parking spaces at the rear providing 4 total parking spaces, having vehicular access from the lane. Note: This is a 2 storey building pursuant to the Zoning and Development By-Law 1. Covenant registered at the Land Title Office under CA9224069 2. A/C units proposed in the rear yard | Skyway Plumbing & gas Ltd
EP-2022-01685 | 2022-03-07 | 3361 MONMOUTH AVENUE, Vancouver, BC V5R 5R7 | Electrical Permit | Residential | New | Completed | Installation / Repair - Residential - ELECTRICAL ROUGH WIRING , SERVICE AND FINISHING >BP: To construct a two-storey two-family dwelling with two secondary suites ($934,750) located in the basement, with a 2 car detached accessory building (garage) and 2 surface parking spaces at the rear providing 4 total parking spaces, having vehicular access from the lane. Note: This is a 2 storey building pursuant to the Zoning and Development By-Law 1. Covenant registered at the Land Title Office under CA9224069 2. A/C units proposed in the rear yard 3. Schedule B: Jason Hui, P.Eng (778-319-3403) Structural & Geotechnical 4. HPO: Residential Builder - JHN Development Ltd. Address Note: WEST UNIT #1-3361 Monmouth Av - One Family Dwelling (1st & 2nd floor) #2-3361 Monmouth Av - Secondary Suite (basement) EAST UNIT #1-3363 Monmouth Av - One Family Dwelling (1st & 2nd floor) #2-3363 Monmouth Av - Secondary Suite (basement) Address and suite numbers assigned as per approved plans for Fire and Emergency response. The address numbers are to be posted to the building to be visible from the street and the suite numbers are to be posted at the suite entries in accordance with the Building By-law prior to final inspection. ******THIS PERMIT HAS BEEN ISSUED UNDER THE REQUIREMENTS OF VBBL #12511 (2019)****** | G G S ELECTRICAL LTD
SP-2022-00379 | 2022-03-17 | 3361 MONMOUTH AVENUE, Vancouver, BC V5R 5R7 | Sprinkler Permit | Residential | New | Completed | Residential - Piping and fixture installation. To construct a two-storey two-family dwelling with two secondary suites located in the basement, with a 2 car detached accessory building (garage) and 2 surface parking spaces at the rear providing 4 total parking spaces, having vehicular access from the lane. Note: This is a 2 storey building pursuant to the Zoning and Development By-Law 1. Covenant registered at the Land Title Office under CA9224069 2. A/C units proposed in the rear yard 3. Schedule B: Jason Hui, P.Eng (778-319-3403) Structural & Geotechnical 4. HPO: Residential Builder - JHN Development Ltd. | RG Plumbing Ltd
EP-2022-02640 | 2022-04-04 | 3361 MONMOUTH AVENUE, Vancouver, BC V5R 5R7 | Electrical Permit | Residential | New | Completed | Installation / Repair - Residential - low voltage security and vacuum >BP: To construct a two-storey two-family dwelling with two secondary suites ($934,750) located in the basement, with a 2 car detached accessory building (garage) and 2 surface parking spaces at the rear providing 4 total parking spaces, having vehicular access from the lane. Note: This is a 2 storey building pursuant to the Zoning and Development By-Law 1. Covenant registered at the Land Title Office under CA9224069 2. A/C units proposed in the rear yard 3. Schedule B: Jason Hui, P.Eng (778-319-3403) Structural & Geotechnical 4. HPO: Residential Builder - JHN Development Ltd. Address Note: WEST UNIT #1-3361 Monmouth Av - One Family Dwelling (1st & 2nd floor) #2-3361 Monmouth Av - Secondary Suite (basement) EAST UNIT #1-3363 Monmouth Av - One Family Dwelling (1st & 2nd floor) #2-3363 Monmouth Av - Secondary Suite (basement) Address and suite numbers assigned as per approved plans for Fire and Emergency response. The address numbers are to be posted to the building to be visible from the street and the suite numbers are to be posted at the suite entries in accordance with the Building By-law prior to final inspection. ******THIS PERMIT HAS BEEN ISSUED UNDER THE REQUIREMENTS OF VBBL #12511 (2019)****** | Kulbir Bhatti dba Bhatti Electrical
EP-2022-02020 | 2022-03-14 | 8601 MAIN STREET, Vancouver, BC V5X 0E6 | Electrical Permit | Commercial | NULL | Expired | Annual / Operating - Annual Operating Permit Renewal of EP-2021-02439 VALID MARCH 17, 2022 UNTIL MARCH 16, 2023 | Sasco Contractors Ltd
EP-2022-05423 | 2022-06-27 | 8601 MAIN STREET, Vancouver, BC V5X 0E6 | Electrical Permit | Commercial | Tenant Improvement | Issued | Installation / Repair - Commercial - Underground conduit, distribution under 750V To place additional three (3) composting units with concrete pads for Waste Disposal Facility on Utility and Communication Use building site. BP: To place additional three (3) composting units with concrete pads for Waste Disposal Facility on Utility and Communication Use building site. OK for field review as per Shannon Le and Hilton Hartwell Tenant: Anaconda Systems Ltd. (Recycle Now) Schedule A submitted per Scott Kennedy, 604-720-3570 Schedule B Structural submitted per Bin Liu, 604-294-6662 Schedule B Structural & Mechanical submitted per Jose A. Wong, 778-90-7268 | Sasco Contractors Ltd
EP-2023-02378 | 2023-03-21 | 8601 MAIN STREET, Vancouver, BC V5X 0E6 | Electrical Permit | Commercial | NULL | Issued | Annual / Operating - Annual Operating Permit Renewal of EP-2022-02020 VALID MARCH 17, 2023 UNTIL MARCH 16, 2024 | Sasco Contractors Ltd
EP-2023-02943 | NULL | 8601 MAIN STREET, Vancouver, BC V5X 0E6 | Electrical Permit | Commercial | Tenant Improvement | Application Incomplete | Installation / Repair - Commercial - Install one(1) - 6 strand multimode OM3 10gig fiber optic cable Install two(2) Category 6 cables Install 120V power at junction #5 >BP: To place additional three (3) composting units with concrete pads for Waste Disposal Facility on Utility and Communication Use building site. OK for field review as per Shannon Le and Hilton Hartwell Tenant: Anaconda Systems Ltd. (Recycle Now) | Sasco Contractors Ltd
EP-2023-00423 | 2023-01-18 | 910 MAINLAND STREET, Vancouver, BC V6B 1A9 | Electrical Permit | Commercial | NULL | Expired | Annual / Operating - Annual Operating Permit Misc electrical work throughout Renewal of EP-2022-00143 VALID JAN 28/2023 TILL JAN 27/2024 | Mott Electric General Partnership
EP-2022-10138 | 2022-12-01 | 910 MAINLAND STREET, Vancouver, BC V6B 1A9 | Electrical Permit | Commercial | Addition | Completed | Installation / Repair - Commercial - Install 1 Camera and 1 Card Reader Door No Mag locks | PALADIN TECHNOLOGIES INC
EP-2022-02940 | 2022-04-14 | 910 MAINLAND STREET, Vancouver, BC V6B 1A9 | Electrical Permit | Commercial | Tenant Improvement | Completed | Installation / Repair - Commercial - Install 9 new lights with 0-10 volt dimming. Relocate existing power and data receptacles. Install conduit infrastructure for Security door. Provide Power to Mechanical cooling equipment. -The two security doors we are installing will not be Maglocks. They will be electric strikes as per the attached document. BP: Exterior and interior alterations to provide improvements for this existing office tenant at this existing commercial building on this site. Exterior work to add a heat pump on the roof. OK for DB per M.Alborg, January 24, 2022 OK for Field Review per W.Wong, January 24, 2022 Letter of assurance provided by: Schedule A: Vasyl Odyegov, P.Eng, 778-228-2798 Schedule B (Structural): Igor Sikhimbaev, 604-721-0980 Schedule B (Mechanical): Xiangyang Tan, P.Eng, 778-706-5858 Energy Upgrade: E2 - HVAC - Clean and Balance all Air Systems (per 6.7.2.3.2 of ASHRAE 90.1-2016) | Mott Electric General Partnership
EP-2022-01463 | 2022-03-01 | 910 MAINLAND STREET, Vancouver, BC V6B 1A9 | Electrical Permit | Commercial | Tenant Improvement | Completed | Installation / Repair - Commercial - Install 100 KW UPS 112.5 kva Transformer and 400A 208v panel. Existing UPS units will be removed after new system is parallel built and commissioned -The new UPS and the new transformer do require bonding | Mott Electric General Partnership
EP-2022-00143 | 2022-01-11 | 910 MAINLAND STREET, Vancouver, BC V6B 1A9 | Electrical Permit | Commercial | NULL | Expired | Annual / Operating - Misc electrical work throughout Renewal of EP-2021-00182 VALID JANUARY 11/2022 TIL JANUARY 10/2023 >>>>>>> Amend: Jan 28th -effective dates should be: January 28, 2022 - January 27, 2023 | Mott Electric General Partnership
EP-2022-10576 | 2022-12-19 | 1020 MAINLAND STREET, Vancouver, BC V6B 2T4 | Electrical Permit | Commercial | Tenant Improvement | Completed | Installation / Repair - Commercial - Replace track lighting with new fixture and layout. Tidy up and run communication cable to work stations. Re arrange electrical to accommodate work station location. | Hopemate Electrical Solutions Inc
EP-2022-08378 | 2022-10-05 | 1020 MAINLAND STREET, Vancouver, BC V6B 2T4 | Electrical Permit | Commercial | Tenant Improvement | Completed | Installation / Repair - Commercial - Installation of 6 lighting fixtures and cleaning up some old wiring. | ALM Electric Inc
EP-2022-05657 | 2022-07-06 | 1020 MAINLAND STREET, Vancouver, BC V6B 2T4 | Electrical Permit | Commercial | Tenant Improvement | Completed | Installation / Repair - Commercial - Office reno Add around 5 receptacle Add 22 Data line back to existing server room -It is an expansion of an existing office renting the vacant unit directly behind theirs. We are running some Cat6 FT6 rated cable back to the existing office server rack. Amend: July 11, 2022 Tenant decided to replace some of the existing office track lighting with new LED linear fixtures. Installation value increased by $2000. | Hopemate Electrical Solutions Inc
EP-2022-06275 | 2022-07-27 | 1020 MAINLAND STREET, Vancouver, BC V6B 2T4 | Electrical Permit | Commercial | Renovation | Completed | Installation / Repair - Commercial - Replacing faulty fire alarm panel with new fire alarm panel, new control unit is compatible with all the existing devices. We are not altering the existing wiring or outlet boxes, this is considered a straight replacement of the electrical equipment (Bulletin 2018-004-BU/EL Category 1.C.). Also, adding (1) zone for kitchen fire suppression system, the specific address for adding one zone for kitchen fire suppression system is 1038 Mainland Street. | AG Electric and Alarm Monitoring Co Ltd
PP-2022-03319 | 2022-09-21 | 1020 MAINLAND STREET, Vancouver, BC V6B 2T4 | Plumbing Permit | Commercial | New | Completed | Commercial - Adding vanity sink in office >>NOTE: Any structural work may require a building permit << | Robert Sargent
EP-2022-01198 | 2022-02-16 | 2748 MAIN STREET, Vancouver, BC V5T 3E8 | Electrical Permit | Commercial | Renovation | Completed | Installation / Repair - Commercial - Replace 4 existing fuel dispensers with 4 new units. Install new cat5 and intercom cabling through existing underground conduits. | MP Electrical Contracting Ltd
PP-2022-00953 | 2022-04-21 | 2801 MAIN STREET, Vancouver, BC V5T 3G1 | Plumbing Permit | Commercial | Renovation | Completed | Commercial - Add 2 washroom and provide water supply and drainage pipes for some plumbing fixture Minor renovation, change of use and Change of Major Occupancy Classification from retail store to Restaurant-Class 1 in this existing one storey commercial building for a new tenant. Work to include new cooking equipment and kitchen ventilation system. | Westar Plumbing & Heating Ltd
NULL | NULL | 2801 MAIN STREET, Vancouver, BC V5T 3G1 | Gas Permit | Commercial | Renovation | Withdrawn | Commercial - Connecting gas lines to kitchen equipment | Westar Plumbing & Heating Ltd
EP-2022-03467 | 2022-04-29 | 2801 MAIN STREET, Vancouver, BC V5T 3G1 | Electrical Permit | Commercial | Renovation | Completed | Installation / Repair - Commercial - Install new light fixtures, emergency light units, exit signs, fire suppression control,wiring appliance circuits. >BP: Minor renovation, change of use and Change of Major Occupancy Classification from retail store to Restaurant-Class 1 in this existing one storey commercial building for a new tenant. Work to include new cooking equipment and kitchen ventilation system. Note: 1. Occupant load (interior seats and staff) is 42 person 2. Class-1 cooking operation 3. Application is reviewed per VBBL 2019 Amend: Aug 5, 2022 Work value add $10000,total $30000.upload document. | Myarc Electrical Inc
EP-2022-06375 | 2022-07-28 | 2801 MAIN STREET, Vancouver, BC V5T 3G1 | Electrical Permit | Commercial | Renovation | Completed | Installation / Repair - Commercial - Installing (1) fire suppression zone to existing fire alarm system. >BP: Minor renovation, change of use and Change of Major Occupancy Classification from retail store to Restaurant-Class 1 in this existing one storey commercial building for a new tenant. Work to include new cooking equipment and kitchen ventilation system. Note: 1. Occupant load (interior seats and staff) is 42 person 2. Class-1 cooking operation 3. Application is reviewed per VBBL 2019 | AG Electric and Alarm Monitoring Co Ltd
EP-2022-05112 | 2022-06-16 | 2801 MAIN STREET, Vancouver, BC V5T 3G1 | Electrical Permit | Commercial | New | Completed | Installation / Repair - Commercial - Low voltage wires for CCTV system and network >BP: Minor renovation, change of use and Change of Major Occupancy Classification from retail store to Restaurant-Class 1 in this existing one storey commercial building for a new tenant. Work to include new cooking equipment and kitchen ventilation system. Note: 1. Occupant load (interior seats and staff) is 42 person 2. Class-1 cooking operation 3. Application is reviewed per VBBL 2019 | APC ALARM CORP
SP-2022-00984 | 2022-06-17 | 2801 MAIN STREET, Vancouver, BC V5T 3G1 | Sprinkler Permit | Commercial | Tenant Improvement | Completed | Commercial - add 6 sprinkler heads >Minor renovation, change of use and Change of Major Occupancy Classification from retail store to Restaurant-Class 1 in this existing one storey commercial building for a new tenant. Work to include new cooking equipment and kitchen ventilation system. Note: 1. Occupant load (interior seats and staff) is 42 person 2. Class-1 cooking operation 3. Application is reviewed per VBBL 2019 | Phoenix Fire Prevention Inc
EP-2022-00836 | 2022-02-07 | 1080 MAINLAND STREET, Vancouver, BC V6B 2T4 | Electrical Permit | Commercial | Addition | Completed | Installation / Repair - Commercial - Install 2 receptacles for Server, 30A, 250V, single phase. -unit 212, Second floor. N.E. corner | Roussos Electric Ltd
SP-2022-00106 | 2022-01-28 | 1152 MAINLAND STREET, Vancouver, BC | Sprinkler Permit | Commercial | Tenant Improvement | Completed | Commercial - Add and relocate heads to suit new tenant layout. >BP: #400 - Interior alterations to provide tenant improvements to this existing office (D) space for a new tenant at #400, on the 4th floor in this existing 4 storey and basement, Heritage 'B' commercial building (Yaletown Building) on this site. Scope of work includes: alterations to remove interior partitions, doors, millwork, wiring and lighting; New walls, doors, power, lighting, paint and finishes throughout Tenant: MetaLab Design Ltd. (3,386 sq. ft.) Notes: ~ Energy Upgrade: E2 - Lighting - Upgrade to Bilevel Lighting Control (per 9.4.1.1.(d) of ASHRAE 90.1-2016) ~ Building Sprinklered – Building inspector to determine on site if a separate sprinkler permit is required. SP req'd per DBI. THIS PERMIT WAS REVIEWED UNDER THE 2019 EDITION OF THE VANCOUVER BUILDING BYLAW DURING THE COVID PANDEMIC. >*****This application does not include any of the following: 1. Not more than 20 sprinklers (add, relocate, or remove), 2. hydraulic calculations, 3. change in occupancy and /or hazard classification, 4. warehouse storage arrangements, 5. mobile compact storage arrangements, 6. alternative solutions, 7. changes to the sprinkler system supply piping (e.g. valves, mains, cross-mains, branch-lines, etc.), or 8. flexible sprinkler pipe. | Viking Fire Protection Inc
EP-2022-04796 | 2022-06-08 | 1155 MAINLAND STREET, Vancouver, BC V6B 5P2 | Electrical Permit | Commercial | Renovation | Completed | Installation / Repair - Commercial - Maintenance replacement of fire alarm. Note: This permit has been issued based on Bulletin 2018-004-BU/EL. This fire alarm system upgrade is limited only to the replacement of existing control unit without altering the existing wiring. | Fina Electrical Systems Ltd
GP-2022-02743 | 2022-09-12 | 5987 MACDONALD STREET, Vancouver, BC V6N 1E4 | Gas Permit | Residential | Renovation | Completed | Residential - Replace boiler | A B A PLUMBING & HEATING LTD.
GP-2023-03429 | 2023-11-07 | 2201 MANITOBA STREET, Vancouver, BC V5Y 3A3 | Gas Permit | Residential | Addition | Issued | Residential - 1 Gas insert fireplace installation | Vaglio Fireplace LTD
EP-2023-06347 | 2023-07-14 | 2221 MANITOBA STREET, Vancouver, BC V5Y 3A3 | Electrical Permit | Commercial | NULL | Issued | Annual / Operating - Maintenance of existing operating electrical equipment. Undertake to regularly assess, operate, and maintain the electrical equipment on a regular basis in compliance with the Electrical By-law No. 5563. | Terminal City Electric Ltd
PP-2022-00604 | 2022-02-22 | 2288 MANITOBA STREET, Vancouver, BC | Plumbing Permit | Commercial | New | Issued | Commercial - Irrigation being added to garden | Pacific Coast Irrigation Ltd
MP-2023-01236 | 2023-07-06 | 1375 MAPLE STREET, Vancouver, BC | Mechanical Permit | NULL | NULL | Completed | NULL | Pro Ace Heating & Air Conditioning Services Ltd
NULL | NULL | 1375 MAPLE STREET, Vancouver, BC | Mechanical Permit | NULL | NULL | Withdrawn | NULL | Pro Ace Heating & Air Conditioning Services Ltd
EP-2023-04044 | 2023-05-09 | 1375 MAPLE STREET, Vancouver, BC | Electrical Permit | Residential | Renovation | Completed | Installation / Repair - Residential - Upgrade existing service to a NEW 200A SERVICE | Rebco Electrical Contractors Ltd
EP-2023-02363 | 2023-03-24 | 1455 MAPLE STREET, Vancouver, BC V6J 3S1 | Electrical Permit | Residential | Tenant Improvement | Completed | Installation / Repair - Residential - Remove suite stove wiring and hoodfan . (CF-2022-011331 & CF-2023-001948) | Uppal Electrical Ltd
NULL | NULL | 1533 MAPLE STREET, Vancouver, BC V6J 3S2 | Electrical Permit | Commercial | New | Withdrawn | Temporary Power - Commercial - To provide temporary power. | 0777792 BC Ltd
EP-2022-00182 | 2022-01-21 | 1533 MAPLE STREET, Vancouver, BC V6J 3S2 | Electrical Permit | Residential | Renovation | Completed | Installation / Repair - Residential - FIRE ALARM / Smoke alarm 4 PULLSTATIONS 4 HEAT DETECTOR 2 OUTSIDE STROBE (CF-2020-017783) >BP: Interior alterations only to renovate bathrooms and kitchen, to validate layout changes and to restore the use to one-family dwelling with bed and breakfast accommodation (2 bedrooms on upper floor). | All Best Electrical Ltd
EP-2023-01475 | 2023-02-27 | 3645 MEARES AVENUE, Vancouver, BC V5S 3X5 | Electrical Permit | Residential | Tenant Improvement | Completed | Installation / Repair - Residential - Panel upgraded >Amend: March 28th -Need to change service at Panel Board 100 to 200 amp increase single phase 120/240 New meter box installed for 200 amps | Nixer Electrical Solutions Ltd
NULL | NULL | 3645 MEARES AVENUE, Vancouver, BC V5S 3X5 | Electrical Permit | Residential | Renovation - Dwelling Unit(s) only | Withdrawn | Installation / Repair - Residential - Electrical service swap | NULL
NULL | NULL | 3645 MEARES AVENUE, Vancouver, BC V5S 3X5 | Electrical Permit | Residential | Tenant Improvement | Draft | Installation / Repair - Residential - UPGRADE OF 100 AMP SERVICE TO 200 AMP SEREVICE GROUNDING AND BONDING | Tsawwassen Electric Inc
EP-2023-07361 | 2023-08-14 | 275 N GARDEN DRIVE, Vancouver, BC V5L 3E8 | Electrical Permit | Commercial | NULL | Issued | Annual / Operating - Maintenance of existing operating electrical equipment. Annual Permit for general electrical tasks on site. | FOS Electric Systems Ltd
EP-2023-04109 | 2023-05-10 | 275 N GARDEN DRIVE, Vancouver, BC V5L 3E8 | Electrical Permit | Commercial | Renovation | Issued | Installation / Repair - Commercial - Maintenance replacement of fire alarm control unit.. Note: This permit has been issued based on Bulletin 2018-004-BU/EL. | Fina Electrical Systems Ltd
GP-2023-04093 | 2023-12-18 | 20 N KASLO STREET, Vancouver, BC V5K 3M8 | Gas Permit | Residential | Addition | Completed | Residential - Furnace 70,000 BTU tank-less water heater 199,000 BTU re/re | HAMZEH GERAMI Dba Nation Heating & Cooling
GP-2022-03836 | 2022-12-02 | 28 N KASLO STREET, Vancouver, BC V5K 3M8 | Gas Permit | Residential | Renovation | Completed | Residential - Hot Water Tank Installation | Hillcrest Plumbing & Heating (1991) Ltd
GP-2022-02329 | 2022-08-09 | 36 N KASLO STREET, Vancouver, BC V5K 3M8 | Gas Permit | Residential | Tenant Improvement | Completed | Residential - Install furnace | Gandy Installations Ltd
EP-2022-00803 | 2022-02-03 | 111 N KASLO STREET, Vancouver, BC V5K 3M9 | Electrical Permit | Residential | Renovation | Completed | Installation / Repair - Residential - Upgrading a 100 amp service to a new 200 amp service | Sam Campbell
EP-2022-02709 | 2022-04-06 | 111 N KASLO STREET, Vancouver, BC V5K 3M9 | Electrical Permit | Residential | Renovation | Issued | Installation / Repair - Residential - Re and Re existing receptacles and light switches. Add some new receptacles as per code requirements. Add new pot lights. >the pot lights will be a retro fit type cut directly into the existing drywall. To get the new wiring for the receptacles we will have to go through the basement and then up into the second floor walls from below. The basement is unfinished. There is no fire rated walls. | Sam Campbell
EP-2023-07078 | 2023-08-04 | 7964 MONTCALM STREET, Vancouver, BC V6P 4P3 | Electrical Permit | Residential | New | Issued | Installation / Repair - Residential - Installation of security system. | ADT Security Services Canada Inc
EP-2023-08886 | 2023-10-03 | 8032 MONTCALM STREET, Vancouver, BC V6P 4P5 | Electrical Permit | Residential | Addition | Completed | Installation / Repair - Residential - Upgrading existing electrical service from 100 amps to 200 amps. | Big Forest Electric Ltd
GP-2022-00329 | 2022-02-02 | 8055 MONTCALM STREET, Vancouver, BC V6P 4P4 | Gas Permit | Residential | Tenant Improvement | Completed | Residential - Boiler Replacement | Wah Fai Plumbing & Heating Inc
GP-2023-00162 | 2023-01-13 | 8120 MONTCALM STREET, Vancouver, BC V6P 4P5 | Gas Permit | Residential | Renovation | Completed | Residential - Removal and replacement of mid efficient boiler | Pioneer Plumbing & Heating Inc
GP-2022-02522 | 2022-08-24 | 8132 MONTCALM STREET, Vancouver, BC V6P 4P5 | Gas Permit | Residential | Renovation | Completed | Residential - Decommission and remove furnace Install electric heat pump | Ashton Service Group/Ashton Mechanical Ltd.
EP-2023-01973 | 2023-03-16 | 8132 MONTCALM STREET, Vancouver, BC V6P 4P5 | Electrical Permit | Residential | Renovation | Completed | Installation / Repair - Residential - Add circuit for heat pump *GP-2022-02522 | Douglas Millington o/a Moose Electric
EP-2023-04868 | NULL | 8138 MONTCALM STREET, Vancouver, BC V6P 4P5 | Electrical Permit | Residential | Renovation | Application Incomplete | Installation / Repair - Residential - Install car charger in garage | Gold Medal Electric Ltd
GP-2023-02178 | 2023-07-24 | 8168 MONTCALM STREET, Vancouver, BC V6P 4P5 | Gas Permit | Residential | Tenant Improvement | Completed | Residential - 1 Boiler Replacement of existing boiler and water heating system with a Navien combi unit | Pioneer Plumbing & Heating Inc
GP-2022-04162 | 2022-12-29 | 8205 MONTCALM STREET, Vancouver, BC V6P 4P4 | Gas Permit | Residential | Renovation | Completed | Residential - Replace deficient boiler and hot water tank with a combination boiler | Maestro Plumbing Heating & Air Conditioning Ltd
GP-2023-03107 | 2023-10-17 | 8237 MONTCALM STREET, Vancouver, BC V6P 4P4 | Gas Permit | Residential | New | Completed | Residential - Gas range re/re | Super Tech Appliances Installation Ltd
EP-2023-08877 | 2023-10-04 | 1190 MELVILLE STREET, Vancouver, BC V6E 3W1 | Electrical Permit | Commercial | Renovation | Issued | Installation / Repair - Commercial - Add branch circuitry to new partition walls. Add lighting, our scope for this project only includes changing a fixture for one light, and relocating an existing light. **Amend 01/09/2024** attached declaration form >BP: #220 & #230 Melville Street Interior alterations to this existing commercial building on this site. Work Description: 1) New interior partitions and door between #220 & #230 2) New paint and interior finishes. 3) New electrical and lighting. Note to DBI: Please see if a Schedule B would be required for the door opening and if there's a need for the proposed door between the units to be rated. | Elysium Electric Ltd
PP-2023-03540 | 2023-10-10 | 1190 MELVILLE STREET, Vancouver, BC V6E 3W1 | Plumbing Permit | Commercial | Tenant Improvement | Completed | Commercial - SUITE #730 - 7TH FLOOR - Adding a sink and dishwasher >BP: #730 - 7th Floor Interior alterations and a change of use from School for Self-Improvement (Group A-2) to General Office (Group D) in this unit #730 on the 7th floor of this existing commercial building. Scope of work: Remove partition walls and doors. Construct a partition wall to build 2 offices, new doors, new kitchen, new sink, open ceiling, new open space concept, electrical and plumbing work. | Oceanfront Plumbing Inc
EP-2023-07957 | 2023-09-01 | 1190 MELVILLE STREET, Vancouver, BC V6E 3W1 | Electrical Permit | Commercial | Tenant Improvement | Issued | Installation / Repair - Commercial - Renovated Office: Installation of Lighting, receptacles, Switches. >BP: Interior alterations and a change of use from School for Self-Improvement (Group A-2) to General Office (Group D) in this unit #730 on the 7th floor of this existing commercial building. Scope of work: Remove partition walls and doors. Construct a partition wall to build 2 offices, new doors, new kitchen, new sink, open ceiling, new open space concept, electrical and plumbing work. OK For Field Review by Jamie Zhang - Aug 1/23 Building Sprinklered – Building inspector to determine on site if a separate sprinkler permit is required. Energy checklist is currently no longer required with your Building Permit (BP) application. Some supporting documents are still required at BP stage, specifically Envelope and HVAC, if applicable. Service Water Heating and Lighting supporting documents, if applicable, must be submitted with your related trades permits (e.g. electrical and plumbing). | TKG Electic Ltd
SP-2023-01806 | 2023-09-28 | 1190 MELVILLE STREET, Vancouver, BC V6E 3W1 | Sprinkler Permit | Commercial | Renovation | Issued | Commercial - pedent sprinkler change to uprught sprinkler by celling change >BP: #730 - 7th Floor Interior alterations and a change of use from School for Self-Improvement (Group A-2) to General Office (Group D) in this unit #730 on the 7th floor of this existing commercial building. Scope of work: Remove partition walls and doors. Construct a partition wall to build 2 offices, new doors, new kitchen, new sink, open ceiling, new open space concept, electrical and plumbing work. | Spectrum Fire Protection Ltd
SP-2022-00111 | 2022-05-26 | 1190 MELVILLE STREET, Vancouver, BC V6E 3W1 | Sprinkler Permit | Commercial | Tenant Improvement | Completed | Commercial - >BP: #500 Sprinkler alterations only for this new office tenant to combine the following office units (500, 501A, 502, 503, 504, 505, 506, 507, 517) to create one office, to retain #500 in this existing commercial building on this site. | Spectrum Fire Protection Ltd
EP-2022-00638 | 2022-01-28 | 1190 MELVILLE STREET, Vancouver, BC V6E 3W1 | Electrical Permit | Commercial | Tenant Improvement | Completed | Installation / Repair - Commercial - Added Unit Panel, New Receptacles, Switching, Lighting >BP: #500 Interior alterations only for this new office tenant to combine the following office units (500, 501A, 502, 503, 504, 505, 506, 507, 517) to create one office, to retain #500 in this existing commercial building on this site. Scope of work: Relocate interior walls. Remove T-bar ceiling. Construct Kitchen area, with finishing throughout. Ok for field review as per Rosa Astorino - September 29, 2021 Notes: - This building is sprinklered. A separate sprinkler permit is required. - Schedule A, Ian McLean, AIBC, 604-834-5896. - Schedule B (Architectural), Ian McLean, AIBC, 604-834-5896. - Schedule B (Mechanical/Plumbing), Recep Ahmet Ozata P.Eng, 604-684-5995. - Schedule B (Electrical), Sonia Mollaei P.Eng, 778-833-0908. - DBI to determine on site if Schedule B, Structural is required. | TKG Electic Ltd
PP-2022-00686 | 2022-03-01 | 1190 MELVILLE STREET, Vancouver, BC V6E 3W1 | Plumbing Permit | Commercial | Renovation | Completed | Commercial - UNIT #500 - Install kitchen sink and dishwasher #500 Interior alterations only for this new office tenant to combine the following office units (500, 501A, 502, 503, 504, 505, 506, 507, 517) to create one office, to retain #500 in this existing commercial building on this site. Scope of work: Relocate interior walls. Remove T-bar ceiling. Construct Kitchen area, with finishing throughout. | Holland Plumbing Services Inc
EP-2023-08366 | 2023-09-15 | 6453 MACDONALD STREET, Vancouver, BC V6N 1E8 | Electrical Permit | Residential | New | Issued | Temporary Power - Residential - To provide temporary power. | E G ELECTRICAL LTD.
PP-2023-03577 | 2024-01-11 | 4390 LOCARNO CRESCENT, Vancouver, BC V6R 1G3 | Plumbing Permit | Residential | Renovation | Completed | Residential - ***TO CONTINUE WORK STARTED BY PREVIOUS (PP-2022-03222) ***Any structural work may require a building permit | A1 Kam Plumbing Heating & Gas Ltd
EP-2022-06970 | 2022-08-22 | 4390 LOCARNO CRESCENT, Vancouver, BC V6R 1G3 | Electrical Permit | Residential | Renovation | Completed | Installation / Repair - Residential - Minor renovation in the basement area. -This electrical work involves assessing previous installations by another contractor and relocating/changing any receptacles that may be in violation of the CEC as per COV inspection CF-2022-07334/CF-2022-007344. See attached. The inspection report has been uploaded as 'Electrical Plans' CF-2022-007334 because there was no other appropriate selection. (CF-2022-007334) | NRG Electric Ltd
PP-2022-03222 | 2022-09-15 | 4390 LOCARNO CRESCENT, Vancouver, BC V6R 1G3 | Plumbing Permit | Residential | Renovation - Dwelling Unit(s) only | Cancelled | Residential - add a 3 pieces washroom and a cloth washer on basement >CF-2022-007344 ***Any building or structural work may require a building permit | YGV Mechanical Inc
PP-2023-01361 | NULL | 4390 LOCARNO CRESCENT, Vancouver, BC V6R 1G3 | Plumbing Permit | Residential | New | Cancelled | Residential - Rough-in and finish installation | Green Earth Plumbing and Heating Ltd
GP-2022-04132 | 2022-12-27 | 4396 LOCARNO CRESCENT, Vancouver, BC V6R 1G3 | Gas Permit | Residential | Addition | Completed | Residential - re and re gas range | Christopher Sterling
GP-2022-01805 | 2022-06-13 | 4396 LOCARNO CRESCENT, Vancouver, BC V6R 1G3 | Gas Permit | Residential | Tenant Improvement | Completed | Residential - Re Re Furnace | Moore & Russell Heating Ltd
EP-2022-03979 | 2022-05-16 | 8625 LOGAN STREET, Vancouver, BC V6P 3T3 | Electrical Permit | Residential | Tenant Improvement | Completed | Installation / Repair - Residential - Replace damaged / overheated Meterbase for House Panel as per BC Hydro Amend May 30, 2022 change service to RECONNECT | ROBERT LLOYD REDFORD
SP-2021-01496 | 2022-03-23 | 8643 LOGAN STREET, Vancouver, BC V6P 3T3 | Sprinkler Permit | Commercial | New | Completed | Commercial - For sprinkler system alterations to the 2019 VBBL and NFPA 13, 2013 for the installation of a 4" WATTS 757 back flow preventer only on parkade sprinkler system. This application does not include any of the following: • Warehouse storage arrangements, or mobile compact storage arrangements. • Changes to the sprinkler system supply piping (e.g. valves, mains, cross-mains, etc.) except as noted on the drawings. • Flexible sprinkler pipe. • Information Technology Equipment Rooms (e.g. IT Rooms, LAN Rooms, etc.). • New alternative solutions and/or modifications to existing alternative solutions. • Change in occupancy and/or hazard classification. Notes: 1. Fire Suppression system engineer of record Mr. Glen Visser, P.Eng. for Sureworks Engineering Inc. T: 604 944 3473. E: sureworkseng@gmail.com 2. Separate permit and documents required for modification to the fire alarm system. | Peak Fire Protection Ltd
EP-2022-01971 | 2022-03-14 | 1925 MAPLE STREET, Vancouver, BC V6J 3S9 | Electrical Permit | Commercial | Addition | Completed | Installation / Repair - Commercial - (Non ULC Fire alarm monitoring install) - Install 1 x new DSC Neo ULC rated Fire monitoring panel to Non-ULC specifications in the electrical room. | PALADIN TECHNOLOGIES INC
GP-2022-01840 | 2022-06-16 | 1925 MAPLE STREET, Vancouver, BC V6J 3S9 | Gas Permit | Commercial | Renovation | Completed | Commercial - Boiler replacement for apartment building | MDE Enterprises Ltd
EP-2022-05811 | 2022-07-12 | 1925 MAPLE STREET, Vancouver, BC V6J 3S9 | Electrical Permit | Commercial | Tenant Improvement | Completed | Installation / Repair - Commercial - As per Bulletin 2018-004-BU/EL option 2a attachment 1c - the existing fire panel was damaged by the ULC Fire Alarm Monitoring company when they installed their monitoring panel. So we just replace it with a new fire alarm panel (Mircom FA106). This is a project to replace the existing fire alarm panel (Edwards 1529) located in the lobby by Mircom FA—106, due to an existing panel failure. The devices in the field will be kept without altering the existing wiring. It is a straight replacement of the electrical equipment. | Tiger Power Fire & Electrical Services Inc.
GP-2023-01120 | 2023-03-31 | 5448 MANSON STREET, Vancouver, BC V5Z 3H1 | Gas Permit | Residential | Renovation - Dwelling Unit(s) only | Completed | Residential - RE & RE FURNACE | 484081 BC LTD
EP-2023-06285 | 2023-07-13 | 3695 MAIN STREET, Vancouver, BC V5V 3N6 | Electrical Permit | Residential | Renovation | Completed | Installation / Repair - Residential - Bathroom fan circuit repair and switch relocation. | Wirechief Electric Ltd
EP-2021-09578 | 2022-01-18 | 3741 MAIN STREET, Vancouver, BC V5V 3N8 | Electrical Permit | Commercial | Renovation | Completed | Installation / Repair - Commercial - ? Supply and install 1 x GREE multizone heat pump outdoor condensing unit – 36,000 BTU; ? Supply and install 3 x GREE heat pump indoor evaporator unit, for ceiling installation (cassette), – 12,000 BTU; ? Supply and install 3 x GREE Compact Cassette Grille; ? Running electrical from existing panel to condenser and control wire between condenser and fan coils; | Watt HVAC Ltd
PP-2022-00880 | 2022-03-15 | 3771 MAIN STREET, Vancouver, BC | Plumbing Permit | Residential | Renovation | Completed | Residential - renovation work for condo unit, replace some plumbing fixtures | Via Plumbing Heating and Drainage Ltd
MP-2023-00187 | 2023-02-10 | 3598 MARSHALL STREET, Vancouver, BC V5N 4S4 | Mechanical Permit | NULL | NULL | Issued | NULL | Alpine Refrigeration & Air Conditioning Ltd
EP-2022-10760 | 2023-01-06 | 3598 MARSHALL STREET, Vancouver, BC V5N 4S4 | Electrical Permit | Residential | Addition | Completed | Installation / Repair - Residential - upgrade service to 200A, 2nd level addition electrical outlets and lighting, install heat pump -existing service 100A -A mechanical permit is required for heat pump installation before an electrical inspection will be performed >DB: Exterior and interior alterations and change of use to this existing one-storey with basement one-family dwelling to convert to a two-storey, one-family dwelling with secondary suite. Scope of work includes adding a second floor with roof deck and legalizing secondary suite in basement. | 578541 BC Ltd
PP-2022-03705 | 2022-10-17 | 3598 MARSHALL STREET, Vancouver, BC V5N 4S4 | Plumbing Permit | Residential | Renovation | Completed | Residential - top floor 1 bathroom + laundry >BP: Exterior and interior alterations and change of use to this existing one-storey with basement one-family dwelling to convert to a two-storey, one-family dwelling with secondary suite. Scope of work includes adding a second floor with roof deck and legalizing secondary suite in basement. | ARCO PLUMBING & HEATING LTD
EP-2023-11360 | 2024-02-02 | 3605 MARSHALL STREET, Vancouver, BC V5N 4S2 | Electrical Permit | Residential | Renovation | Issued | Installation / Repair - Residential - ¦ 1FD: 200A SERVICE UPGRADE/ RENO ¦ Main Floor Remodel existing kitchen & main bathroom. Add lighting to living room. Basement Add electrical services to basement gym & bathroom. Move laundry Change existing 100 amp panel to 200 amp panel. Est. $15,000.00 CF-2023-000579 >BP: Exterior and interior alterations to renovate this existing Single Detached House on this site. Install interconnected, hardwired, 120 volt smoke alarms with battery back-up and silencing feature, in each sleeping unit and in hallways serving sleeping units on each storey as per Building Bylaw 9.10.19. Install Carbon Monoxide Alarm as per Building By-Law 9.32.4.2. If Tree protection is required, no work may be done within the critical root zone of any protected tree unless an ISA Certified Arborist is in attendance to supervise. Work includes demolition, excavation, construction and landscaping. All site work supervised by the arborist shall be documented in a post-construction arborist report and submitted to the Director of Planning in a timely manner. This building is not sprinklered. | A-Maximum & Sons Electrical And Contracting Co Ltd
EP-2024-00598 | NULL | 2228 MARSTRAND AVENUE, Vancouver, BC V6K 4T1 | Electrical Permit | Commercial | NULL | Withdrawn | Annual / Operating - Lighting and electrical maintanence | Shawn P Greabeiel
EP-2023-09764 | 2023-11-08 | 2228 MARSTRAND AVENUE, Vancouver, BC V6K 4T1 | Electrical Permit | Commercial | NULL | Issued | Annual / Operating - Maintenance of EV-EMS and EV infrastructure CF-2023-001688 | Stream Energy Systems Inc
EP-2023-09825 | 2023-11-10 | 2228 MARSTRAND AVENUE, Vancouver, BC V6K 4T1 | Electrical Permit | Commercial | Addition | Issued | Installation / Repair - Commercial - Installation of EVSE into EV Ready Building -Installation of EVSE into stalls - Stall 30 (P3 Solo), Stall 4/5 (P1 Treo), Stall 21 (P1 Solo), Stall 18/19 (P1 Treo), Stall24 (P3 Solo), Stall 41 (P2 Solo), Stall 7 (P1 Duo), Stall 18 (P1 Duo), Stall 35/36 (P3 Solo), Stall 15/16 (P2 Duo), Stall 6/7 (P2 Duo), Stall 13 (P3 Solo), Stall 49/50 (P2 Solo), Stall 29 (P1 Solo), Stall 12/13 (P2 Solo), Stall 18 (P2 Solo), Stall 28/29 (P2 Solo), Stall 18 (P1 Solo), Stall 5/6 (P3 Solo), Stall 37/38 (Treo), Stall 27 (Solo), Stall 11 (Solo), Stall 2 (Treo), Stall 36 (Treo), Stall 17 (Solo) --Addition of Stall 25 (Solo) | Berts Electric (2001) Ltd
EP-2023-07525 | 2023-08-18 | 2228 MARSTRAND AVENUE, Vancouver, BC V6K 4T1 | Electrical Permit | Commercial | Addition | Completed | Installation / Repair - Commercial - Installation of Electric Vehicle Charging Infrastructure. Install new electrical distribution servicing building EV ready plan and EV electrical chargers throughout apartment parkades. | Fettback & Heesterman Energy Ltd
NULL | NULL | 2228 MARSTRAND AVENUE, Vancouver, BC V6K 4T1 | Mechanical Permit | NULL | NULL | Draft | NULL | NULL
EP-2023-06325 | 2023-07-20 | 2228 MARSTRAND AVENUE, Vancouver, BC V6K 4T1 | Electrical Permit | Commercial | NULL | Issued | Annual / Operating - Maintenance of existing operating electrical equipment. Annual operating permit. Inspections of main high voltage electrical room and sub-main electrical distribution. CF-2023-001688 | Exell Power Services Ltd
EP-2022-00122 | 2022-01-11 | 2228 MARSTRAND AVENUE, Vancouver, BC V6K 4T1 | Electrical Permit | Commercial | NULL | Expired | Annual / Operating - Annual Operating Permit | Shawn P Greabeiel
EP-2022-00400 | NULL | 2288 MARSTRAND AVENUE, Vancouver, BC V6K 4S9 | Electrical Permit | Commercial | Renovation | Withdrawn | Installation / Repair - Commercial - Replace existing elevator disconnect with new c/w time delay fuses, auxiliary contacts, and connection to controller. Feeder from electrical room to be reused. Replace existing cab light disconnect with new c/w connection to controller. Install new 40A feed from panel M and install new splitter in machine room. Install new disconnects for elevator phone, machine room cooling system and oil cooler. Install new ground wire from building ground to machine room c/w ground bus. Replace fixtures in machine room and pit with new 4' LED fixtures c/w cages. Replace receptacles in machine room and pit with new GFCI receptacles. Replace light switches in machine room and pit with new. Remove existing baseboard heater. Install new CAT6 phone line in 3/4" EMT from telephone room to machine room. >BP: Interior alterations for an elevator modernization to the existing fire alarm system to incorporate emergency recall of elevators to meet the requirements of CSA-B44 to this existing high-rise multiple dwelling. | Sasco Contractors Ltd
EP-2023-00503 | 2023-01-24 | 2288 MARSTRAND AVENUE, Vancouver, BC V6K 4S9 | Electrical Permit | Commercial | Tenant Improvement | Completed | Installation / Repair - Commercial - Electrical maintenance on the elevator Replace existing elevator disconnect with new c/w time delay fuses, auxiliary contacts, and connection to controller. Replace existing cab light disconnect with new c/w connection to controller. Replace the splitter in machine room. Replace with new disconnects for elevator phone, machine room cooling system and oil cooler. Replace the ground wire from building ground to machine room c/w ground bus. Replace fixtures in machine room and pit with new 4' LED fixtures c/w cages. Replace receptacles in machine room and pit with new GFCI receptacles. Replace light switches in machine room and pit with new. | Sasco Contractors Ltd
EP-2023-05583 | 2023-07-06 | 3217 MATAPAN CRESCENT, Vancouver, BC V5M 4A9 | Electrical Permit | Residential | Addition | Completed | Installation / Repair - Residential - ¦ 1FD ¦ HEAT PUMP INSTALLATION we will be installing one in the laneway home and one in the main home. -reference: MP-2023-01144 THIS IS FOR THE MAIN HOME *SEE EP-2023-05332 *MP-2023-01144: Issued (Heating and Cooling)/ 3217 MATAPAN CRESCENT ***If work on this site could lead to the disturbance of soil advise applicant to contact the Provincial Archeology Branch at 250-953-3334 for necessary permits. In addition, please be advised that reports from an Archeologist (AIA, AOA) and permits from the First Nations may be necessary prior to the release of your City of Vancouver permits. | Reliance Comfort Limited Partnership
MP-2023-01144 | 2023-06-21 | 3217 MATAPAN CRESCENT, Vancouver, BC V5M 4A9 | Mechanical Permit | NULL | NULL | Completed | NULL | Reliance Comfort Limited Partnership
EP-2023-05332 | 2023-06-28 | 3219 MATAPAN CRESCENT, Vancouver, BC | Electrical Permit | Residential | Addition | Completed | Installation / Repair - Residential - ¦ LWH ¦ -HEAT PUMP INSTALLATION -we will be installing one in the laneway home and one in the main home. -this is for the LWH *MP-2023-01090: Issued (Heating and Cooling)/ 3219 MATAPAN CRESCENT | Reliance Comfort Limited Partnership
MP-2023-01090 | 2023-06-14 | 3219 MATAPAN CRESCENT, Vancouver, BC | Mechanical Permit | NULL | NULL | Completed | NULL | Reliance Comfort Limited Partnership
SP-2022-00095 | 2022-01-24 | 5135 MCHARDY STREET, Vancouver, BC V5R 5W7 | Sprinkler Permit | Residential | Renovation | Completed | Residential - New sprinkler system for a complete renovated house Alteration to this existing one family dwelling. Scope of work to include full interior and exterior renovation with the addition of a secondary suite on the main floor | SKYREACH PLUMBING & HEATING LTD
EP-2022-00069 | 2022-01-12 | 5135 MCHARDY STREET, Vancouver, BC V5R 5W7 | Electrical Permit | Residential | Renovation | Completed | Installation / Repair - Residential - 13.32 Kw solar array with Tesla Powerwalls >BP: Alteration to this existing one family dwelling. Scope of work to include full interior and exterior renovation with the addition of a secondary suite on the main floor Sprinkler NFPA 13D Designed to part 5 work to include adding of solar panels | Terratek Energy Solutions Inc
EP-2023-03031 | 2023-04-06 | 5320 MCHARDY STREET, Vancouver, BC V5R 4C5 | Electrical Permit | Residential | Addition | Completed | Installation / Repair - Residential - Install a DCC12 and connects to EV charger. (40 AMP, Tesla Wall connector - provided by the client). Install another 15 AMP / 120Vbranch circuit to the side of the house of a outdoor receptacle. | Amor Energy Corporation
EP-2023-07588 | 2023-08-24 | 800 MCLEAN DRIVE, Vancouver, BC V5L 4X8 | Electrical Permit | Commercial | Renovation | Issued | Installation / Repair - Commercial - Replace existing FA cables with armoured cables in bulkheads. The fire alarm work is cable replacement only. The building has a rodent problem and the rats have chewed through a number of fire alarm cables causing areas to be inoperable and also a number of ground faults. We are not making any changes to the system, we are simply replacing the damaged cables with armored cables instead. | Nightingale Electric Ltd
EP-2023-11164 | 2023-12-21 | 800 MCLEAN DRIVE, Vancouver, BC V5L 4X8 | Electrical Permit | Commercial | Renovation - Dwelling Unit(s) only | Issued | Installation / Repair - Commercial - kitchen renovation.Updating the countertop receptacles as per the current requirements. removing existing Cooktop and Owen wiring and wiring a new Range. Wiring for a Rangehood *There is no work that needs to be done, which will compromise the fire separation and require a building permit. | Quintessence Concept Consulting Ltd
EP-2023-01614 | 2023-02-27 | 1113 MCLEAN DRIVE, Vancouver, BC V5L 3N5 | Electrical Permit | Residential | Renovation | Completed | Installation / Repair - Residential - Disconnect hood fan and make wires safe. Remove existing stove outlet and wire in client provided hot plate. -CF-2023-000905 -CF-2023-000015 | Kato Electrical Inc
GP-2023-00120 | 2023-01-12 | 1141 MCLEAN DRIVE, Vancouver, BC V5L 3N5 | Gas Permit | Residential | New | Completed | Residential - Install one natural gas log set. | Vancouver Gas Fireplaces Ltd
EP-2022-05209 | 2022-06-20 | 1436 MCLEAN DRIVE, Vancouver, BC V5L 3N9 | Electrical Permit | Residential | Renovation | Completed | Installation / Repair - Residential - Service upgrade to 200 amp and subfeed old 100 amp panel *** amend 0/26/2022** Rewire house- get rid of knob and tube wiring increase value 15000 | Larry Husty
PP-2024-00172 | 2024-01-26 | 3454 LOUGHEED HIGHWAY, Vancouver, BC V5M 2A4 | Plumbing Permit | Commercial | Tenant Improvement | Issued | Commercial - Demo of Existing washroom and common area fixtures and piping Add New Washroom and Common Area Fixtures and Piping >BP: Exterior and interior alterations to provide improvements to this Wholesaling Class A tenant at this industrial building on this site. Exterior work to remove overhang door with double doors. | Quantum Mechanical Systems Inc
EP-2023-07711 | 2024-01-02 | 3454 LOUGHEED HIGHWAY, Vancouver, BC V5M 2A4 | Electrical Permit | Commercial | Renovation | Issued | Installation / Repair - Commercial - Electrical installation for Small Warehouse. Installation of branch circuits for New freezers and Coolers. See drawings. BP: Exterior and interior alterations to provide improvements to this Wholesaling Class A tenant at this industrial building on this site. Exterior work to remove overhang door with double doors. OK for Field Review per W.Wong - Sept. 22 2023 Schedule A: Andrew Igel, 778.839.4260 Schedule B Architectural: Andrew Igel, 778.839.4260 Schedule B Electrical: Sher Singh Deo, P. Eng, 604.946.7680 Schedule B Mechanical: Richard Yam, P. Eng, 604.591.2766 Note: This permit is for alterations as shown in plans only. Any unauthorized work on this site, existing or otherwise, is neither recognized nor approved and may be subject to enforcement action. No translucent or opaque film, artwork, posters, shelving, display cases or similar elements are to be installed on or directly outside or inside of the approved glazing frontages and windows so that the interior of the premises is visible at all times from the sidewalk Energy checklist is currently no longer required with your Building Permit application. Some supporting documents are still required at BP stage, specifically Envelope and HVAC, if applicable. Service Water Heating and Lighting supporting documents, if applicable, must be submitted with your related trade’s permits (e.g. electrical and plumbing). - Our scope of work Includes: - New transformer and panel for coolers - Additional horns in warehouse - Clean up existing electrical distribution, with new 400A panel - New lighting in coolers - New refrigeration for coolers - New service receptacles up on roof | Tytan Electric Inc.
EP-2023-07987 | 2023-09-06 | 3454 LOUGHEED HIGHWAY, Vancouver, BC V5M 2A4 | Electrical Permit | Commercial | Addition | Completed | Installation / Repair - Commercial - Low voltage installation of security alarm system. | Telus Custom Security Systems Inc
EP-2023-06751 | 2023-07-25 | 3454 LOUGHEED HIGHWAY, Vancouver, BC V5M 2A4 | Electrical Permit | Commercial | Renovation | Completed | Installation / Repair - Commercial - Installation of underground PVC for branch circuit wiring supplying freezer heat trace. | FOS Electric Systems Ltd
EP-2023-09537 | 2024-01-04 | 3550 LOUGHEED HIGHWAY, Vancouver, BC V5M 2A3 | Electrical Permit | Commercial | Addition | Issued | Installation / Repair - Commercial - Upgrade to ev charging stations, add 3 x 62kw chargers, add 5 x 50A outlets, relocate 2 x 7.2kw chargers, add 1x 120kw charger, add 1 x 480V transformer | RMS Electric Ltd
NULL | NULL | 3625 LOUGHEED HIGHWAY, Vancouver, BC V5M 2A6 | Electrical Permit | Commercial | NULL | Draft | Annual / Operating - Annual Operating Permit | Charles Richard Pawluk o/a United Electrical Systems Ltd
EP-2023-06629 | 2023-07-21 | 3625 LOUGHEED HIGHWAY, Vancouver, BC V5M 2A6 | Electrical Permit | Commercial | NULL | Issued | Annual / Operating - Annual Operating Electrical Maintenance Renewal of EP-2022-06752 Valid: Aug 9, 2023 - Aug 8, 2024 | Charles Richard Pawluk o/a United Electrical Systems Ltd
EP-2023-08212 | 2023-09-12 | 3625 LOUGHEED HIGHWAY, Vancouver, BC V5M 2A6 | Electrical Permit | Commercial | Tenant Improvement | Completed | Installation / Repair - Commercial - Lighting Upgrade | Sasco Contractors Ltd
EP-2023-02194 | 2023-03-30 | 3625 LOUGHEED HIGHWAY, Vancouver, BC V5M 2A6 | Electrical Permit | Commercial | Renovation | Completed | Installation / Repair - Commercial - Supply and install two dual-head LV2 EV Chargers. | Ainsworth Inc
EP-2022-06752 | 2022-08-12 | 3625 LOUGHEED HIGHWAY, Vancouver, BC V5M 2A6 | Electrical Permit | Commercial | NULL | Expired | Annual / Operating - Annual Operating Electrical Maintenance Renewal of EP-2021-05983 Valid: Aug 9, 2022 - Aug 8, 2023 | Charles Richard Pawluk o/a United Electrical Systems Ltd
EP-2022-07113 | 2022-08-24 | 3625 LOUGHEED HIGHWAY, Vancouver, BC V5M 2A6 | Electrical Permit | Commercial | Tenant Improvement | Completed | Installation / Repair - Commercial - Outside Lighting upgrade. New lights to be installed on building and new pole lights throughout property. >BP: Exterior alterations to upgrade the exterior lighting on this existing commercial building on this site. OK for exterior alterations to add exterior light posts with footings, and add exterior lighting fixtures on building exterior as per Shadi Shajjad 08/10/2021 OK for field review per D. Langevin 08/11/2021 Schedule A - Jee Yun (Claire) Ha - 604.376.8779 Schedule B - Electrical - Roger Dupuis 604.569.6500 Schedule B - Geotech - Khidir Jorj - 604.874.1245 Schedule B - Structural - Andrew B McLellan 604.544.1082 | Charles Richard Pawluk o/a United Electrical Systems Ltd
EP-2023-03770 | 2023-05-03 | 3665 LOUGHEED HIGHWAY, Vancouver, BC V5M 2A6 | Electrical Permit | Commercial | NULL | Issued | Annual / Operating - Annual Operating Permit - renewal of EP-2022-03414 - valid May 7th, 2023 - May 6th, 2024 | Coast Mountain Bus Company Ltd
EP-2022-03414 | 2022-05-19 | 3665 LOUGHEED HIGHWAY, Vancouver, BC V5M 2A6 | Electrical Permit | Commercial | NULL | Expired | Annual / Operating - Annual Operating Electrical Permit. -renewal of EP-2021-03139 -Valid: May 7, 2022 - May 6, 2023 | Coast Mountain Bus Company Ltd
GP-2023-02495 | 2023-08-25 | 2655 LYNBROOK DRIVE, Vancouver, BC V5S 2C2 | Gas Permit | Residential | Renovation | Completed | Residential - replacement of hotwater tank | Hillcrest Plumbing & Heating (1991) Ltd
EP-2022-06444 | 2022-08-03 | 4493 MAIN STREET, Vancouver, BC V5V 3R2 | Electrical Permit | Commercial | Addition | Completed | Installation / Repair - Commercial - re-lamp, re-ballast for T8 fixture. replace fluorescent potlight into LED downlight. | Atlantic Electric Ltd
EP-2023-00782 | 2023-02-03 | 4501 MAIN STREET, Vancouver, BC V5V 3R4 | Electrical Permit | Commercial | Tenant Improvement | Completed | Installation / Repair - Commercial - Wiring exit lights, emergency lights, 3 timers, and switches >BP: Minor renovation Interior and exterior alterations and change of use of this 2-storey existing building from restaurant shell to Fitness Centre (Martial Arts Studio) with ancillary office on the 2nd floor. Note: 1. Occupant load is 52 persons 2. Building permit is reviewed for conformance to VBBL 2019 3. Existing deck on the 2nd floor will be closed off. | New-Way Electric Ltd
PP-2023-00332 | 2023-02-01 | 4501 MAIN STREET, Vancouver, BC V5V 3R4 | Plumbing Permit | Commercial | Renovation | Completed | Commercial - CHANGE EXISTING SINK TO HANDICAP ACCESSIBLE SINK >BP: Minor renovation Interior and exterior alterations and change of use of this 2-storey existing building from restaurant shell to Fitness Centre (Martial Arts Studio) with ancillary office on the 2nd floor. Note: 1. Occupant load is 52 persons 2. Building permit is reviewed for conformance to VBBL 2019 3. Existing deck on the 2nd floor will be closed off. | Parm Plumbing & heating Ltd
EP-2022-00600 | 2022-01-27 | 8325 MAIN STREET, Vancouver, BC V5X 3M3 | Electrical Permit | Commercial | NULL | Expired | Annual / Operating - Annual Electrical Permit VALID: January 30, 2022 to January 29, 2023 RENEWAL FOR EP-2021-00146 CONNECTED LOAD: 350 HP | Efficient Electrical Services Ltd
NULL | NULL | 8325 MAIN STREET, Vancouver, BC V5X 3M3 | Electrical Permit | Commercial | NULL | Draft | Annual / Operating - Annual Electrical Permit VALID: January 30, 2021 to January 29, 2022 EP-2020-00595: Expired (Annual / Operating) CONNECTED LOAD: 350 HP | Efficient Electrical Services Ltd
EP-2023-00713 | 2023-01-30 | 8325 MAIN STREET, Vancouver, BC V5X 3M3 | Electrical Permit | Commercial | NULL | Expired | Annual / Operating - Annual Electrical Permit VALID: January 30,2023 to January 29,2024 RENEWAL FOR EP-2022-00600 CONNECTED LOAD: 350 HP | Efficient Electrical Services Ltd
EP-2023-01047 | 2023-03-07 | 4947 MANOR STREET, Vancouver, BC V5R 3Y1 | Electrical Permit | Residential | Tenant Improvement | Completed | Installation / Repair - Residential - Install exit signs and emergncy lighting at daycare. (IA-2023-00014) | Expert Electric Ltd
GP-2023-00099 | 2023-01-10 | 4972 MANOR STREET, Vancouver, BC V5R 3Y2 | Gas Permit | Residential | Renovation - Dwelling Unit(s) only | Completed | Residential - Boiler replacement | Heatco Furnace Services Ltd
GP-2023-00333 | 2023-01-27 | 3294 MATAPAN CRESCENT, Vancouver, BC V5M 4B1 | Gas Permit | Residential | Renovation | Completed | Residential - SUPPLY AND INSTALL A S9V2-VS 60,000 BTU NATURAL GAS FURNACE. | Sunrise Heating and Cooling Ltd
EP-2023-01952 | 2023-03-07 | 3496 MATAPAN CRESCENT, Vancouver, BC V5M 4B1 | Electrical Permit | Residential | New | Issued | Temporary Power - Residential - To provide temporary power. | C M & Sons Electrical Inc
PP-2023-01161 | 2023-04-03 | 3496 MATAPAN CRESCENT, Vancouver, BC V5M 4B1 | Plumbing Permit | Residential | New | Issued | Residential - Sentry and storm con with sump >BP: To construct a two-storey duplex with two secondary suites located in the basement, with a detached accessory building (garage) an 2 open parking pads at the rear providing 4 parking spaces, having vehicular access from the lane. | AKAL DEMOLITION & EXCAVATING LTD
EP-2023-08839 | 2023-10-03 | 3496 MATAPAN CRESCENT, Vancouver, BC V5M 4B1 | Electrical Permit | Residential | New | Issued | Installation / Repair - Residential - TV, telephone, security alarm prewire and complete. >BP: To construct a two-storey duplex with two secondary suites ($834,750) located in the basement, with a detached accessory building (garage) an 2 open parking pads at the rear providing 4 parking spaces, having vehicular access from the lane. | Tvisha Technologies Ltd
EP-2022-02267 | 2022-03-21 | 2829 MCGILL STREET, Vancouver, BC V5K 1H7 | Electrical Permit | Residential | New | Expired | Temporary Power - Residential - To provide temporary power. Amend: Mar 31, 2022 Change service from 100 Amps to 90 Amps. | SAAB ELECTRIC LTD
PP-2022-01885 | 2022-06-03 | 2829 MCGILL STREET, Vancouver, BC V5K 1H7 | Plumbing Permit | Residential | New | Completed | Residential - sump >BP: To construct a 2.5 storey two-family dwelling ($715,500) with a detached accessory building (garage) at the rear providing 2 parking spaces, having vehicular access from the lane. Note: The entire building, INCLUDING THE ATTACHED GARAGE (if applicable), to be sprinklered to 2 x NFPA 13D 1. A/C proposed – Exterior component located in rear Interior component located in third floor. 2. Schedule B: (M.S. Alam) P.Eng (604.653.7475) Structural & Geotechnical 3. HPO: Residential Builder- Vithu Developments Ltd Note: This is a 2.5 storey building pursuant to the Zoning and Development By-Law Address Information: Principle Dwelling (South/Front): 2829 McGill St Principle Dwelling (North/Back): 2831 McGill St Address numbers assigned as per approved plans for Fire and Emergency response. The address numbers are to be posted to the building to be visible from the street and in accordance with the Building By-law prior to final inspection. **THIS PERMIT HAS BEEN ISSUED UNDER THE REQUIREMENTS OF VBBL #12511 (2019)** | Mash Construction Ltd.
EP-2022-08898 | 2022-10-20 | 2829 MCGILL STREET, Vancouver, BC V5K 1H7 | Electrical Permit | Residential | New | Completed | Installation / Repair - Residential - New house wiring for duplex. Main service: 200 Amps Each unit: 125 Amps >BP: To construct a 2.5 storey two-family dwelling ($715,500) with a detached accessory building (garage) at the rear providing 2 parking spaces, having vehicular access from the lane. Note: The entire building, INCLUDING THE ATTACHED GARAGE (if applicable), to be sprinklered to 2 x NFPA 13D 1. A/C proposed – Exterior component located in rear Interior component located in third floor. 2. Schedule B: (M.S. Alam) P.Eng (604.653.7475) Structural & Geotechnical 3. HPO: Residential Builder- Vithu Developments Ltd Note: This is a 2.5 storey building pursuant to the Zoning and Development By-Law Address Information: Principle Dwelling (South/Front): 2829 McGill St Principle Dwelling (North/Back): 2831 McGill St Address numbers assigned as per approved plans for Fire and Emergency response. The address numbers are to be posted to the building to be visible from the street and in accordance with the Building By-law prior to final inspection. **THIS PERMIT HAS BEEN ISSUED UNDER THE REQUIREMENTS OF VBBL #12511 (2019)** | SAAB ELECTRIC LTD
PP-2022-02387 | 2022-07-11 | 2829 MCGILL STREET, Vancouver, BC V5K 1H7 | Plumbing Permit | Residential | New | Completed | Residential - plumbing >To construct a 2.5 storey two-family dwelling ($715,500) with a detached accessory building (garage) at the rear providing 2 parking spaces, having vehicular access from the lane. Note: The entire building, INCLUDING THE ATTACHED GARAGE (if applicable), to be sprinklered to 2 x NFPA 13D 1. A/C proposed – Exterior component located in rear Interior component located in third floor. 2. Schedule B: (M.S. Alam) P.Eng (604.653.7475) Structural & Geotechnical 3. HPO: Residential Builder- Vithu Developments Ltd Note: This is a 2.5 storey building pursuant to the Zoning and Development By-Law Address Information: Principle Dwelling (South/Front): 2829 McGill St Principle Dwelling (North/Back): 2831 McGill St Address numbers assigned as per approved plans for Fire and Emergency response. The address numbers are to be posted to the building to be visible from the street and in accordance with the Building By-law prior to final inspection. **THIS PERMIT HAS BEEN ISSUED UNDER THE REQUIREMENTS OF VBBL #12511 (2019)** | Ajit's Plumbing Heating & Electrical Contracting Ltd
EP-2022-07699 | 2022-09-22 | 2829 MCGILL STREET, Vancouver, BC V5K 1H7 | Electrical Permit | Residential | New | Completed | Installation / Repair - Residential - Pre wire and completion of alarm,Telus,tv,internet and cctv | Pioneer Security and Communications Ltd
SP-2022-01508 | 2022-09-16 | 2829 MCGILL STREET, Vancouver, BC V5K 1H7 | Sprinkler Permit | Residential | New | Completed | Residential - Piping and fixture installation To construct a 2.5 storey two-family dwelling with a detached accessory building (garage) at the rear providing 2 parking spaces, having vehicular access from the lane. Note: The entire building, INCLUDING THE ATTACHED GARAGE (if applicable), to be sprinklered to 2 x NFPA 13D 1. A/C proposed – Exterior component located in rear Interior component located in third floor. 2. Schedule B: (M.S. Alam) P.Eng (604.653.7475) Structural & Geotechnical 3. HPO: Residential Builder- Vithu Developments Ltd | RG Plumbing Ltd
GP-2022-02660 | 2022-09-29 | 2829 MCGILL STREET, Vancouver, BC V5K 1H7 | Gas Permit | Residential | New | Completed | Residential - Complete 2 boilers, 2 bbq, 2 range. -Amend: April 13, 2023 -correct address should be: 2829 McGill St -added: DB-2021-05930 >BP: To construct a 2.5 storey two-family dwelling ($715,500) with a detached accessory building (garage) at the rear providing 2 parking spaces, having vehicular access from the lane. | Deep Gas Fitting Ltd.
EP-2022-06111 | 2022-07-20 | 2846 MCGILL STREET, Vancouver, BC V5K 1H6 | Electrical Permit | Residential | New | Expired | Temporary Power - Residential - To provide temporary power. | GV ELECTRICAL INC
PP-2023-00197 | 2023-01-19 | 2846 MCGILL STREET, Vancouver, BC V5K 1H6 | Plumbing Permit | Residential | New | Completed | Residential - Plumbing >BP: To construct a two and half storey two-family dwelling with a detached accessory building (garage) at the rear providing 2 parking spaces, having vehicular access from the lane. 1. A/C units proposed in the rear yard 2. Schedule B: Jason Hui, P.Eng. Structural & Geotechnical 3. HPO: Residential Builder - Aqua Homes Development Ltd. 4. The entire building, INCLUDING THE ATTACHED GARAGE (if applicable), to be sprinklered to 2XNFPA 13D. | G & D Hayer Plumbing Ltd
PP-2023-00065 | 2023-01-09 | 2846 MCGILL STREET, Vancouver, BC V5K 1H6 | Plumbing Permit | Residential | New | Completed | Residential - Storm Sump Installation | Apolla Demolition & Excavating Ltd.
GP-2023-00905 | 2023-03-14 | 2846 MCGILL STREET, Vancouver, BC V5K 1H6 | Gas Permit | Residential | New | Completed | Residential - 2FD - FRONT/SOUTH - 2846 MCGILL ST - #1 REAR/NORTH - 2846 MCGILL ST - #2 2 Gas stove Complete 2 BBQ Complete 2 Boiler Complete >DB: To construct a two and half storey two-family dwelling with a detached accessory building (garage) at the rear providing 2 parking spaces, having vehicular access from the lane. Note: This is a 2 1/2 storey building pursuant to the Zoning and Development By-Law 1. A/C units proposed in the rear yard | G & D Hayer Plumbing Ltd
EP-2023-02205 | 2023-03-22 | 2846 MCGILL STREET, Vancouver, BC V5K 1H6 | Electrical Permit | Residential | New | Completed | Installation / Repair - Residential - Duplex wiring 100A service to each unit *An approved mechanical permit is required for the installation of air conditioning or heat pump unit at the time of installation before an electrical inspection will be performed >BP: To construct a two and half storey two-family dwelling ($703,675.00) with a detached accessory building (garage) at the rear providing 2 parking spaces, having vehicular access from the lane. Note: This Building Permit will remain in a suspended status until the associated (green) Demolition Permit BP-2022-02550 is completed. Note: This is a 2 1/2 storey building pursuant to the Zoning and Development By-Law 1. A/C units proposed in the rear yard 2. Schedule B: Jason Hui, P.Eng. Structural & Geotechnical 3. HPO: Residential Builder - Aqua Homes Development Ltd. 4. The entire building, INCLUDING THE ATTACHED GARAGE (if applicable), to be sprinklered to 2XNFPA 13D. ******THIS PERMIT HAS BEEN ISSUED UNDER THE REQUIREMENTS OF VBBL #12511 (2019)****** | L.H. ELECTRIC LTD
EP-2023-02354 | 2023-03-22 | 2846 MCGILL STREET, Vancouver, BC V5K 1H6 | Electrical Permit | Residential | New | Completed | Installation / Repair - Residential - Low Voltage Rough-In and Completion of Alarm system, Tel/Data/Cable >BP: To construct a two and half storey two-family dwelling ($703,675.00) with a detached accessory building (garage) at the rear providing 2 parking spaces, having vehicular access from the lane. Note: This Building Permit will remain in a suspended status until the associated (green) Demolition Permit BP-2022-02550 is completed. Note: This is a 2 1/2 storey building pursuant to the Zoning and Development By-Law 1. A/C units proposed in the rear yard 2. Schedule B: Jason Hui, P.Eng. Structural & Geotechnical 3. HPO: Residential Builder - Aqua Homes Development Ltd. 4. The entire building, INCLUDING THE ATTACHED GARAGE (if applicable), to be sprinklered to 2XNFPA 13D. ******THIS PERMIT HAS BEEN ISSUED UNDER THE REQUIREMENTS OF VBBL #12511 (2019)****** | Infinitech Security & Integration Inc.
SP-2023-00335 | 2023-02-27 | 2846 MCGILL STREET, Vancouver, BC V5K 1H6 | Sprinkler Permit | Residential | New | Completed | Residential - 2FD - #1 & #2 - NEW HOME >DB: To construct a two and half storey two-family dwelling with a detached accessory building (garage) at the rear providing 2 parking spaces, having vehicular access from the lane. Note: This Building Permit will remain in a suspended status until the associated (green) Demolition Permit BP-2022-02550 is completed. Note: This is a 2 1/2 storey building pursuant to the Zoning and Development By-Law 1. A/C units proposed in the rear yard 4. The entire building, INCLUDING THE ATTACHED GARAGE (if applicable), to be sprinklered to 2XNFPA 13D. | SBMS Construction Ltd
MP-2023-00137 | 2023-02-02 | 2846 MCGILL STREET, Vancouver, BC V5K 1H6 | Mechanical Permit | NULL | NULL | Completed | NULL | G & D Hayer Plumbing Ltd
MP-2023-00138 | 2023-02-02 | 2846 MCGILL STREET, Vancouver, BC V5K 1H6 | Mechanical Permit | NULL | NULL | Completed | NULL | G & D Hayer Plumbing Ltd
GP-2022-03770 | 2022-11-29 | 2866 MCGILL STREET, Vancouver, BC V5K 1H6 | Gas Permit | Residential | New | Completed | Residential - 2FD - FRONT - 2866 MCGILL ST BACK - 2868 MCGILL ST To install piping and appliances for a new duplex with complete installation. >DB: To construct a two-storey two-family dwelling with a basement with a detached accessory building (garage) at the rear providing 2 parking spaces, having vehicular access from the lane. Note: This is a 2 storey building pursuant to the Zoning and Development By-Law 1. A/C units proposed in the rear yard 2. Bar sinks proposed in the basement 5. The entire building, INCLUDING THE ATTACHED GARAGE (if applicable), to be sprinklered to 2XNFPA 13D. | Skyway Plumbing & gas Ltd
SP-2022-01993 | 2022-11-29 | 2866 MCGILL STREET, Vancouver, BC V5K 1H6 | Sprinkler Permit | Residential | New | Completed | Residential - 2FD - FRONT - 2866 MCGILL ST BACK - 2868 MCGILL ST Piping and fixture installation >DB: To construct a two-storey two-family dwelling with a basement, with a detached accessory building (garage) at the rear providing 2 parking spaces, having vehicular access from the lane. Note: This is a 2 storey building pursuant to the Zoning and Development By-Law 1. A/C units proposed in the rear yard 2. Bar sinks proposed in the basement 5. The entire building, INCLUDING THE ATTACHED GARAGE (if applicable), to be sprinklered to 2XNFPA 13D. >>>>Amend: Dec. 14th -revised drawings uploaded | RG Plumbing Ltd
PP-2022-03555 | 2022-10-05 | 2866 MCGILL STREET, Vancouver, BC V5K 1H6 | Plumbing Permit | Residential | New | Completed | Residential - Piping and fixture installation >To construct a two-storey two-family dwelling with a basement ($717,725), with a detached accessory building (garage) at the rear providing 2 parking spaces, having vehicular access from the lane. Note: This Building Permit will remain in a suspended status until the associated (green) Demolition Permit BP-2022-01112 is completed. Note: This is a 2 storey building pursuant to the Zoning and Development By-Law 1. A/C units proposed in the rear yard 2. Bar sinks proposed in the basement 3. Schedule B: Jason Hui, P.Eng (778-319-3403) Structural & Geotechnical 4. HPO: Residential Builder - UR Land Construction Ltd. 5. The entire building, INCLUDING THE ATTACHED GARAGE (if applicable), to be sprinklered to 2XNFPA 13D. ******THIS PERMIT HAS BEEN ISSUED UNDER THE REQUIREMENTS OF VBBL #12511 (2019)****** | RG Plumbing Ltd
MP-2022-00381 | 2022-10-12 | 2866 MCGILL STREET, Vancouver, BC V5K 1H6 | Mechanical Permit | NULL | NULL | Completed | NULL | RG Plumbing Ltd
EP-2022-09561 | 2022-11-10 | 2866 MCGILL STREET, Vancouver, BC V5K 1H6 | Electrical Permit | Residential | New | Completed | Installation / Repair - Residential - Duplex wiring service and finishing >>BP: To construct a two-storey two-family dwelling with a basement ($717,725), with a detached accessory building (garage) at the rear providing 2 parking spaces, having vehicular access from the lane. Note: This is a 2 storey building pursuant to the Zoning and Development By-Law 1. A/C units proposed in the rear yard 2. Bar sinks proposed in the basement 3. Schedule B: Jason Hui, P.Eng (778-319-3403) Structural & Geotechnical 4. HPO: Residential Builder - UR Land Construction Ltd. 5. The entire building, INCLUDING THE ATTACHED GARAGE (if applicable), to be sprinklered to 2XNFPA 13D. ******THIS PERMIT HAS BEEN ISSUED UNDER THE REQUIREMENTS OF VBBL #12511 (2019)****** | ALPHA TECH ELECTRICAL LTD
EP-2022-09639 | 2022-11-16 | 2866 MCGILL STREET, Vancouver, BC V5K 1H6 | Electrical Permit | Residential | New | Completed | Installation / Repair - Residential - tv,telephone,alarm prewire and complete >BP: To construct a two-storey two-family dwelling with a basement ($717,725), with a detached accessory building (garage) at the rear providing 2 parking spaces, having vehicular access from the lane. Note: This Building Permit will remain in a suspended status until the associated (green) Demolition Permit BP-2022-01112 is completed. Note: This is a 2 storey building pursuant to the Zoning and Development By-Law 1. A/C units proposed in the rear yard 2. Bar sinks proposed in the basement 3. Schedule B: Jason Hui, P.Eng (778-319-3403) Structural & Geotechnical 4. HPO: Residential Builder - UR Land Construction Ltd. 5. The entire building, INCLUDING THE ATTACHED GARAGE (if applicable), to be sprinklered to 2XNFPA 13D. ******THIS PERMIT HAS BEEN ISSUED UNDER THE REQUIREMENTS OF VBBL #12511 (2019)****** | Tvisha Technologies Ltd
PP-2022-02805 | 2022-08-16 | 2866 MCGILL STREET, Vancouver, BC V5K 1H6 | Plumbing Permit | Residential | New | Completed | Residential - 2FD - Sentry and storm con with one sump | AKAL DEMOLITION & EXCAVATING LTD
EP-2022-02926 | 2022-04-11 | 2866 MCGILL STREET, Vancouver, BC V5K 1H6 | Electrical Permit | Residential | New | Expired | Temporary Power - Residential - To provide temporary power. | Bindi Electrical Services Ltd
NULL | NULL | 2886 MCGILL STREET, Vancouver, BC V5K 1H6 | Electrical Permit | Residential | Renovation - Dwelling Unit(s) only | Withdrawn | Installation / Repair - Residential - blah blah | NULL
NULL | NULL | 2886 MCGILL STREET, Vancouver, BC V5K 1H6 | Electrical Permit | Residential | Renovation - Dwelling Unit(s) only | Draft | Installation / Repair - Residential - Service upgrade. Deficiency repairs. | NULL
EP-2022-05966 | 2022-07-20 | 2886 MCGILL STREET, Vancouver, BC V5K 1H6 | Electrical Permit | Residential | Renovation | Completed | Installation / Repair - Residential - Service upgrade from 100 to 200A | Nelcan Electric Ltd
GP-2022-03255 | 2022-10-21 | 2886 MCGILL STREET, Vancouver, BC V5K 1H6 | Gas Permit | Residential | Tenant Improvement | Completed | Residential - Decommissioning of gas furnace | 0994152 BC Ltd
EP-2022-08983 | 2023-03-10 | 2886 MCGILL STREET, Vancouver, BC V5K 1H6 | Electrical Permit | Residential | Tenant Improvement | Completed | Installation / Repair - Residential - Electrical to outdoor Heat Pump *MP-2022-00468 | 0994152 BC Ltd
MP-2022-00468 | 2022-10-25 | 2886 MCGILL STREET, Vancouver, BC V5K 1H6 | Mechanical Permit | NULL | NULL | Completed | NULL | 0994152 BC Ltd
GP-2023-03341 | 2023-11-03 | 2886 MCGILL STREET, Vancouver, BC V5K 1H6 | Gas Permit | Residential | New | Completed | Residential - Gas fireplace installation | 496302 BC Ltd
GP-2023-02753 | 2023-09-20 | 3387 MONMOUTH AVENUE, Vancouver, BC V5R 5R7 | Gas Permit | Residential | Renovation | Completed | Residential - RE&RE furnace and HWTG | Milani Plumbing Heating & Air Conditioning Ltd
GP-2024-00063 | 2024-01-08 | 3412 MONMOUTH AVENUE, Vancouver, BC V5R 5R9 | Gas Permit | Residential | Renovation | Issued | Residential - Replace deficient boiler | Maestro Plumbing Heating & Air Conditioning Ltd
EP-2022-02800 | 2022-04-08 | 3467 MONMOUTH AVENUE, Vancouver, BC V5R 5R8 | Electrical Permit | Residential | New | Completed | Installation / Repair - Residential - Electrical work for new laneway house Main service 120/240 200A 1 phase 3 wire house sub-service 120/240 100A 1 phase 3 wire laneway sub-service 120/240 125A 1 phase 3 wire >BP: To construct a 2 storey laneway house building ($223,475) with 1 open parking pad, providing a total of 1 parking spaces, having vehicular access from the 20' Lane. Note: This is a 1 ½ storey building pursuant to the Zoning & Development By-law. 1. Covenant not required with existing house 2. No Strata Titling permitted 3. No A/C Unit proposed 4. Entire building to be sprinklered 13D 5. Schedule B: (ZHANCHAO ZHAO) P.Eng (604.526.1305) Structural 6. Schedule B: (ZHANCHAO ZHAO) P.Eng (604.526.1305) Geotechnical 7. HPO: Owner Builder - 103620 NOTE: To achieve the required FSR. A floor space exclusion of 3% has been applied to this application as per section 11.24.18 of the district schedule, to accommodate improved building performance. Address Information: Principle Dwelling: #1-3467 Monmouth Av Laneway home: #3-3467 Monmouth Av NOTE: Information regarding the principal building on the survey and site plan is for reference only. Any discrepancy between information regarding the principal building on the survey and/or site plan and approved permit drawings for the principal building are neither approved nor authorized under this laneway house permit. *EXISTING HOUSE* Note: Bldg 1 (principal bldg) addressed #1-3467 Monmouth Av retained on site. Amend: June 24, 2022 Please change the scope of work below To: Electrical work for new laneway house Main service 120/240 200A 1 phase 3 wire house sub-service 120/240 125A 1 phase 3 wire laneway sub-service 120/240 125A 1 phase 3 wire And replace the load calculation with attachment | SNG Electric Ltd
EP-2022-02799 | 2022-04-07 | 3467 MONMOUTH AVENUE, Vancouver, BC V5R 5R8 | Electrical Permit | Residential | Renovation | Completed | Installation / Repair - Residential - Modify the electrical service for the new laneway house associate building permit # DB-2021-06326 Service 120/240V 100A Amend: June 27, 2022 change the service to 125 A 120/240V | SNG Electric Ltd
GP-2023-01799 | 2023-06-12 | 3477 MONMOUTH AVENUE, Vancouver, BC V5R 5R8 | Gas Permit | Residential | Addition | Completed | Residential - re and re gas range | Christopher Sterling
EP-2023-08310 | 2023-09-14 | 7532 MUIRFIELD DRIVE, Vancouver, BC V5S 2L6 | Electrical Permit | Residential | Addition | Issued | Installation / Repair - Residential - Installation of security system | ADT Security Services Canada Inc
EP-2023-08454 | 2023-09-25 | 7710 MUIRFIELD DRIVE, Vancouver, BC V5S 2L7 | Electrical Permit | Residential | New | Issued | Installation / Repair - Residential - SFH with suite New wiring >BP: To construct a 2 storey + basement one-family dwelling with a secondary suite ($1,160,685.00) located in the basement, with a detached accessory building (garage), at the rear providing 3 parking spaces, having vehicular access from the lane. Note: This is a 2 storey building pursuant to the Zoning and Development By-Law 1- Bar/Sink proposed in basement 2- H/P unit proposed 3- Schedule B: Ke Jian Ma P.Eng (604.599.8890) Structural & Geotechnical 4-HPO: Residential Builder - 0869270 BC LTD 5- Covenant registered at the Land Title Office under CB628844 6- No strata titling permitted | Roop Electric Co Ltd
PP-2023-03507 | 2023-10-05 | 7710 MUIRFIELD DRIVE, Vancouver, BC V5S 2L7 | Plumbing Permit | Residential | New | Issued | Residential - Installation of one outside Sump for Drain Tile and Rain Water Leaders | JBS Services Ltd
PP-2024-00058 | 2024-01-26 | 7710 MUIRFIELD DRIVE, Vancouver, BC V5S 2L7 | Plumbing Permit | Residential | New | Issued | Residential - Complete DWV and water distribution systems throughout. All plumbing finishes. >BP: To construct a 2 storey + basement one-family dwelling with a secondary suite ($1,160,685.00) located in the basement, with a detached accessory building (garage), at the rear providing 3 parking spaces, having vehicular access from the lane. | BOUNDARY BAY MECHANICAL INC
EP-2023-06030 | 2023-07-05 | 7710 MUIRFIELD DRIVE, Vancouver, BC V5S 2L7 | Electrical Permit | Residential | New | Issued | Temporary Power - Residential - To provide temporary power. | Roop Electric Co Ltd
GP-2022-00691 | 2022-03-04 | 2610 MACKENZIE STREET, Vancouver, BC V6K 4A1 | Gas Permit | Residential | Renovation | Completed | Residential - RE AND RE GAS INSERT TO ARCHGUARD EURO | BC Fireplace Service Inc
EP-2023-02516 | NULL | 2616 MACKENZIE STREET, Vancouver, BC V6K 4A1 | Electrical Permit | Residential | Addition | Application Incomplete | Installation / Repair - Residential - Upgrade service from 100 amp 120/240v to 200amp 120/240 V and add cct for heat pump. | Bally's Fast Electric Inc
GP-2022-02078 | 2022-07-13 | 2616 MACKENZIE STREET, Vancouver, BC V6K 4A1 | Gas Permit | Residential | Renovation | Completed | Residential - replace hwt with navien | Reactive Plumbing & Heating Ltd
EP-2023-01541 | 2023-02-22 | 2850 MACKENZIE STREET, Vancouver, BC V6K 4A2 | Electrical Permit | Residential | New | Issued | Temporary Power - Residential - To provide temporary power. | FER Electrical Ltd
PP-2023-02261 | 2023-06-26 | 2850 MACKENZIE STREET, Vancouver, BC V6K 4A2 | Plumbing Permit | Residential | New | Issued | Residential - 2FD - NORTH - 2850 MACKENZIE ST SOUTH - 2860 MACKENZIE ST plumbing >DB: To construct a 2.5 storey duplex with 2 open parking spaces at the rear having vehicular access from the lane. 1. A/C proposed – Exterior component located in rear yard, Interior component located in closets on second floor. 2. Bar sink not proposed. ***This permit is issued under the VBBL 2019, with updated energy requirements as per bylaw # 12997 effective Jan 01, 2022.*** | SKY HIGH PLUMBING & HEATING LTD
MP-2023-01198 | 2023-06-28 | 2850 MACKENZIE STREET, Vancouver, BC V6K 4A2 | Mechanical Permit | NULL | NULL | Issued | NULL | SKY HIGH PLUMBING & HEATING LTD
EP-2023-06771 | 2023-07-26 | 2850 MACKENZIE STREET, Vancouver, BC V6K 4A2 | Electrical Permit | Residential | New | Completed | Installation / Repair - Residential - Installation of cable, internet, tel, vacuum, doorbell, intercom, security prewire, cameras. >BP: To construct a 2.5 storey duplex ($698,750.00) with 2 open parking spaces at the rear having vehicular access from the lane. 1. A/C proposed – Exterior component located in rear yard, Interior component located in closets on second floor. 2. Bar sink not proposed. 3. Schedule B: (S Dulay) P.Eng (604-603-7254) Structural + Geotechnical 4. HPO: Residential Builder- (Bonaccord Developments Ltd) Note: This is a 2.5 storey building pursuant to the Zoning and Development By-Law ***This permit is issued under the VBBL 2019, with updated energy requirements as per bylaw # 12997 effective Jan 01, 2022.*** | PLANET SMART HOMES LTD.
MP-2023-01446 | 2023-08-08 | 2850 MACKENZIE STREET, Vancouver, BC V6K 4A2 | Mechanical Permit | NULL | NULL | Issued | NULL | Ultimate Choice Air Conditioning & Renovations Ltd
GP-2023-02222 | 2023-07-26 | 2850 MACKENZIE STREET, Vancouver, BC V6K 4A2 | Gas Permit | Residential | New | Issued | Residential - 2 Ranges, 2 BBQs and 2 Dryers gas pipe >BP: To construct a 2.5 storey duplex | PRIDE GAS & HEATING LTD.
EP-2023-03889 | 2023-05-10 | 2850 MACKENZIE STREET, Vancouver, BC V6K 4A2 | Electrical Permit | Residential | New | Issued | Installation / Repair - Residential - NEW SERVICE , ROUGH WIRING AND FINISHING *An approved mechanical permit is required for the installation of air conditioning or heat pump unit at the time of installation before an electrical inspection will be performed >Permit Amendment Sep 07, 2023 -"please upload load calculation" *Document(s) uploaded to "Application Documents" tab for Electrical Inspector review. Documents are at pending status at time of permit amendment approval >Permit Amendment Sep 05, 2023 -"upload load calculation" *Document(s) uploaded to "Application Documents" tab for Electrical Inspector review. Documents are at pending status at time of permit amendment approval >BP: Note: This Building Permit will remain in a suspended status until the associated (green) Demolition Permit BP-2022-02942 is completed. To construct a 2.5 storey duplex ($698,750.00) with 2 open parking spaces at the rear having vehicular access from the lane. 1. A/C proposed – Exterior component located in rear yard, Interior component located in closets on second floor. 2. Bar sink not proposed. 3. Schedule B: (S Dulay) P.Eng (604-603-7254) Structural + Geotechnical 4. HPO: Residential Builder- (Bonaccord Developments Ltd) | FER Electrical Ltd
PP-2023-01763 | 2023-05-18 | 2850 MACKENZIE STREET, Vancouver, BC V6K 4A2 | Plumbing Permit | Residential | New | Issued | Residential - 2FD - one sump without pump | Bhullar Excavating and Demolition
GP-2024-00206 | 2024-01-29 | 2850 MACKENZIE STREET, Vancouver, BC V6K 4A2 | Gas Permit | Residential | New | Issued | Residential - To install 2 range 2 dryer 2 bbq >BP: To construct a 2.5 storey duplex ($698,750.00) with 2 open parking spaces at the rear having vehicular access from the lane. | JOT MECHANICAL LTD
NULL | NULL | 2850 MACKENZIE STREET, Vancouver, BC V6K 4A2 | Plumbing Permit | Residential | NULL | Draft | Residential - Outside backflow preventer | Prestige Irrigation Systems Ltd
NULL | NULL | 2850 MACKENZIE STREET, Vancouver, BC V6K 4A2 | Plumbing Permit | Residential | New | Draft | Residential - Irrigation tie in | NULL
SP-2023-01460 | 2023-08-09 | 2850 MACKENZIE STREET, Vancouver, BC V6K 4A2 | Sprinkler Permit | Residential | New | Issued | Residential - Install sprinklers in duplex -The entire building, INCLUDING THE ATTACHED GARAGE (if applicable), to be sprinklered to 2 x NFPA 13D >BP: To construct a 2.5 storey duplex ($698,750.00) with 2 open parking spaces at the rear having vehicular access from the lane. 1. A/C proposed – Exterior component located in rear yard, Interior component located in closets on second floor. 2. Bar sink not proposed. 3. Schedule B: (S Dulay) P.Eng (604-603-7254) Structural + Geotechnical 4. HPO: Residential Builder- (Bonaccord Developments Ltd) Note: This is a 2.5 storey building pursuant to the Zoning and Development By-Law ***This permit is issued under the VBBL 2019, with updated energy requirements as per bylaw # 12997 effective Jan 01, 2022.*** | Gold Key Fire Protection Ltd
GP-2022-00757 | 2022-03-09 | 3230 MACKENZIE STREET, Vancouver, BC V6L 2P7 | Gas Permit | Residential | Addition | Completed | Residential - RE & RE BOILER AND TANKLESS WATER HEATER | B C Furnace Service Ltd
GP-2023-03728 | 2023-11-25 | 3601 MACKENZIE STREET, Vancouver, BC V6L 3H7 | Gas Permit | Residential | Addition | Completed | Residential - Replacement of boiler and water heater | BCRC Plumbing and Heating Ltd
GP-2023-03982 | 2023-12-11 | 4789 MACKENZIE STREET, Vancouver, BC V6L 2R5 | Gas Permit | Residential | Renovation | Completed | Residential - RE&RE tankless water heater | Milani Plumbing Heating & Air Conditioning Ltd
PP-2023-03817 | 2023-11-02 | 4413 MAIN STREET, Vancouver, BC V5V 3R2 | Plumbing Permit | Commercial | Tenant Improvement | Issued | Commercial - Above ground plumbing for Popeyes chicken >BP: Interior alterations to provide improvements for a new Restaurant Class 1 tenant at this existing Restaurant shell building on this site. Total number of seats is 28. One class 1 cooking. | Gordon Brackett
SP-2023-01827 | 2023-10-03 | 4413 MAIN STREET, Vancouver, BC V5V 3R2 | Sprinkler Permit | Commercial | Tenant Improvement | Issued | Commercial - adjust sprinklers to meet new tbar ceiling >BP: Interior alterations to provide improvements for a new Restaurant Class 1 tenant at this existing Restaurant shell building on this site. Total number of seats is 28. One class 1 cooking. *****This application does not include any of the following: 1. Not more than 20 sprinklers (add, relocate, or remove), 2. hydraulic calculations, 3. change in occupancy and /or hazard classification, 4. warehouse storage arrangements, 5. mobile compact storage arrangements, 6. alternative solutions, 7. changes to the sprinkler system supply piping (e.g. valves, mains, cross-mains, branch-lines, etc.), or 8. flexible sprinkler pipe. | Titan Fire Protection Ltd
EP-2023-09167 | 2023-10-12 | 4413 MAIN STREET, Vancouver, BC V5V 3R2 | Electrical Permit | Commercial | Tenant Improvement | Issued | Installation / Repair - Commercial - Installation of Receptacles, lighting, indoor and exterior signage, wiring of low voltage, fire alarm devices, kitchen equipment, HVAC, walk in cooler. SI-2022-00511 SI-2022-00560 >BP: Interior alterations to provide improvements for a new Restaurant Class 1 tenant at this existing Restaurant shell building on this site. Total number of seats is 28. One class 1 cooking. BP-2020-02206 to be completed and OC for shell space to be issued prior to issuance of this permit. Note: 1.0. This application is reviewed under VBBL 2019. 2.0. First TI and no upgrading is required. | 2061843 Alberta Ltd
EP-2023-01308 | 2023-02-15 | 4413 MAIN STREET, Vancouver, BC V5V 3R2 | Electrical Permit | Commercial | New | Issued | Temporary Power - Commercial - To provide temporary power. | LORE ELECTRIC INC
EP-2022-01664 | 2022-03-01 | 4413 MAIN STREET, Vancouver, BC V5V 3R2 | Electrical Permit | Commercial | New | Issued | Installation / Repair - Commercial - Supply and install a new base system electrical distribution and shell lighting, Em and Fire alarm for a new commercial shell space. >BP: To construct a single storey (slab-on-grade) + mezzanine single suite shell commercial building for a future restaurant (A2 occupancy) and providing 2 parking spaces plus 1 Class B loading space, all having vehicular access from a rear lane. NOTE: the 2019 VBBL applies to this application. | LORE ELECTRIC INC
SP-2022-00457 | 2022-08-15 | 4413 MAIN STREET, Vancouver, BC V5V 3R2 | Sprinkler Permit | Commercial | New | Issued | Commercial - For all sprinkler work to the 2019 VBBL; NFPA 13, 2013 for this newly construct a single storey (slab-on-grade) + mezzanine single suite shell commercial building for a future restaurant (A2 occupancy) and providing 2 parking spaces plus 1 Class B loading space, all having vehicular access from a rear lane. This application does not include any of the following: - Warehouse storage arrangements, or mobile compact storage arrangements. - Flexible sprinkler pipe. - Information Technology Equipment Rooms (e.g. IT Rooms, LAN Rooms, etc.). - Alternative solutions Notes: 1. Sprinkler Engineer of Record Yadim Amador Castillo, P.Eng. of NWSC. T: 604 779 5750. E: yadim@nwsprinkler.com. 2. One set of approved drawings and permit to be available for viewing at the jobsite. 3. *** Per July 25, 2022 email correspondence from Eric Stine Architec, AIBC - TJI floor assembly to compartmented to 11.2.3.1.4(4)(j) of NFPA 13, 2013. TBC confirmed on site by the DPI and DBI.*** 4. *** SHELL SPACE ONLY. Separate permit and documents required for tenant improvement. *** | Titan Fire Protection Ltd
PP-2022-01536 | 2022-05-09 | 4413 MAIN STREET, Vancouver, BC V5V 3R2 | Plumbing Permit | Commercial | New | Issued | Commercial - Underslab sanitary, storm, water service >*******************PART 5 *********************** To construct a single storey (slab-on-grade) + mezzanine single suite shell commercial building for a future restaurant (A2 occupancy) and providing 2 parking spaces plus 1 Class B loading space, all having vehicular access from a rear lane. NOTE: the 2019 VBBL applies to this application. >>>Amend: April 25, 2023 -to add 9 floor drains ( that have P-Traps underground) as per TI drawings | Outpost Mechanical Ltd
EP-2022-00885 | 2022-02-04 | 4413 MAIN STREET, Vancouver, BC V5V 3R2 | Electrical Permit | Commercial | New | Expired | Temporary Power - Commercial - To provide temporary power. | LORE ELECTRIC INC
GP-2022-01165 | 2022-04-13 | 5023 MACKENZIE STREET, Vancouver, BC V6N 4E6 | Gas Permit | Residential | Renovation | Completed | Residential - Boiler Re& Re | Impetus Plumbing & Heating Ltd
GP-2022-02679 | 2022-09-07 | 525 MALKIN AVENUE, Vancouver, BC V6A 2K1 | Gas Permit | Residential | Renovation | Completed | Residential - Installation of 2 gas powered hot water tanks | Pioneer Plumbing & Heating Inc
EP-2022-06358 | 2022-07-28 | 2111 MAIN STREET, Vancouver, BC V5T 3C6 | Electrical Permit | Commercial | NULL | Expired | Special Event - Temporary PA / Stage and lights set up for 2000 person venue over an 11 day event by Vancouver Mural Festival. Vancouver Mural Festival is hosting a pop-up patio in the WeWork parking lot at Main & 5th. The patio will host daily entertainment such as live music and drag on a small stage. The audience will be seated with tables and chairs. Power will be drawn from the neighbouring building with permission from WeWork and Westbank as well as from 5k solar powered generators from Portable Electric. Location: 2015 Main St Laneway entrance surface parking lot. | Aidan Clemens Electrical Contracting Ltd
EP-2023-06729 | 2023-07-25 | 2111 MAIN STREET, Vancouver, BC V5T 3C6 | Electrical Permit | Commercial | NULL | Expired | Special Event - Connect and supply power to for vancouver mural festival. | Newma Power Systems Inc
SP-2023-01292 | 2023-07-20 | 3224 MARMION AVENUE, Vancouver, BC V5R 4W8 | Sprinkler Permit | Residential | New | Completed | Residential - 2FD+2SS - WEST - 3224 MARMION AV - #1 & #2 EAST - 3226 MARMION AV - #1 & #2 New sprinkler installation >DB: To construct a 2-storey duplex with 2 secondary suites located in the basement detached accessory building (garage) at the rear providing 2 parking spaces and a surface parking, having vehicular access from the lane. Secondary suite covenant to be registered on land title prior to Sheathing Inspection and prior to July 04, 2023. PSH - April 17th 2023 The entire building to be sprinklered to 2x NFPA 13D. Note: This is a 2 storey building pursuant to the Zoning and Development By-Law ******THIS PERMIT HAS BEEN ISSUED UNDER THE REQUIREMENTS OF VBBL 2019****** This permit is issued under the VBBL 2019, with updated energy requirements as per bylaw # 12997 effective Jan 01, 2022. 1. No strata titling permitted for secondary suites 2. A/C units proposed in rear yard. 3. No bar sink proposed | Real Tech Fire Protection Ltd
MP-2023-01294 | 2023-07-14 | 3224 MARMION AVENUE, Vancouver, BC V5R 4W8 | Mechanical Permit | NULL | NULL | Completed | NULL | Ultra Mechanical Ltd
EP-2023-06560 | 2023-07-20 | 3224 MARMION AVENUE, Vancouver, BC V5R 4W8 | Electrical Permit | Residential | New | Completed | Installation / Repair - Residential - Extra Low Voltage - Pre wire and Finishing for TV, Tel, Data and CCTV. >BP: To construct a 2-storey duplex with 2 secondary suites located in the basement detached accessory building (garage) at the rear providing 2 parking spaces and a surface parking, having vehicular access from the lane. Secondary suite covenant to be registered on land title prior to Sheathing Inspection and prior to July 04, 2023. PSH - April 17th 2023 The entire building to be sprinklered to 2x NFPA 13D. NOTE: To achieve the required FSR a floor space exclusion of 2% has been applied to this application as per section 10.15.1 of the district schedule, to accommodate improved building performance. Note: This is a 2 storey building pursuant to the Zoning and Development By-Law ******THIS PERMIT HAS BEEN ISSUED UNDER THE REQUIREMENTS OF VBBL 2019****** This permit is issued under the VBBL 2019, with updated energy requirements as per bylaw # 12997 effective Jan 01, 2022. 1. No strata titling permitted for secondary suites 2. A/C units proposed in rear yard. 3. No bar sink proposed 4. Schedule B Jason Hui, P.Eng. (778-319-3403) Structural and Geotechnical 5. BC Housing Smart Choice Builders Ltd. All rooms adjacent to East and West exposing building face shall be sprinklered. "Combustible projections or roof soffits on an exposing building face shall not project to less than .45m from the property line and shall be in compliance with VBBL 2019 9.10.15.5.(9)" | Secure Worx AV & Automation Inc
GP-2023-02263 | 2023-07-31 | 3224 MARMION AVENUE, Vancouver, BC V5R 4W8 | Gas Permit | Residential | New | Completed | Residential - 4 Ranges, 2 BBQ's & 4 Dryers >BP: To construct a 2-storey duplex with 2 secondary suites | Avion Mechanical Ltd
EP-2023-05952 | 2023-07-12 | 3224 MARMION AVENUE, Vancouver, BC V5R 4W8 | Electrical Permit | Residential | New | Completed | Installation / Repair - Residential - CHECK LOAD CALCULATIONS TO THE INSTALLED HEAT PUMPS. Duplex rough wiring and finishing Over head service 200 amp >BP: To construct a 2-storey duplex with 2 secondary suites located in the basement detached accessory building (garage) at the rear providing 2 parking spaces and a surface parking, having vehicular access from the lane. Secondary suite covenant to be registered on land title prior to Sheathing Inspection and prior to July 04, 2023. PSH - April 17th 2023 The entire building to be sprinklered to 2x NFPA 13D. | Moon Star Electrical Ltd
NULL | NULL | 3224 MARMION AVENUE, Vancouver, BC V5R 4W8 | Mechanical Permit | NULL | NULL | Withdrawn | NULL | M-7 Mechanicals Ltd
PP-2023-02023 | 2023-06-14 | 3224 MARMION AVENUE, Vancouver, BC V5R 4W8 | Plumbing Permit | Residential | New | Completed | Residential - 2FD+2SS - WEST - 3224 MARMION AV - #1 & #2 EAST - 3226 MARMION AV - #1 & #2 new plumbing >DB: To construct a 2-storey duplex with 2 secondary suites located in the basement detached accessory building (garage) at the rear providing 2 parking spaces and a surface parking, having vehicular access from the lane. Secondary suite covenant to be registered on land title prior to Sheathing Inspection and prior to July 04, 2023. PSH - April 17th 2023 The entire building to be sprinklered to 2x NFPA 13D. Note: This is a 2 storey building pursuant to the Zoning and Development By-Law ******THIS PERMIT HAS BEEN ISSUED UNDER THE REQUIREMENTS OF VBBL 2019****** This permit is issued under the VBBL 2019, with updated energy requirements as per bylaw # 12997 effective Jan 01, 2022. 1. No strata titling permitted for secondary suites 2. A/C units proposed in rear yard. 3. No bar sink proposed | Avion Mechanical Ltd
MP-2023-01096 | 2023-06-14 | 3224 MARMION AVENUE, Vancouver, BC V5R 4W8 | Mechanical Permit | NULL | NULL | Completed | NULL | Avion Mechanical Ltd
EP-2022-07492 | 2022-09-08 | 3224 MARMION AVENUE, Vancouver, BC V5R 4W8 | Electrical Permit | Residential | New | Expired | Temporary Power - Residential - TEMPORARY POWER POLE VALID: SEPT 8/2022 TO SEPT 7/2022 To provide temporary power. | Moon Star Electrical Ltd
EP-2023-02323 | 2023-03-23 | 3258 MARMION AVENUE, Vancouver, BC V5R 4W8 | Electrical Permit | Residential | Addition | Completed | Installation / Repair - Residential - Main House electrical permit required because electrical service is relocating on new laneway house | Blueridge Electrical Ltd.
EP-2022-05039 | 2022-06-14 | 3258 MARMION AVENUE, Vancouver, BC V5R 4W8 | Electrical Permit | Residential | Addition | Expired | Temporary Power - Residential - To provide temporary power. AMEND: JUN 22/2022 Please upgrade Service size from 100 amp to 125 amp as required by electrical safety officer on first inspection | Blueridge Electrical Ltd.
EP-2023-04211 | 2023-05-19 | 1445 MARPOLE AVENUE, Vancouver, BC V6H 1S5 | Electrical Permit | Residential | Renovation - Dwelling Unit(s) only | Completed | Installation / Repair - Residential - Adding 4 plugs to code in a new wall that splits a large room into 2 rooms. | New Moon Electric Ltd
EP-2022-10559 | 2022-12-14 | 1445 MARPOLE AVENUE, Vancouver, BC V6H 1S5 | Electrical Permit | Residential | Renovation - Dwelling Unit(s) only | Completed | Installation / Repair - Residential - Small kitchen reno: - 8 pot lights in dropped ceiling - re-rought/extend range wire - re-locate kitchen counter plugs >BP: Interior alterations to provide improvements to the kitchen in this existing dwelling unit on the 5th floor (#516) in this existing multiple dwelling building on this site. Scope of work: replacing cabinets, counters, appliances, new dropped ceiling with recessed lighting over kitchen and dinning area, electrical and plumbing work. | New Moon Electric Ltd
SP-2022-01380 | 2022-08-26 | 5577 MELBOURNE STREET, Vancouver, BC V5R 4M1 | Sprinkler Permit | Residential | New | Completed | Residential - Install sprinklers in sfd >BP: To construct a 2 storey + basement one-family dwelling with a secondary suite ($638,500) located in the basement with 1 surface parking, having vehicular access from the lane. Note: This is a 2 storey building pursuant to the Zoning and Development By-Law 1- Covenant to be registered at the Land Title Office prior to sheathing inspection. 2- No strata titling permitted 3- Bar sink proposed in basement 4- A/C unit proposed in rear yard 5- Schedule B: MD. Shahidul Alam, P.Eng (604-653-7475) Structural & Geotechnical 6- HPO: Residential Builder - Nand's Plumbing & Tiles Ltd. The entire building, INCLUDING THE ATTACHED GARAGE (if applicable), to be sprinklered to NFPA 13D. | Gold Key Fire Protection Ltd
EP-2022-07233 | 2022-08-29 | 5577 MELBOURNE STREET, Vancouver, BC V5R 4M1 | Electrical Permit | Residential | New | Completed | Installation / Repair - Residential - Rough-in and finishing tv, data, phone , cctv and Security alarm installation >BP: To construct a 2 storey + basement one-family dwelling with a secondary suite ($638,500) located in the basement with 1 surface parking, having vehicular access from the lane. Note: This is a 2 storey building pursuant to the Zoning and Development By-Law 1- Covenant to be registered at the Land Title Office prior to sheathing inspection. 2- No strata titling permitted 3- Bar sink proposed in basement 4- A/C unit proposed in rear yard 5- Schedule B: MD. Shahidul Alam, P.Eng (604-653-7475) Structural & Geotechnical 6- HPO: Residential Builder - Nand's Plumbing & Tiles Ltd. | Simplypro Enterprise Ltd
GP-2022-02513 | 2022-08-24 | 5577 MELBOURNE STREET, Vancouver, BC V5R 4M1 | Gas Permit | Residential | New | Completed | Residential - new construction gas connections and installation >BP: To construct a 2 storey + basement one-family dwelling with a secondary suite ($638,500) located in the basement with 1 surface parking, having vehicular access from the lane. Note: This is a 2 storey building pursuant to the Zoning and Development By-Law 1- Covenant to be registered at the Land Title Office prior to sheathing inspection. 2- No strata titling permitted 3- Bar sink proposed in basement 4- A/C unit proposed in rear yard 5- Schedule B: MD. Shahidul Alam, P.Eng (604-653-7475) Structural & Geotechnical 6- HPO: Residential Builder - Nand's Plumbing & Tiles Ltd. Address Note: #1-5577 Melbourne St - One Family Dwelling (1st & 2nd floor, north portion of basement) #2-5577 Melbourne St - Secondary Suite (south portion of basement) Address and suite numbers assigned as per approved plans for Fire and Emergency response. The address number is to be posted on the building to be visible from the street and the suite numbers are to be posted at the suite entries in accordance with the Building By-law prior to final inspection. ******THIS PERMIT HAS BEEN ISSUED UNDER THE REQUIREMENTS OF VBBL #12511 (2019)****** | Nand's Plumbing & Tiles Ltd
EP-2023-10999 | 2023-12-12 | 5577 MELBOURNE STREET, Vancouver, BC V5R 4M1 | Electrical Permit | Residential | Addition | Completed | Installation / Repair - Residential - This permit is for wall oven installation in newly built house . Wiring is already there we are going to install it . | Blue Point Electric Ltd
EP-2022-00006 | 2022-01-03 | 5577 MELBOURNE STREET, Vancouver, BC V5R 4M1 | Electrical Permit | Residential | New | Expired | Temporary Power - Residential - To provide temporary power. | Blue Energy Electric Ltd.
EP-2022-02902 | 2022-04-12 | 5577 MELBOURNE STREET, Vancouver, BC V5R 4M1 | Electrical Permit | Residential | New | Completed | Installation / Repair - Residential - New house rough wiring,finishing and new 200 amps service (more details I will give you in load calculation ) with duplex meter base 125 for house,125 amps for laneway house and 60 amps from house to suite >BP: To construct a 2 storey + basement one-family dwelling with a secondary suite ($638,500) located in the basement with 1 surface parking, having vehicular access from the lane. Note: This is a 2 storey building pursuant to the Zoning and Development By-Law 1- Covenant to be registered at the Land Title Office prior to sheathing inspection. 2- No strata titling permitted 3- Bar sink proposed in basement 4- A/C unit proposed in rear yard 5- Schedule B: MD. Shahidul Alam, P.Eng (604-653-7475) Structural & Geotechnical 6- HPO: Residential Builder - Nand's Plumbing & Tiles Ltd. Address Note: #1-5577 Melbourne St - One Family Dwelling (1st & 2nd floor, north portion of basement) #2-5577 Melbourne St - Secondary Suite (south portion of basement) Address and suite numbers assigned as per approved plans for Fire and Emergency response. The address number is to be posted on the building to be visible from the street and the suite numbers are to be posted at the suite entries in accordance with the Building By-law prior to final inspection. ******THIS PERMIT HAS BEEN ISSUED UNDER THE REQUIREMENTS OF VBBL #12511 (2019)****** | Blue Energy Electric Ltd.
GP-2022-03076 | 2022-10-11 | 5589 MELBOURNE STREET, Vancouver, BC V5R 4M1 | Gas Permit | Residential | Renovation | Completed | Residential - hot water tank re-re | Ferenc Nagy
EP-2022-05231 | 2022-06-21 | 2509 MAIN STREET, Vancouver, BC V5T 3E5 | Electrical Permit | Commercial | New | Expired | Temporary Power - Commercial - To provide temporary power. Renewal of EP-2021-04530 Valid: June 16, 2022 to June 15, 2023 **Amendment Jul 28, 2021** Change size of material Service Conductor from (2) 4c-4/0 to (2) 4c-250 | Western Pacific Enterprises Ltd
EP-2023-04334 | 2023-05-17 | 2509 MAIN STREET, Vancouver, BC V5T 3E5 | Electrical Permit | Commercial | New | Issued | Temporary Power - Commercial - To provide temporary power. Renewal of EP-2022-05231 Valid: June 16, 2023 to June 15, 2024 | Western Pacific Enterprises Ltd
EP-2023-10630 | 2023-12-13 | 2509 MAIN STREET, Vancouver, BC V5T 3E5 | Electrical Permit | Commercial | New | Completed | Interim - Commercial - INTERIM PERMIT TO COMMENCE UNDERGROUND WORK - WAITING FOR EP-2023-10413 TO BE ISSUED. SCOPE: slab, underground, raceways, grounding, and branch circuits. | Houle Electric Limited
EP-2023-10413 | 2023-12-15 | 2509 MAIN STREET, Vancouver, BC V5T 3E5 | Electrical Permit | Commercial | New | Issued | Installation / Repair - Commercial - Mount Pleasant Broadway Subway Station: Electrical installation of: Conduits, Tray, Low voltage distribution incl. panels, starters, disconnects, metering equipment, Fire alarm system installation, Lighting and lighting controls, Misc. field devices, eg: receptacles & switches, Cable pulls & termination, Grounding. | Houle Electric Limited
EP-2022-10466 | 2022-12-12 | 2525 MAIN STREET, Vancouver, BC V5T 3E5 | Electrical Permit | Commercial | Addition | Completed | Installation / Repair - Commercial - wiring for 2 appliances | AMK ELECTRICAL SERVICES LTD
NULL | NULL | 3990 MARGUERITE STREET, Vancouver, BC V6J 4G1 | Electrical Permit | Residential | Renovation | Draft | Installation / Repair - Residential - renovation electrical work, panel upgrade, service from air to underground, and teporary power | Saeryk Electrical Services Ltd
EP-2023-06047 | 2023-07-05 | 3990 MARGUERITE STREET, Vancouver, BC V6J 4G1 | Electrical Permit | Residential | Renovation | Issued | Temporary Power - Residential - To provide temporary power. | Saeryk Electrical Services Ltd
GP-2022-02062 | 2022-07-13 | 4149 MARGUERITE STREET, Vancouver, BC V6J 4G2 | Gas Permit | Residential | Renovation | Completed | Residential - Re&Re boiler BTU: 160.000 | Milani Plumbing Heating & Air Conditioning Ltd
EP-2023-07524 | 2023-08-23 | 4183 MARGUERITE STREET, Vancouver, BC V6J 4G2 | Electrical Permit | Residential | Renovation | Issued | Installation / Repair - Residential - ¦ 1FD/ RENO ¦ A single house minor renovation, to remove two plugs. | Aidea Solutions Ltd
GP-2022-00911 | 2022-03-23 | 4237 MARGUERITE STREET, Vancouver, BC V6J 4G2 | Gas Permit | Residential | Renovation | Completed | Residential - HWT re&re | Ferenc Nagy
GP-2023-02748 | 2023-09-20 | 4511 MARGUERITE STREET, Vancouver, BC V6J 4G7 | Gas Permit | Residential | Renovation | Issued | Residential - Boiler Retrofit | R & B Plumbing & Heating Ltd
GP-2022-01995 | 2022-07-18 | 4537 MARGUERITE STREET, Vancouver, BC V6J 4G7 | Gas Permit | Residential | New | Completed | Residential - Supply and Install 6 Fireplace Units >BP: To construct a 2 storey + basement one-family dwelling ($1,638,250) with a detached single car accessory building (garage) and an open parking pad at the rear providing a total of 2 parking spaces, having vehicular access from the lane. Note: This is a 2 storey building pursuant to the Zoning and Development By-Law 1- Bar/Sink proposed in the basement 2- A/C unit proposed the rear yard 3- Schedule B: Karim Karimzadegan, P.Eng (604-990-0546) Geotechnical Vladmir Golijanin, P.Eng (778-788-3055) Structural 4-HPO: Peter Vanagan; owner Builder. ******THIS PERMIT HAS BEEN ISSUED UNDER THE REQUIREMENTS OF VBBL #12511 (2019)****** | Delco Fireplaces Ltd
EP-2022-05451 | 2022-06-27 | 4537 MARGUERITE STREET, Vancouver, BC V6J 4G7 | Electrical Permit | Residential | New | Completed | Installation / Repair - Residential - low voltage data, security, alarm >BP: To construct a 2 storey + basement one-family dwelling ($1,638,250) with a detached single car accessory building (garage) and an open parking pad at the rear providing a total of 2 parking spaces, having vehicular access from the lane. Note: This Building Permit will remain in a suspended status until the associated (green) Demolition Permit BP-2021-02027 is completed. Note: This is a 2 storey building pursuant to the Zoning and Development By-Law 1- Bar/Sink proposed in the basement 2- A/C unit proposed the rear yard 3- Schedule B: Karim Karimzadegan, P.Eng (604-990-0546) Geotechnical Vladmir Golijanin, P.Eng (778-788-3055) Structural 4-HPO: Peter Vanagan; owner Builder. ******THIS PERMIT HAS BEEN ISSUED UNDER THE REQUIREMENTS OF VBBL #12511 (2019)****** | Burglar Busters Alarm & Security Ltd
EP-2022-06820 | 2022-08-15 | 4537 MARGUERITE STREET, Vancouver, BC V6J 4G7 | Electrical Permit | Residential | New | Issued | Installation / Repair - Residential - Vacuum installation only >BP: To construct a 2 storey + basement one-family dwelling ($1,638,250) with a detached single car accessory building (garage) and an open parking pad at the rear providing a total of 2 parking spaces, having vehicular access from the lane. Note: This Building Permit will remain in a suspended status until the associated (green) Demolition Permit BP-2021-02027 is completed. Note: This is a 2 storey building pursuant to the Zoning and Development By-Law 1- Bar/Sink proposed in the basement 2- A/C unit proposed the rear yard 3- Schedule B: Karim Karimzadegan, P.Eng (604-990-0546) Geotechnical Vladmir Golijanin, P.Eng (778-788-3055) Structural 4-HPO: Peter Vanagan; owner Builder. ******THIS PERMIT HAS BEEN ISSUED UNDER THE REQUIREMENTS OF VBBL #12511 (2019)****** | Best Built-In Centre Ltd
EP-2022-07242 | 2022-08-30 | 4537 MARGUERITE STREET, Vancouver, BC V6J 4G7 | Electrical Permit | Residential | New | Completed | Installation / Repair - Residential - To continue work started by others EP-2021-06852 -I need permit for finishing and few items for rough in: steam feed, pot lights back deck outside, and window opening box controllers >BP: To construct a 2 storey + basement one-family dwelling ($1,638,250) with a detached single car accessory building (garage) and an open parking pad at the rear providing a total of 2 parking spaces, having vehicular access from the lane. Note: This is a 2 storey building pursuant to the Zoning and Development By-Law 1- Bar/Sink proposed in the basement 2- A/C unit proposed the rear yard 3- Schedule B: Karim Karimzadegan, P.Eng (604-990-0546) Geotechnical Vladmir Golijanin, P.Eng (778-788-3055) Structural 4-HPO: Peter Vanagan; owner Builder. ******THIS PERMIT HAS BEEN ISSUED UNDER THE REQUIREMENTS OF VBBL #12511 (2019)****** | Bartecko Electrical Ltd
GP-2022-00750 | 2022-03-09 | 4537 MARGUERITE STREET, Vancouver, BC V6J 4G7 | Gas Permit | Residential | New | Completed | Residential - New home To construct a 2 storey + basement one-family dwelling with a detached single car accessory building (garage) and an open parking pad at the rear providing a total of 2 parking spaces, having vehicular access from the lane. Note: This is a 2 storey building pursuant to the Zoning and Development By-Law 1- Bar/Sink proposed in the basement 2- A/C unit proposed the rear yard 3- Schedule B: Karim Karimzadegan, P.Eng (604-990-0546) Geotechnical Vladmir Golijanin, P.Eng (778-788-3055) Structural 4-HPO: Peter Vanagan; owner Builder. | Conor Whyte Plumbing And Heating Limited
SP-2022-00648 | 2022-05-02 | 4537 MARGUERITE STREET, Vancouver, BC V6J 4G7 | Sprinkler Permit | Residential | New | Completed | Residential - To install fire sprinkler To construct a 2 storey + basement one-family dwelling with a detached single car accessory building (garage) and an open parking pad at the rear providing a total of 2 parking spaces, having vehicular access from the lane. Note: This is a 2 storey building pursuant to the Zoning and Development By-Law 1- Bar/Sink proposed in the basement 2- A/C unit proposed the rear yard 3- Schedule B: Karim Karimzadegan, P.Eng (604-990-0546) Geotechnical Vladmir Golijanin, P.Eng (778-788-3055) Structural 4-HPO: Peter Vanagan; owner Builder. | NewTech Fire Protection Ltd
PP-2022-03212 | 2022-12-07 | 4538 MARGUERITE STREET, Vancouver, BC V6J 4G8 | Plumbing Permit | Residential | Renovation | Completed | Residential - Complete Repipe of domestic Hot and Cold water Relocation of one sanitary stack for existing ensuite washroom re configuration of trap arms for sinks and heights of sinks >BP: Interior alterations to provide tenant improvements to this existing one family dwelling. The scope of work includes to propose layout changes on the main floor, upgrade bathrooms. Structural schedule B signed and sealed by Carlos Chiu, 604.737.9830 Renovation energy upgrade proposal prepared by Flynn Dixon Murdock, 604.500.1186 | VANMECH PLUMBING & HEATING LTD.
EP-2022-08326 | 2022-10-04 | 4538 MARGUERITE STREET, Vancouver, BC V6J 4G8 | Electrical Permit | Residential | Renovation | Completed | Installation / Repair - Residential - to run Data/Tel cables and install security alarm. >BP: Interior alterations to provide tenant improvements to this existing one family dwelling. The scope of work includes to propose layout changes on the main floor, upgrade bathrooms. Structural schedule B signed and sealed by Carlos Chiu, 604.737.9830 Renovation energy upgrade proposal prepared by Flynn Dixon Murdock, 604.500.1186 | Yao Rong Xu
EP-2022-10388 | 2022-12-13 | 4538 MARGUERITE STREET, Vancouver, BC V6J 4G8 | Electrical Permit | Residential | Renovation | Completed | Installation / Repair - Residential - Adding one sub panel, change some lights, switches ,plugs. Interior alterations to provide tenant improvements to this existing one family dwelling. The scope of work includes to propose layout changes on the main floor, upgrade bathrooms. Structural schedule B signed and sealed by Carlos Chiu, 604.737.9830 Renovation energy upgrade proposal prepared by Flynn Dixon Murdock, 604.500.1186 | Fortune Link Electrical Ltd
GP-2022-03902 | 2022-12-07 | 4538 MARGUERITE STREET, Vancouver, BC V6J 4G8 | Gas Permit | Residential | Renovation | Completed | Residential - move stove line 6' >BP: Interior alterations to provide tenant improvements to this existing one family dwelling. The scope of work includes to propose layout changes on the main floor, upgrade bathrooms. | A & J GAS SERVICES LTD
SP-2022-01760 | 2022-10-25 | 4538 MARGUERITE STREET, Vancouver, BC V6J 4G8 | Sprinkler Permit | Residential | Renovation - Dwelling Unit(s) only | Completed | Residential - sprinkler head relocated for new pre kitchen on main floor >>BP: Interior alterations to provide tenant improvements to this existing one family dwelling. The scope of work includes to propose layout changes on the main floor, upgrade bathrooms. Structural schedule B signed and sealed by Carlos Chiu, 604.737.9830 Renovation energy upgrade proposal prepared by Flynn Dixon Murdock, 604.500.1186 | Spectrum Fire Protection Ltd
GP-2022-03150 | 2022-10-14 | 4538 MARGUERITE STREET, Vancouver, BC V6J 4G8 | Gas Permit | Residential | New | Completed | Residential - 2 Zero Clearance Gas Fireplaces to Existing SFD Vents & Gas Hookups Only | Encore Fireplaces Ltd
GP-2022-03299 | 2022-10-26 | 4588 MARGUERITE STREET, Vancouver, BC V6J 4G8 | Gas Permit | Residential | Renovation - Dwelling Unit(s) only | Completed | Residential - Installing furnace | Reid Brothers Plumbing & Heating Ltd
MP-2022-00319 | 2022-09-30 | 4637 MARGUERITE STREET, Vancouver, BC V6J 4G7 | Mechanical Permit | NULL | NULL | Completed | NULL | Thomson Industries Ltd
EP-2022-08271 | 2022-10-03 | 4637 MARGUERITE STREET, Vancouver, BC V6J 4G7 | Electrical Permit | Residential | Renovation | Completed | Installation / Repair - Residential - Dedicated Circuit for Heat Pump Rough-in Only for back up heat- no breaker installed > MP-2022-00319: Issued (Heating and Cooling) | Pacific Star Electric Inc
EP-2023-10642 | 2023-12-18 | 4661 MARGUERITE STREET, Vancouver, BC V6J 4G7 | Electrical Permit | Residential | Addition | Completed | Installation / Repair - Residential - Install a 7680 W EV charger in detached garage. | Yan's Electric Limited
GP-2023-03466 | 2023-11-09 | 4261 MUSQUEAM DRIVE, Vancouver, BC | Gas Permit | Residential | Renovation | Completed | Residential - furnace re&re | Ferenc Nagy
EP-2023-06103 | 2023-07-10 | 5734 MCKINNON STREET, Vancouver, BC V5R 4E1 | Electrical Permit | Residential | New | Issued | Temporary Power - Residential - To provide temporary power. Amend: July 24, 2023 Temporary Electrical Service instead of Temporary Equipment. | Fortress Electric Ltd
NULL | NULL | 5734 MCKINNON STREET, Vancouver, BC V5R 4E1 | Electrical Permit | Residential | New | Withdrawn | Temporary Power - Residential - To provide temporary power. | Fortress Electric Ltd
GP-2023-04185 | 2023-12-22 | 5739 MCKINNON STREET, Vancouver, BC V5R 4C9 | Gas Permit | Residential | Renovation | Issued | Residential - RE&RE hot water tank | Milani Plumbing Heating & Air Conditioning Ltd
EP-2022-07382 | 2022-09-01 | 5746 MCKINNON STREET, Vancouver, BC V5R 4E1 | Electrical Permit | Residential | Addition | Completed | Installation / Repair - Residential - Service change from house to Laneway Amend: Oct 26, 2022 100 amp service to house | Maple Leaf Electrical Ltd
EP-2022-08550 | 2022-10-11 | 2313 MAIN STREET, Vancouver, BC V5T 3C9 | Electrical Permit | Commercial | Renovation | Completed | Installation / Repair - Commercial - fire, replace exiting electrical service - update wiring methods and replace branch circuits existing service is 100Amp to follow CEC standards a service upgrade of 200Amp is required. 100 Amp kitchen area and 100 Amp separate suite | Novawest Electrical Services Ltd
EP-2022-07014 | 2022-08-22 | 2315 MAIN STREET, Vancouver, BC V5T 3C9 | Electrical Permit | Commercial | Renovation | Completed | Installation / Repair - Commercial - Security System Installation -complete | Point One Integrators Inc
EP-2022-07814 | 2022-09-16 | 2315 MAIN STREET, Vancouver, BC V5T 3C9 | Electrical Permit | Commercial | Renovation - Dwelling Unit(s) only | Completed | Installation / Repair - Commercial - Sales center - electrical branch circuits, & devices to accommodate presentation center display. Interior alterations to provide tenant improvements for a new general office (real estate tenant) in this existing commercial building on the site. | Berts Electric (2001) Ltd
EP-2022-05721 | 2022-07-08 | 2415 MAIN STREET, Vancouver, BC V5T 3E1 | Electrical Permit | Commercial | Tenant Improvement | Completed | Installation / Repair - Commercial - 1) Demo (including making safe all electrical). 2) Lighting (Most fixtures will be supplied by the client. We are only supplying t Bar lay in fixtures for the kitchen.) Rough in/wire/install owner supplied fixtures Supply and install kitchen T-bar lay in fixtures Complete branch wiring and add breakers 3) Lighting Control - installation to accommodate new lighting and existing lighting Complete switching and insure it meets Ashrae compliance 4) Power requirements - includes communications rough-in Complete branch wiring and add breakers Add power for kitchen equipment/convenience receptacles/bar/TV's/signage 5) Mechanical - electrical requirements Complete branch wiring and add breakers Provide power to roof top units 6) Life Safety Complete branch wiring and add breakers Test exits/EM battery packs Supply and install 120v smoke detectors Supply and install power and relays for hood fan suppression system 8) Communications - supply and install communication cables for TV's/office (7) Cat 6 + 1 6U wall mount rack with shelf in electrical room >BP: Interior and exterior alterations for this new restaurant tenant in the existing one storey commercial building. VBBL2019 - Reviewed during 2020/21 pandemic crisis. New make-up air unit proposed on existing roof cleared by planner Benjamin Dufix, May 7, 2020. Class 1 Cooking (Grease-Laden Vapours): 1. Class 1 cooking operations (Grease-Laden Vapours). 2. Commercial kitchen exhaust system to NFPA 96 (Type 1 hood). | Sasco Contractors Ltd
PP-2022-02597 | 2022-07-26 | 2415 MAIN STREET, Vancouver, BC V5T 3E1 | Plumbing Permit | Commercial | Tenant Improvement | Completed | Commercial - Plumbing fixtures Interior and exterior alterations for this new restaurant tenant in the existing one storey commercial building. Taking over PP-2021-01970 letter of change of contractor has been uploaded ** Amend 10/12/2022** Please add 4 Qty 4(four) inside backflow devises | DAVIDSON BROS MECHANICAL CONTRACTORS
PP-2022-02319 | 2022-07-25 | 2434 MAIN STREET, Vancouver, BC V5T 3E2 | Plumbing Permit | Commercial | Tenant Improvement | Completed | Commercial - new restaurant Exterior and interior alterations and to change the use of the existing billiard hall on the first floor of this one- storey commercial building to Restaurant Class-1 for a new tenant . Note: 1. The building is one storey and basement per zoning and development 2. Class-1 Cooking operation 3. Building permit is reviewed for compliance with VBBL 2019 4. Occupant load (interior seats and staff) is 163 person | BPH Mechanical Systems Ltd.
EP-2022-09980 | 2022-11-28 | 2434 MAIN STREET, Vancouver, BC V5T 3E2 | Electrical Permit | Commercial | New | Completed | Installation / Repair - Commercial - installation of new fire alarm system >BP: Exterior and interior alterations and to change the use of the existing billiard hall on the first floor of this one- storey commercial building to Restaurant Class-1 for a new tenant . Note: 1. The building is one storey and basement per zoning and development 2. Class-1 Cooking operation 3. Building permit is reviewed for compliance with VBBL 2019 4. Occupant load (interior seats and staff) is 163 person | FOS Electric Systems Ltd
EP-2023-00352 | 2023-01-25 | 2434 MAIN STREET, Vancouver, BC V5T 3E2 | Electrical Permit | Commercial | Renovation | Completed | Installation / Repair - Commercial - EMERGENCY REPAIR - to re-pull service conductors from transformer to weather-head; replace weathe-rhead. BC Hydro attended to disconnect as service conductors were arcing and had melted them down to the pipe at BCH attachment to weather-head. See attached pics. - the work just affects re-pulling service conductors from the transformer to weather head and replace weather head. Service details are: 200A,120/240V, 1 ph. | Houle Electric Limited
EP-2022-05523 | 2022-06-30 | 2434 MAIN STREET, Vancouver, BC V5T 3E2 | Electrical Permit | Commercial | Renovation | Completed | Installation / Repair - Commercial - Restaurant renovation includes: Lights, plugs, exit signs, emergency lights, interlocking, signage, local gang bell for kitchen suppression. >BP: Exterior and interior alterations and to change the use of the existing billiard hall on the first floor of this one- storey commercial building to Restaurant Class-1 for a new tenant . Note: 1. The building is one storey and basement per zoning and development 2. Class-1 Cooking operation 3. Building permit is reviewed for compliance with VBBL 2019 4. Occupant load (interior seats and staff) is 163 person | Ling-Tec Electrical Service Ltd
EP-2022-06581 | 2022-08-08 | 4875 MAIN STREET, Vancouver, BC | Electrical Permit | Commercial | Renovation | Cancelled | Installation / Repair - Commercial - Replacing faulty fire alarm panel, no wiring. Replacing with new fire alarm panel, new control unit is compatible with all existing devices incorporated in the existing FAS. We are not altering the existing wiring or outlet boxes, work is considered a straight replacement of the electrical equipment. Note: This permit has been issued based on Bulletin 2018-004-BU/EL. | AG Electric and Alarm Monitoring Co Ltd
EP-2022-08319 | 2022-10-04 | 2545 MAIN STREET, Vancouver, BC V5T 3E5 | Electrical Permit | Commercial | NULL | Expired | Annual / Operating - ANNUAL OPERATING PERMIT VALID: JULY 26/2022 TO JULY 25/2023 EXPIRED PERMIT: EP-2021-05576 Annual operating permit for mixed use commercial/residential building | Advanco Electric Ltd
EP-2023-06627 | 2023-07-21 | 2545 MAIN STREET, Vancouver, BC V5T 3E5 | Electrical Permit | Commercial | NULL | Issued | Annual / Operating - ANNUAL OPERATING PERMIT Renewal of EP-2022-08319 VALID: JULY 26/2023 TO JULY 25/2024 Annual operating permit for mixed use commercial/residential building | Advanco Electric Ltd
MP-2023-00676 | 2023-04-21 | 5861 MAIN STREET, Vancouver, BC V5W 2T1 | Mechanical Permit | NULL | NULL | Completed | NULL | Titanium HVAC Inc
EP-2023-06981 | 2023-08-08 | 5945 MAIN STREET, Vancouver, BC V5W 2T4 | Electrical Permit | Residential | Renovation | Completed | Installation / Repair - Residential - Installation of three smoke alarms, and Electrical By-law Requirements: Items #1-3. Mandatory By Law Requirements Items #1-3 RE- IA-2023-00170 | Simco Electric Ltd.
GP-2022-03282 | 2022-10-25 | 4716 MARGUERITE STREET, Vancouver, BC V6J 4G9 | Gas Permit | Residential | New | Completed | Residential - re installation of combi boiler Cambie Plumbing as done the original work but did not pull a gas permit | Boaz Szabo
GP-2023-00252 | 2023-01-20 | 4921 MARGUERITE STREET, Vancouver, BC V6M 3J9 | Gas Permit | Residential | Renovation | Completed | Residential - Whirlpool 27" Gas Dryer | Han Appliances & Refrigeration Ltd
GP-2022-02152 | 2022-07-25 | 4970 MARGUERITE STREET, Vancouver, BC V6M 3K1 | Gas Permit | Residential | Tenant Improvement | Completed | Residential - installing a gas fireplace | Campbell Care Plumbing, Heating & Air Ltd.
EP-2023-06309 | 2023-07-28 | 4970 MARGUERITE STREET, Vancouver, BC V6M 3K1 | Electrical Permit | Residential | Renovation | Completed | Installation / Repair - Residential - Remaining Knob and tube wiring cancellation and rewiring to actual standards -No structural work is being performed. | Wirechief Electric Ltd
GP-2022-00929 | 2022-03-24 | 4987 MARGUERITE STREET, Vancouver, BC V6M 3J9 | Gas Permit | Residential | Renovation - Dwelling Unit(s) only | Completed | Residential - RE&RE Boiler w/ IBC SL (160,000 BTU) and 50 gal indirect water tank | Kits Plumbing and Heating Ltd
EP-2022-04739 | 2022-06-09 | 5007 MARGUERITE STREET, Vancouver, BC V6M 3J9 | Electrical Permit | Residential | Renovation | Completed | Installation / Repair - Residential - whole house - South side of house, windows and doors 3 network wiring >BP: External and Internal alterations to provide improvements to this existing one family dwelling on this site. Scope of Work: alter window/doors in rear yard. Relocate interior walls to create new storage and laundry room, kitchen and master ensuite renovation. | Tutronic Security Sytem Co Ltd
GP-2022-01630 | 2022-06-01 | 5007 MARGUERITE STREET, Vancouver, BC V6M 3J9 | Gas Permit | Residential | New | Completed | Residential - gas BBQ | BD Plumbing
PP-2022-01493 | 2022-05-03 | 5007 MARGUERITE STREET, Vancouver, BC V6M 3J9 | Plumbing Permit | Residential | Renovation | Completed | Residential - Bathroom and kitchen reno New sump location | BD Plumbing
SP-2022-00750 | 2022-05-13 | 5007 MARGUERITE STREET, Vancouver, BC V6M 3J9 | Sprinkler Permit | Residential | Tenant Improvement | Completed | Residential - Add 4 new heads from existing system. External and Internal alterations to provide improvements to this existing one family dwelling on this site. Scope of Work: alter window/doors in rear yard. Relocate interior walls to create new storage and laundry room, kitchen and master ensuite renovation. | Hydroworks Contracting Ltd
EP-2022-03969 | 2022-05-13 | 5007 MARGUERITE STREET, Vancouver, BC V6M 3J9 | Electrical Permit | Residential | Renovation | Completed | Installation / Repair - Residential - Kitchen, bathroom, Laundry renovation. New Circuit for kitchen appliances. Re-jig pot light locations. RE/RE finish light fixtures throughout home No change to service External and Internal alterations to provide improvements to this existing one family dwelling on this site. Scope of Work: alter window/doors in rear yard. Relocate interior walls to create new storage and laundry room, kitchen and master ensuite renovation. | F & S Electrical Ltd
GP-2022-02995 | 2022-10-04 | 5007 MARGUERITE STREET, Vancouver, BC V6M 3J9 | Gas Permit | Residential | Renovation | Completed | Residential - Re and re a gas range | BD Plumbing
PP-2023-03167 | 2023-09-08 | 5062 MARGUERITE STREET, Vancouver, BC V6M 3K1 | Plumbing Permit | Residential | Renovation | Completed | Residential - remove fixture >DB: CF-2021-012577 Exterior and interior alterations to renovate this existing Single Detached House on this site. Scope of work is to reconfigure the cellar layout, add two new plumbing fixtures, and to add two new windows on the west (front) elevation. Stove plug outlet to be removed per Earl Howe | 1399692 BC Ltd
NULL | NULL | 5062 MARGUERITE STREET, Vancouver, BC V6M 3K1 | Plumbing Permit | Residential | Renovation | Draft | Residential - Add two new plumbing fixture | 1399692 BC Ltd
EP-2023-08022 | 2023-09-14 | 5062 MARGUERITE STREET, Vancouver, BC V6M 3K1 | Electrical Permit | Residential | Renovation | Completed | Installation / Repair - Residential - Removed illegal suite range,dryer,kitchen hood outlet. CF-2021-012577 >BP: CF-2021-012577 Exterior and interior alterations to renovate this existing Single Detached House on this site. Scope of work is to reconfigure the cellar layout, add two new plumbing fixtures, and to add two new windows on the west (front) elevation. Stove plug outlet to be removed per Earl Howe Ok for field review per J. Zhang - Feb 7/23 Ok'd by K. Kallweit-Graham (POD) - Mar 14/23 Ok for DB per by Medhi (POD) Notes: - This building is sprinklered. DBI to determine on site if a separate sprinkler permit is required. - Schedule B, Structural, Gregory Vettese, P. Eng, 604-526-1305. | Myarc Electrical Inc
EP-2024-00094 | 2024-01-03 | 1550 MARPOLE AVENUE, Vancouver, BC V6J 2S1 | Electrical Permit | Residential | New | Issued | Temporary Power - Residential - To provide temporary power. | Beyond Electric Ltd
EP-2022-10691 | 2022-12-19 | 1550 MARPOLE AVENUE, Vancouver, BC V6J 2S1 | Electrical Permit | Residential | New | Expired | Temporary Power - Residential - To provide temporary power. | Beyond Electric Ltd
GP-2022-04013 | 2022-12-16 | 1550 MARPOLE AVENUE, Vancouver, BC V6J 2S1 | Gas Permit | Residential | New | Issued | Residential - gas connection two cook tops and piping with connection swimming pool boiler. Taking over GP-2020-00361 >>Amend: Dec. 21st -To add the following appliances from previous contractor's gas permit re: GP-2020-00361 since new gas contractor will continue with the gas work started by previous: TO INSTALL: 2 ranges; 5 fireplace 2 patio heater and 1 BBQ (change of contractor letter has been uploaded) -also to add BU463318 | Latek Gas Fitting Inc
NULL | NULL | 1550 MARPOLE AVENUE, Vancouver, BC V6J 2S1 | Gas Permit | Residential | New | Draft | Residential - Gas piping and connection to sweemming pool boiler | Latek Gas Fitting Inc
NULL | NULL | 1550 MARPOLE AVENUE, Vancouver, BC V6J 2S1 | Gas Permit | Residential | Addition | Draft | Residential - test | NULL
PP-2023-01051 | 2023-12-20 | 1550 MARPOLE AVENUE, Vancouver, BC V6J 2S1 | Plumbing Permit | Residential | Renovation | Issued | Residential - TO CONTINUE WORK STARTED BY OTHERS (PP-2022-01774) Taking over the plumbing job. It's at finishing stage. Most of the work are done , just a few fixtures need to be done. >In-ground swimming pool: 1550 Marpole St To install in ground outdoor swimming pool, underground pool mechanical room in the rear of the west side yard. Schedule B - B.Klarich P.Eng (604.619.8875) - Structural Schedule B - A.J.Knutson P.Eng (604.782.8074) - Geotechnical Related to DP-2020-00168 Ok for Field Review as per Shelley Dugaro | West Pender Mechanical Ltd
PP-2022-01687 | 2022-05-17 | 1550 MARPOLE AVENUE, Vancouver, BC V6J 2S1 | Plumbing Permit | Residential | New | Issued | Residential - sumps and piping >BP: Exterior and interior atlerations to add to the basement including a built-in three car garage, add to the rear and sides of the main and second floors and to relocate the existing two storey plus cellar Vancouver Heritage Register B one family dwelling on this site. Sequence of construction for the relocation and retention of the existing heritage building submitted by S.N. Hsu at 604-322-7158. ENTIRE BUILDING TO BE SPRINKLERED TO NFPA-13D CONDITIONS. Structural Schedule B submited by: Roger T.S Wong B1/B2 letters of of assurance and signed/sealed detail for spray foam insulation Schedule B Structural letter submitted by P.Eng. Roger T.S.Wong 604.306.0821 Note: Prism to Posse permit conversion- please refer to Prism permit for details. | Octiscapes Site Services Ltd
PP-2022-01774 | 2022-05-31 | 1550 MARPOLE AVENUE, Vancouver, BC V6J 2S1 | Plumbing Permit | Residential | Addition | Issued | Residential - TO CONTINUE WORK STARTED BY OTHERS (PP-2019-05553) taking over job. just doing finishing. rough in was all past >BP: In-ground swimming pool: 1550 Marpole St To install in ground outdoor swimming pool, underground pool mechanical room in the rear of the west side yard. Schedule B - B.Klarich P.Eng (604.619.8875) - Structural Schedule B - A.J.Knutson P.Eng (604.782.8074) - Geotechnical Related to DP-2020-00168 Ok for Field Review as per Shelley Dugaro | BPH Mechanical Systems Ltd.
PP-2022-01797 | 2022-05-26 | 1550 MARPOLE AVENUE, Vancouver, BC V6J 2S1 | Plumbing Permit | Residential | New | Completed | Residential - irrigation system >BP: Exterior and interior atlerations to add to the basement including a built-in three car garage, add to the rear and sides of the main and second floors and to relocate the existing two storey plus cellar Vancouver Heritage Register B one family dwelling on this site. Sequence of construction for the relocation and retention of the existing heritage building submitted by S.N. Hsu at 604-322-7158. ENTIRE BUILDING TO BE SPRINKLERED TO NFPA-13D CONDITIONS. Structural Schedule B submited by: Roger T.S Wong B1/B2 letters of of assurance and signed/sealed detail for spray foam insulation Schedule B Structural letter submitted by P.Eng. Roger T.S.Wong 604.306.0821 Note: Prism to Posse permit conversion- please refer to Prism permit for details. | Lucky Five Eight Plumbing & Heating Ltd
EP-2022-05978 | 2022-07-21 | 6011 MARGUERITE STREET, Vancouver, BC V6M 3K9 | Electrical Permit | Residential | Tenant Improvement | Completed | Installation / Repair - Residential - To install an EV charger from the existing panel in garage. | Eltec Electric Ltd
EP-2023-02686 | 2023-04-06 | 2547 MCGILL STREET, Vancouver, BC V5K 1G9 | Electrical Permit | Residential | Addition | Completed | Installation / Repair - Residential - SERVICE RELOCATE | STAT ELECTRICS LIMITED
PP-2023-00525 | 2023-02-14 | 2547 MCGILL STREET, Vancouver, BC V5K 1G9 | Plumbing Permit | Residential | New | Completed | Residential - sump installation | Kingsman Excavating Ltd.
EP-2022-04239 | 2022-05-27 | 2547 MCGILL STREET, Vancouver, BC V5K 1G9 | Electrical Permit | Residential | Renovation | Completed | Installation / Repair - Residential - TO CONTINUE/COMPLETE WORK STARTED BY OTHERS ( EP-2021-07736) non-compliance electrical work (dated 27 April 2022)for final inspection. (CF-2018-006438) >BP: Alteration to the ground level and convert it to a secondary suite. Underpin new footings to the existing to increase the ceiling height in the lower level. #1-2547 McGill St - One Family Dwelling (1st & 2nd floor) #2-2547 McGill St - Secondary Suite (basement) Address and suite numbers assigned as per approved plans for Fire and Emergency response. The address number is to be posted on the building to be visible from the street and the suite numbers are to be posted at the suite entries in accordance with the Building By-law prior to final inspection. Note: - No strata-titling will be permitted. - This is a two-storey building pursuant to the Zoning and Development By-law. - An annual Vancouver Business License must be obtained prior to the rental of this approved one-family dwelling and/or secondary suite on this site. - Provide minimum headroom of 6’-6” over 80% of the suite area and all exit routes. - Smoke alarms to be installed in compliance with Subsection 9.10.19., Division B of the Vancouver Building By-law (2019) - Carbon monoxide alarms shall be installed in conformance to Subsections 6.2.4. and 9.32.4., Division B of the Vancouver Building By-law | BC Vancouver Electrical
EP-2024-00092 | 2024-02-05 | 3466 MONS DRIVE, Vancouver, BC V5M 3E6 | Electrical Permit | Residential | New | Issued | Installation / Repair - Residential - 2x 200 main service for both units All rough wiring and finishing >BP: To construct a two-storey two-family dwelling with two secondary suites located in the basement, with a detached accessory building (garage) and open parking space at the rear providing 4 parking spaces, having vehicular access from the lane. Note: This is a 2 storey building pursuant to the Zoning and Development By-Law 1. External mechanical units proposed in rear yard 2. Schedule B: Jason Hui, P, Eng. (778-319-3403) Structural & Geotechnical 3. HPO: Brar Empire Homes Ltd. Exit protection is required to be provided in accordance with Articles 9.9.4.4., 9.9.4.6., and/or 9.37.2.8. of the 2019 VBBL. ******THIS PERMIT HAS BEEN ISSUED UNDER THE REQUIREMENTS OF VBBL #12511 (2019)****** | H.L. ELECTRICAL LTD
PP-2023-04326 | 2023-12-14 | 3466 MONS DRIVE, Vancouver, BC V5M 3E6 | Plumbing Permit | Residential | New | Issued | Residential - 2FD+2SS - Sentry and storm conction with sump | AKAL DEMOLITION & EXCAVATING LTD
EP-2023-10132 | 2023-11-08 | 3466 MONS DRIVE, Vancouver, BC V5M 3E6 | Electrical Permit | Residential | New | Issued | Temporary Power - Residential - To provide temporary power. | H.L. ELECTRICAL LTD
GP-2022-00955 | 2022-03-28 | 7746 MUNROE CRESCENT, Vancouver, BC V5S 3J9 | Gas Permit | Residential | Renovation | Completed | Residential - Replacement water heater | BC Wide Home Services Ltd
MP-2023-01770 | 2023-09-29 | 5260 MCKINNON STREET, Vancouver, BC V5R 4C6 | Mechanical Permit | NULL | NULL | Issued | NULL | FAST ROUTE PLUMBING & REFRIGERATION MECHANICAL LTD
EP-2023-08878 | 2023-10-17 | 5260 MCKINNON STREET, Vancouver, BC V5R 4C6 | Electrical Permit | Residential | New | Issued | Installation / Repair - Residential - ¦ 2FD + 2SS- 2 SEPARATE 200A SERVICES New installation. 400amp main service, 150amp for each duplex and 100amp to each legal suite *MP-2023-01770: Issued (Heating and Cooling) >Permit Amendment Dec 18, 2023 -Change 1X400amp main service to 2X200A Duplex meters service. From 200amp duplex meter 150amp for house and 100amp for legal suite" -"Load calculation attached" *Document(s) uploaded to "Application Documents" tab for Electrical Inspector review. Documents are at pending status at time of permit amendment approval >BP: To construct a two-storey two-family dwelling with two secondary suites ($993,750) located in the basement, with a detached accessory building (garage) at the rear providing 2 parking spaces, having vehicular access from Mckinnon Street. Note: This is a 2 storey building pursuant to the Zoning and Development By-Law 1. Covenant registered at the Land Title Office under CB372673 2. External mechanical unit proposed 3. Bar sinks NOT proposed 4. Schedule B: Yatendra Kumar Sharma P.Eng (778) 863-7076 Structural & Geotechnical 5. HPO: Residential Builder - Crown Pacific Development Ltd. 6. The entire building to be sprinklered to 2 x NFPA 13D. ***This permit is issued under the VBBL 2019, with updated energy requirements as per bylaw # 12997 effective Jan 01, 2022.*** | Elixir Electric Ltd
EP-2023-09084 | 2023-10-10 | 5260 MCKINNON STREET, Vancouver, BC V5R 4C6 | Electrical Permit | Residential | New | Issued | Installation / Repair - Residential - Data cabling & security alarm completion. >BP: To construct a two-storey two-family dwelling with two secondary suites ($993,750) located in the basement, with a detached accessory building (garage) at the rear providing 2 parking spaces, having vehicular access from Mckinnon Street. Note: This is a 2 storey building pursuant to the Zoning and Development By-Law 1. Covenant registered at the Land Title Office under CB372673 2. External mechanical unit proposed 3. Bar sinks NOT proposed 4. Schedule B: Yatendra Kumar Sharma P.Eng (778) 863-7076 Structural & Geotechnical 5. HPO: Residential Builder - Crown Pacific Development Ltd. 6. The entire building to be sprinklered to 2 x NFPA 13D. ***This permit is issued under the VBBL 2019, with updated energy requirements as per bylaw # 12997 effective Jan 01, 2022.*** | Xon Automation Ltd
PP-2023-02980 | 2023-08-22 | 5260 MCKINNON STREET, Vancouver, BC V5R 4C6 | Plumbing Permit | Residential | New | Issued | Residential - 2FD+2SS - NORTH - 5260 MCKINNON ST - #1 & #2 SOUTH - 5262 MCKINNON ST - #1 & #2 Installation of plumbing piping and fixtures for duplex. >DB: To construct a two-storey two-family dwelling with two secondary suites located in the basement, with a detached accessory building (garage) at the rear providing 2 parking spaces, having vehicular access from Mckinnon Street. Note: This is a 2 storey building pursuant to the Zoning and Development By-Law 1. Covenant registered at the Land Title Office under CB372673 2. External mechanical unit proposed 3. Bar sinks NOT proposed 6. The entire building to be sprinklered to 2 x NFPA 13D. ***This permit is issued under the VBBL 2019, with updated energy requirements as per bylaw # 12997 effective Jan 01, 2022.*** | BRAR PLUMBING & HEATING LTD
SP-2023-01622 | 2023-09-06 | 5260 MCKINNON STREET, Vancouver, BC V5R 4C6 | Sprinkler Permit | Residential | New | Issued | Residential - 2FD+2SS - NORTH - 5260 MCKINNON ST - #1 & #2 SOUTH - 5262 MCKINNON ST - #1 & #2 New sprinkler system >DB: To construct a two-storey two-family dwelling with two secondary suites located in the basement, with a detached accessory building (garage) at the rear providing 2 parking spaces, having vehicular access from Mckinnon Street. Note: This is a 2 storey building pursuant to the Zoning and Development By-Law 1. Covenant registered at the Land Title Office under CB372673 2. External mechanical unit proposed 3. Bar sinks NOT proposed 6. The entire building to be sprinklered to 2 x NFPA 13D. ***This permit is issued under the VBBL 2019, with updated energy requirements as per bylaw # 12997 effective Jan 01, 2022.*** | Haven Fire Protection Ltd
GP-2023-02823 | 2023-09-27 | 5260 MCKINNON STREET, Vancouver, BC V5R 4C6 | Gas Permit | Residential | New | Issued | Residential - Install 2 range 2 BBQ >BP: To construct a two-storey two-family dwelling with two secondary suites ($993,750) located in the basement, with a detached accessory building (garage) at the rear providing 2 parking spaces, having vehicular access from Mckinnon Street. | JOT MECHANICAL LTD
PP-2023-02534 | 2023-07-18 | 5260 MCKINNON STREET, Vancouver, BC V5R 4C6 | Plumbing Permit | Residential | New | Issued | Residential - installing storm sump with pump NOTE: Engineering Assurance letter will be submitted to the Plumbing Inspector on the site. Letter shall conform to the requirements of Vancouver Bulletin 2000-008-EL/PL. | BigCity Excavation Ltd
EP-2022-10586 | 2022-12-14 | 5260 MCKINNON STREET, Vancouver, BC V5R 4C6 | Electrical Permit | Residential | New | Expired | Temporary Power - Residential - To provide temporary power. | Elixir Electric Ltd
NULL | NULL | 5275 MCKINNON STREET, Vancouver, BC V5R 4C7 | Plumbing Permit | Residential | Renovation | Withdrawn | Residential - INSTALLATION OF NEW PRV IN WATER BOX | NULL
PP-2022-03819 | NULL | 5275 MCKINNON STREET, Vancouver, BC V5R 4C7 | Plumbing Permit | Commercial | Renovation | Draft | Commercial - Installation of new prv valve in water box underground. | NULL
NULL | NULL | 5275 MCKINNON STREET, Vancouver, BC V5R 4C7 | Plumbing Permit | Commercial | New | Withdrawn | Commercial - instalation of PRV | NULL
GP-2022-02834 | 2022-09-21 | 5341 MCKINNON STREET, Vancouver, BC V5R 4C7 | Gas Permit | Residential | Addition | Completed | Residential - Furnace re/re 70,000 BTU | HAMZEH GERAMI Dba Nation Heating & Cooling
GP-2023-02865 | 2023-09-29 | 5188 MARGUERITE STREET, Vancouver, BC V6M 3K2 | Gas Permit | Residential | Renovation - Dwelling Unit(s) only | Issued | Residential - BOILER REPLACEMENT | CoStar Home Energy Ltd
PP-2022-00145 | 2022-01-19 | 5711 MARGUERITE STREET, Vancouver, BC V6M 3K7 | Plumbing Permit | Residential | New | Completed | Residential - 1FD - install irrigation system To construct a 2 storey + cellar one-family dwelling with a detached accessory building (garage), at the rear providing 2 parking spaces, having vehicular access from the lane. Note: This is a 2 storey building pursuant to the Zoning and Development By-Law 1. No strata titling permitted 2. Bar/Sink proposed in rec. room on Basement 3. A/C unit proposed at rear | Zhongmin Zhao DBA Colorful Garden
EP-2023-09765 | 2023-10-30 | 7338 MAPLE STREET, Vancouver, BC V6P 5P7 | Electrical Permit | Residential | Addition | Issued | Temporary Power - Residential - To provide temporary power. Renewal of EP-2022-09066 Valid: Oct 24, 2023 to Oct 23, 2024 | Bright Ocean Electric Ltd
EP-2022-09066 | 2022-10-24 | 7338 MAPLE STREET, Vancouver, BC V6P 5P7 | Electrical Permit | Residential | New | Expired | Temporary Power - Residential - To provide temporary power. Amend: Oct 27, 2022 Installed a 60A temp service instead of 100A. | Bright Ocean Electric Ltd
EP-2023-05992 | 2023-07-05 | 7338 MAPLE STREET, Vancouver, BC V6P 5P7 | Electrical Permit | Residential | New | Issued | Installation / Repair - Residential - To pre-wire and install security alarm, and TV, DATA, TEL cables. >BP: To construct a two-storey two-family dwelling with two secondary suites ($1,090,197.50) located in the basement, with a detached accessory building (garage) at the rear providing 2 parking spaces, having vehicular access from the lane. | Yao Rong Xu
SP-2023-01146 | 2023-06-27 | 7338 MAPLE STREET, Vancouver, BC V6P 5P7 | Sprinkler Permit | Residential | New | Issued | Residential - 2FD+2SS - NORTH - 7338 MAPLE ST - #1 & #2 SOUTH - 7340 MAPLE ST - #1 & #2 To Install 32 Sprinkler Heads >DB: To construct a two-storey two-family dwelling with two secondary suites located in the basement, with a detached accessory building (garage) at the rear providing 2 parking spaces, having vehicular access from the lane. Note: This is a 2 storey building pursuant to the Zoning and Development By-Law 1. Secondary suite covenant shall be registered on land title prior to final inspection. 2. No strata titling permitted 3. (2) Heat Pump units proposed rear yard East elevation adjacent to house. . To be compliant to City of Vancouver Noise Bylaw #6555 7. Entire Building to have 2 x NFPA 13-D ******THIS PERMIT HAS BEEN ISSUED UNDER THE REQUIREMENTS OF VBBL #12511 (2019)****** | General Sprinkler Systems Ltd
EP-2023-04476 | 2023-06-01 | 7338 MAPLE STREET, Vancouver, BC V6P 5P7 | Electrical Permit | Residential | New | Issued | Installation / Repair - Residential - New wiring of the duplex building and two sets of dedicate 200A service to each unit. >BP: To construct a two-storey two-family dwelling with two secondary suites ($1,090,197.50) located in the basement, with a detached accessory building (garage) at the rear providing 2 parking spaces, having vehicular access from the lane. Note: This is a 2 storey building pursuant to the Zoning and Development By-Law 1. Secondary suite covenant shall be registered on land title prior to final inspection. 2. No strata titling permitted 3. (2) Heat Pump units proposed rear yard East elevation adjacent to house. . To be compliant to City of Vancouver Noise Bylaw #6555 4. Schedule B: Struc: Tsung Hua Yang P Eng (604) 729-0585 Structural 5. Schedule B: Farshid Bateni P Eng (604-559-7100) Geotechnical 6. HPO: Residential Builder – 7. Entire Building to have 2 x NFPA 13-D | Bright Ocean Electric Ltd
PP-2023-00393 | 2023-02-06 | 7338 MAPLE STREET, Vancouver, BC V6P 5P7 | Plumbing Permit | Residential | New | Issued | Residential - One outside sump | East West Excavating 2022 ltd
PP-2023-01521 | 2023-05-01 | 7338 MAPLE STREET, Vancouver, BC V6P 5P7 | Plumbing Permit | Residential | New | Issued | Residential - 2FD+2SS - new build duplex >DB: To construct a two-storey two-family dwelling with two secondary suites located in the basement, with a detached accessory building (garage) at the rear providing 2 parking spaces, having vehicular access from the lane. Note: This is a 2 storey building pursuant to the Zoning and Development By-Law 1. Secondary suite covenant shall be registered on land title prior to final inspection. 2. No strata titling permitted 3. (2) Heat Pump units proposed rear yard East elevation adjacent to house. . To be compliant to City of Vancouver Noise Bylaw #6555 7. Entire Building to have 2 x NFPA 13-D | J&YMechanical Ltd
PP-2022-03461 | 2022-11-07 | 3350 MAQUINNA DRIVE, Vancouver, BC V5S 4C6 | Plumbing Permit | Commercial | New | Completed | Commercial - Re-pipe of Domestic Water Mains. Replace PRV Station >>>>Amend: Dec. 15th -Add x5 1/2" RPBA for Janitor Closet Sinks >>>>Amend: Dec. 16th -to remove the 5x -- 1/2" RPBA for Janitor Closet Sinks | Vaughan Ventures Ltd
EP-2022-06552 | 2022-08-12 | 3350 MAQUINNA DRIVE, Vancouver, BC V5S 4C6 | Electrical Permit | Commercial | Tenant Improvement | Completed | Installation / Repair - Commercial - add new 15a CCT for external communication gateway -EVSE | Power Pros Electrical Ltd
PP-2023-03557 | 2023-10-18 | 3380 MAQUINNA DRIVE, Vancouver, BC V5S 4C6 | Plumbing Permit | Commercial | Tenant Improvement | Issued | Commercial - install inside of plumbing piping DWV DCW DHW, underground aboveground Address: 3380 maquinna drive vancouver Oct 12/2023-AMEND To add hot water tank >BP: Interior alterations and to change the use to Childcare Facility for two 25-children programs (ages 36-60 months), and two 12-children programs (ages 12-36 months) for a total of 74 children, in this existing mixed-use building, on this existing site. Development Review Notes: This is for a limited period of time, expiring on July 13, 2024, unless extended in writing by the Director of Planning. | 247 HAPPY BUILD LTD.
GP-2022-03917 | 2022-12-12 | 2581 MCGILL STREET, Vancouver, BC V5K 1G9 | Gas Permit | Residential | New | Completed | Residential - new furnace replacement 60,000 BTU | Vanheat Services Ltd
GP-2023-03472 | 2023-11-09 | 2261 MANNERING AVENUE, Vancouver, BC V5N 3C5 | Gas Permit | Residential | Renovation | Issued | Residential - re re boiler | Thomson Industries Ltd
GP-2022-01247 | 2022-04-21 | 2282 MANNERING AVENUE, Vancouver, BC V5N 3C4 | Gas Permit | Residential | Renovation | Completed | Residential - HWT re&re | Ferenc Nagy
EP-2022-08667 | 2022-10-13 | 4596 MANOR STREET, Vancouver, BC V5R 3X5 | Electrical Permit | Residential | Renovation | Completed | Installation / Repair - Residential - Upgrade and relocate existing service to 200A duplex meter base 125A - Laneway main switch 100A - Main house switch Upgrade new underground service feeder | AMTEK Electric Ltd
GP-2023-02234 | NULL | 3013 LILLOOET STREET, Vancouver, BC V5M 3P2 | Gas Permit | Residential | Renovation | Application Incomplete | Residential - Furnace replacement | Three Points Plumbing & Heating Inc
GP-2023-02458 | 2023-08-22 | 3013 LILLOOET STREET, Vancouver, BC V5M 3P2 | Gas Permit | Residential | Renovation | Completed | Residential - Furnace re&re | Ferenc Nagy
EP-2022-05347 | 2022-06-23 | 3025 LILLOOET STREET, Vancouver, BC V5M 3P2 | Electrical Permit | Residential | Renovation | Completed | Installation / Repair - Residential - Range circuit installed in illegal basement suite. City inspector requested range receptacle be removed and replaced with a dryer circuit. Install 2P30A Breaker, Inspect wiring, Install 30A Dryer Receptacle. All new work to legalize secondary suite will require Building Permit | Terradyne Electrical Services Inc
GP-2023-01174 | 2023-04-06 | 3380 LILLOOET STREET, Vancouver, BC V5M 0A2 | Gas Permit | Residential | Tenant Improvement | Completed | Residential - Replace boiler and hot water tank with combi boiler | Vector Home Services Inc
MP-2023-00387 | 2023-03-15 | 3403 LILLOOET STREET, Vancouver, BC V5M 3P7 | Mechanical Permit | NULL | NULL | Issued | NULL | Fly On Side Construction Ltd
MP-2023-00358 | 2023-03-13 | 3403 LILLOOET STREET, Vancouver, BC V5M 3P7 | Mechanical Permit | NULL | NULL | Issued | NULL | Fly On Side Construction Ltd
EP-2023-06742 | 2023-08-09 | 3844 LILLOOET STREET, Vancouver, BC V5R 2E6 | Electrical Permit | Residential | Tenant Improvement | Completed | Installation / Repair - Residential - - Run 8/2 Teck cable feed from 200A main panel through basement ceiling to disconnect below patio. From disconnect run cable into heat pump. - Install 1 x surge protector in heat pump disconnect. - Install 1 x 40A 2 pole breaker in main panel. - Terminate and test system. -MP-2023-01341 | RVS Electrical Ltd
MP-2023-01341 | 2023-07-23 | 3844 LILLOOET STREET, Vancouver, BC V5R 2E6 | Mechanical Permit | NULL | NULL | Completed | NULL | Arctic Fox Mechanical Ltd
EP-2023-07550 | 2023-08-18 | 3844 LILLOOET STREET, Vancouver, BC V5R 2E6 | Electrical Permit | Residential | Addition | Completed | Installation / Repair - Residential - Installation of 14 Solar Panel mounted on roof with 8 Microinverters. >BP: Exterior alterations only to provide for the installation of nine (9) flush mounted solar panels on the south portion of the existing gable roof at this existing Single Detached House and to provide for the installation of five (5) flush mounted solar panels on the south portion of the existing gable roof at the existing detached garage. OK for Direct To Inspections processing as per Howie Chow, August 16, 2023. | Shift Energy Group Inc
GP-2022-01198 | 2022-04-18 | 927 LILLOOET STREET, Vancouver, BC V5K 4H1 | Gas Permit | Residential | Renovation | Completed | Residential - REPLACEMENT BOILER | BC Wide Home Services Ltd
GP-2022-00504 | 2022-02-16 | 946 LILLOOET STREET, Vancouver, BC V5K 4H2 | Gas Permit | Residential | Renovation | Completed | Residential - Furnace replacement 70,000 BTU Low Pressure | General Heating Ltd
GP-2023-04082 | 2023-12-18 | 5095 MANOR STREET, Vancouver, BC V5R 3Y4 | Gas Permit | Residential | Renovation | Completed | Residential - Boiler replacement | Maple Furnace Heating & Air Conditioning
MP-2023-00958 | 2023-05-30 | 5095 MANOR STREET, Vancouver, BC V5R 3Y4 | Mechanical Permit | NULL | NULL | Completed | NULL | Pro Ace Heating & Air Conditioning Services Ltd
EP-2023-03736 | 2023-05-04 | 5095 MANOR STREET, Vancouver, BC V5R 3Y4 | Electrical Permit | Residential | Addition | Completed | Installation / Repair - Residential - Electrical installation for outdoor Air Conditioner condenser unit located on back deck *An approved mechanical permit is required for the installation of air conditioning or heat pump unit at the time of installation before an electrical inspection will be performed | Daniel Topping
GP-2022-03275 | 2022-10-24 | 5064 MAIN STREET, Vancouver, BC V5W 2R3 | Gas Permit | Residential | Renovation | Completed | Residential - HWT re&re | Ferenc Nagy
GP-2022-03411 | 2022-11-15 | 5321 MAIN STREET, Vancouver, BC V5W 2R8 | Gas Permit | Residential | Tenant Improvement | Completed | Residential - RE N RE - Furnace Replacement | Wah Fai Plumbing & Heating Inc
MP-2023-00442 | 2023-03-22 | 5338 MAIN STREET, Vancouver, BC V5W 2R7 | Mechanical Permit | NULL | NULL | Completed | NULL | Ashton Service Group/Ashton Mechanical Ltd.
EP-2022-00345 | 2022-01-19 | 5438 MAIN STREET, Vancouver, BC V5W 2R9 | Electrical Permit | Residential | New | Completed | Installation / Repair - Residential - Extra Low Voltage Prewire & Finishing for TV, Tel, Data, Centralized Vacuum, CCTV & Security Alarm System >BP: To construct a 2 storey + basement one-family dwelling with a secondary suite ($585,000) located in the basement with a detached accessory building (garage), at the rear providing 2 parking spaces, having vehicular access from the lane. Note: This Building Permit will remain in a suspended status until the associated (green) Demolition Permit BP-2021-01606 is completed. Note: This is a 2 storey building pursuant to the Zoning and Development By-Law 1- Covenant registered at the Land Title Office under CA8971753 2- No strata titling permitted 3- No A/C unit proposed 4- Schedule B: Xue Li Chen P.Eng (778-235-5447) Structural & Geotechnical 5- HPO: Residential Builder - Gill's Construction Ltd Address Note: #1 - 5438 Main St - South portion of 1st storey & 2nd story (1FD) #2 - 5438 Main St - North portion of 1st storey (sec suite) Addresses assigned per the approved plans, Fire and Emergency street access (walkway) to the secondary suite is from the East side. Street access must be provided & maintained at all times and the building addresses posted to be visible from the street in accordance with the Building By-law prior to Final Inspection. ****ALL PROJECT COORINATOR NOTES HAS BEEN ACCEPTED BY THE APPLICANT**** ******THIS PERMIT HAS BEEN ISSUED UNDER THE REQUIREMENTS OF VBBL #12511 (2019)****** | Secure Worx AV & Automation Inc
SP-2022-00073 | 2022-01-21 | 5438 MAIN STREET, Vancouver, BC V5W 2R9 | Sprinkler Permit | Residential | New | Completed | Residential - Install sprinklers in sfd >BP: To construct a 2 storey + basement one-family dwelling with a secondary suite ($585,000) located in the basement with a detached accessory building (garage), at the rear providing 2 parking spaces, having vehicular access from the lane. Note: This Building Permit will remain in a suspended status until the associated (green) Demolition Permit BP-2021-01606 is completed. Note: This is a 2 storey building pursuant to the Zoning and Development By-Law 1- Covenant registered at the Land Title Office under CA8971753 2- No strata titling permitted 3- No A/C unit proposed 4- Schedule B: Xue Li Chen P.Eng (778-235-5447) Structural & Geotechnical 5- HPO: Residential Builder - Gill's Construction Ltd Address Note: #1 - 5438 Main St - South portion of 1st storey & 2nd story (1FD) #2 - 5438 Main St - North portion of 1st storey (sec suite) Addresses assigned per the approved plans, Fire and Emergency street access (walkway) to the secondary suite is from the East side. Street access must be provided & maintained at all times and the building addresses posted to be visible from the street in accordance with the Building By-law prior to Final Inspection. ****ALL PROJECT COORINATOR NOTES HAS BEEN ACCEPTED BY THE APPLICANT**** ******THIS PERMIT HAS BEEN ISSUED UNDER THE REQUIREMENTS OF VBBL #12511 (2019)****** | Gold Key Fire Protection Ltd
GP-2022-00126 | 2022-01-17 | 5438 MAIN STREET, Vancouver, BC V5W 2R9 | Gas Permit | Residential | New | Completed | Residential - To install boiler range BBQ There is pipping for BBQ and range | JOT MECHANICAL LTD
EP-2023-08287 | 2023-09-14 | 1530 MARINER WALK, Vancouver, BC V6J 4X9 | Electrical Permit | Commercial | Renovation | Issued | Installation / Repair - Commercial - We will be replacing the existing defective fire alarm panel with a new Mircom FA-1000. Material and verification will be provided. This replacement falls under category 2a C of Bulletin 2018-004-BU/EL. | Top Solutions Systems Integration Ltd
EP-2023-04430 | 2023-05-23 | 1551 MARINER WALK, Vancouver, BC V6J 4X9 | Electrical Permit | Commercial | Renovation - Dwelling Unit(s) only | Completed | Installation / Repair - Commercial - To replace one (1) light, one (1) plug and one (1) disconnect switch [3ph, 60amp] in elevator machine room and one (1) light and one (1) outlet in pit. To run new ground wire to ground disconnect and phone line from electrical room to machine room. | Fina Electrical Systems Ltd
PP-2023-02804 | 2023-08-08 | 4329 MAPLE STREET, Vancouver, BC V6J 3V9 | Plumbing Permit | Residential | New | Issued | Residential - 2FD+SS - Installation of gravity sump | G & K Excavation and Demolition Services Ltd
EP-2024-00654 | NULL | 4329 MAPLE STREET, Vancouver, BC V6J 3V9 | Electrical Permit | Residential | New | Application Incomplete | Installation / Repair - Residential - New service installation and new wiring for power and lighting >BP: To construct a 2-storey duplex with a secondary suite located in the basement with a detached accessory building (garage) at the rear providing 2 parking spaces and 2 surface parking, having vehicular access from the lane. The entire building to be sprinklered to 2x NFPA 13D. As shown by an asterisk (*) on the building permit floor plans and/or elevations, exit protection is required to be provided in accordance with Articles 9.9.4.4., 9.9.4.6., and/or 9.37.2.8. of the 2019 VBBL. ***This permit is issued under the VBBL 2019 *** 2021 Energy per parcel notes. - PSH NOTE: To achieve the required FSR a floor space exclusion of 2% has been applied to this application as per section 10.15.1 of the district schedule, to accommodate improved building performance. 1. Covenant registered at the Land Title Office under CB337307 2. No strata titling permitted for secondary suites 3. External mechanical unit proposed in rear yard 4. No bar sink proposed 5. Schedule B Shaozhe Guo P.Eng (778-926-0525) Architectural, Structural and Geotechnical 6. BC Housing A.M.J. & Sons Holding and Construction Ltd. 7. Changing Demolition contractor to G & K EXCAVATING & DEMOLITION SERVICES LTD - (604) 617-8715 ***All documentation on file *** All rooms adjacent to North and South exposing building face shall be sprinklered. Combustible projections or roof soffits on an exposing building face shall not project to less than .45m from the property line and shall be in compliance with VBBL 2019 9.10.15.5.(9) | Levan Electrical Services Inc
GP-2023-01900 | 2023-06-27 | 4389 MAPLE STREET, Vancouver, BC V6J 3V9 | Gas Permit | Residential | Renovation | Completed | Residential - 1 Boiler Taking out old low efficiency boiler and water heater and relocating to another location. The new boiler will be a VITODENS 100-W (8-80MBH) With an indirect storage tank. Relocating about 45' of slant fin baseboard. | BRAYTON PLUMBING LTD
PP-2023-02247 | 2023-06-23 | 4389 MAPLE STREET, Vancouver, BC V6J 3V9 | Plumbing Permit | Residential | Renovation | Completed | Residential - We will be adding a laundry room in the basement. Installing floor drainage for new mechanical room location. Moving a lab sink to another wall in the bathroom. Please Note: a Building Permit may be required if any Structural work is done. | BRAYTON PLUMBING LTD
EP-2023-07572 | 2023-08-28 | 4441 MAPLE STREET, Vancouver, BC V6J 3V9 | Electrical Permit | Residential | Renovation | Issued | Installation / Repair - Residential - Service upgrade from 100 amp to 200 amp >Permit Amendment Oct 10, 2023 -Load calculation in full -We need to change the heat source to heat pump unit of upto 5700 watt *An approved mechanical permit is required for the installation of air conditioning or heat pump unit at the time of installation before an electrical inspection will be performed | POWERX ELECTRICAL LTD
NULL | NULL | 4441 MAPLE STREET, Vancouver, BC V6J 3V9 | Electrical Permit | Residential | Renovation | Draft | Installation / Repair - Residential - Upgrade the service from 100 amp to 200 amp | NULL
MP-2023-01872 | 2023-10-19 | 4441 MAPLE STREET, Vancouver, BC V6J 3V9 | Mechanical Permit | NULL | NULL | Completed | NULL | Central Commercial & Residential Services
GP-2023-03044 | 2023-10-12 | 4441 MAPLE STREET, Vancouver, BC V6J 3V9 | Gas Permit | Residential | Renovation - Dwelling Unit(s) only | Completed | Residential - furnace replacement | Central Commercial & Residential Services
SP-2023-01613 | 2023-09-06 | 5060 MAPLE STREET, Vancouver, BC V6M 3T1 | Sprinkler Permit | Residential | Renovation | Issued | Residential - Gutted house, removing old fire sprinkler system, re installing new fire suppression system through out all house. >BP: Exterior and interior alterations to this existing one-family dwelling, including the addition of a roof top deck Interior scope of work includes upgrades to bathrooms, kitchen, new lighting, millwork, flooring, reconfigure interior staircase to provide access to roof deck This is a sprinklered building. A separate Sprinkler Permit will be required for any work to the sprinkler system. | Rising Force Fire Sprinkler Installations and Service Inc
GP-2024-00091 | 2024-01-12 | 5060 MAPLE STREET, Vancouver, BC V6M 3T1 | Gas Permit | Residential | New | Issued | Residential - Installation of 2 gas fireplaces - venting and hook up only >BP: Exterior and interior alterations to this existing one-family dwelling, including the addition of a roof top deck Interior scope of work includes upgrades to bathrooms, kitchen, new lighting, millwork, flooring, reconfigure interior staircase to provide access to roof deck | Urban Fireplaces Ltd
EP-2023-02634 | 2023-03-28 | 5060 MAPLE STREET, Vancouver, BC V6M 3T1 | Electrical Permit | Residential | Renovation | Issued | Installation / Repair - Residential - Renovations- new lighting and receptacles - panel change >BP: Exterior and interior alterations to this existing one-family dwelling, including the addition of a roof top deck Interior scope of work includes upgrades to bathrooms, kitchen, new lighting, millwork, flooring, reconfigure interior staircase to provide access to roof deck This is a sprinklered building. A separate Sprinkler Permit will be required for any work to the sprinkler system. Structural Schedule B submitted by Clinton Yiu - 604.255.7670 | Ian Rutherford
NULL | NULL | 5112 MAPLE STREET, Vancouver, BC V6M 3T3 | Gas Permit | Residential | New | Withdrawn | Residential - Thermador 36" gas cooktop | Han Appliances & Refrigeration Ltd
GP-2022-02553 | 2022-08-26 | 5112 MAPLE STREET, Vancouver, BC V6M 3T3 | Gas Permit | Residential | Renovation | Completed | Residential - Thermador 36" gas cook top | Han Appliances & Refrigeration Ltd
GP-2023-03541 | 2023-11-15 | 5201 MAPLE STREET, Vancouver, BC V6M 4K3 | Gas Permit | Residential | Renovation - Dwelling Unit(s) only | Completed | Residential - Installing gas boiler | Reid Brothers Plumbing & Heating Ltd
EP-2022-06669 | 2022-08-12 | 5300 MAPLE STREET, Vancouver, BC V6M 3T6 | Electrical Permit | Commercial | Tenant Improvement | Completed | Installation / Repair - Commercial - The scope of the mandated Hydro vault upgrade is to remove the 5kv transformers, and disconnects located inside the school electrical vault. The pole mounted transformers will be upgraded to 25kv primary with a new 120/208 volt secondary switch in the existing electrical vault. The secondary breakers and distributions feeders will remain. New Hydro feeders from pole and piping in the ground from a Hydro pull pit. Attached are the engineered drawings. | VANCOUVER SCHOOL BOARD
EP-2022-06086 | 2022-07-22 | 4645 MANOR STREET, Vancouver, BC V5R 3X7 | Electrical Permit | Residential | New | Completed | Installation / Repair - Residential - 2FD - FRONT - 4645 MANOR ST BACK - 4647 MANOR ST New duplex house Main Consumer's Service: 200A. Service for each unit:125A. BP: To construct a 2 storey two-family dwelling with a detached accessory building (garage) providing 2 parking spaces, having vehicular access from the lane. 1. A/C proposed – Exterior component located in Front/Rear Unit, Interior component located in second floor | Samreet Electrical Services Ltd
PP-2022-02587 | 2022-07-25 | 4645 MANOR STREET, Vancouver, BC V5R 3X7 | Plumbing Permit | Residential | New | Completed | Residential - SUMP | GNA Contracting Ltd
MP-2022-00403 | 2022-10-13 | 4645 MANOR STREET, Vancouver, BC V5R 3X7 | Mechanical Permit | NULL | NULL | Completed | NULL | ASPRA PLUMBING & HEATING LTD.
PP-2022-03537 | 2022-10-05 | 4645 MANOR STREET, Vancouver, BC V5R 3X7 | Plumbing Permit | Residential | New | Completed | Residential - New plumbing for : >BP: To construct a 2.5 storey two-family dwelling with a detached accessory building (garage) providing 2 parking spaces, having vehicular access from the lane. 1. A/C proposed – Exterior component located in Front/Rear Unit, Interior component located in second floor 2. Schedule B: (Jason Hui) P.Eng (778.319.3403) Structural & Geotechnical 3. HPO: Residential Builder- August Construction Ltd. | ASPRA PLUMBING & HEATING LTD.
SP-2023-00036 | 2023-01-11 | 4645 MANOR STREET, Vancouver, BC V5R 3X7 | Sprinkler Permit | Residential | New | Completed | Residential - New Sprinkler System for: >BP: To construct a 2.5 storey two-family dwelling with a detached accessory building (garage) providing 2 parking spaces, having vehicular access from the lane. 1. A/C proposed – Exterior component located in Front/Rear Unit, Interior component located in second floor 2. Schedule B: (Jason Hui) P.Eng (778.319.3403) Structural & Geotechnical 3. HPO: Residential Builder- August Construction Ltd. Note: This is a 2 storey building pursuant to the Zoning and Development By-Law 2x NFPA 13D **THIS PERMIT HAS BEEN ISSUED UNDER THE REQUIREMENTS OF VBBL #12511 (2019)** ****ALL PROJECT COORINATOR NOTES HAS BEEN ACCEPTED BY THE APPLICANT*** | SBMS Construction Ltd
GP-2023-00072 | 2023-01-10 | 4645 MANOR STREET, Vancouver, BC V5R 3X7 | Gas Permit | Residential | New | Completed | Residential - Gas for new duplex 6 new appliances >BP: To construct a 2.5 storey two-family dwelling with a detached accessory building (garage) providing 2 parking spaces, having vehicular access from the lane. 1. A/C proposed – Exterior component located in Front/Rear Unit, Interior component located in second floor 2. Schedule B: (Jason Hui) P.Eng (778.319.3403) Structural & Geotechnical 3. HPO: Residential Builder- August Construction Ltd. Note: This is a 2 storey building pursuant to the Zoning and Development By-Law | ASPRA PLUMBING & HEATING LTD.
EP-2023-00294 | 2023-01-13 | 4645 MANOR STREET, Vancouver, BC V5R 3X7 | Electrical Permit | Residential | New | Completed | Installation / Repair - Residential - tv,telephone,alarm prewire and complete >BP: To construct a 2.5 storey two-family dwelling with a detached accessory building (garage) providing 2 parking spaces, having vehicular access from the lane. 1. A/C proposed – Exterior component located in Front/Rear Unit, Interior component located in second floor 2. Schedule B: (Jason Hui) P.Eng (778.319.3403) Structural & Geotechnical 3. HPO: Residential Builder- August Construction Ltd. | Tvisha Technologies Ltd
EP-2022-03541 | 2022-05-02 | 4645 MANOR STREET, Vancouver, BC V5R 3X7 | Electrical Permit | Residential | New | Expired | Temporary Power - Residential - To provide temporary power. | Samreet Electrical Services Ltd
GP-2023-03859 | 2023-12-05 | 4707 MANOR STREET, Vancouver, BC V5R 3X8 | Gas Permit | Residential | Renovation | Issued | Residential - RE AND RE FURNACE | Samra Heating & Cooling Ltd
MP-2023-00080 | 2023-01-18 | 6312 MARGUERITE STREET, Vancouver, BC V6M 3L4 | Mechanical Permit | NULL | NULL | Issued | NULL | Apple Mechanical Ltd
PP-2022-04275 | 2022-11-28 | 6312 MARGUERITE STREET, Vancouver, BC V6M 3L4 | Plumbing Permit | Residential | New | Issued | Residential - 1FD - Plumbing for 7 bathroom house >BP: To construct 2 storey with cellar one-family dwelling with an attached garage providing 2 parking spaces, having vehicular access from West 47th Avenue. Envelope and Environmental Separation designed according to Part 5. The entire building to be sprinklered to NFPA 13D. 1. No A/C unit proposed on north side within building envelope 2. Bar sink located in lower floor | Apple Mechanical Ltd
PP-2022-02640 | 2022-07-28 | 6312 MARGUERITE STREET, Vancouver, BC V6M 3L4 | Plumbing Permit | Residential | New | Issued | Residential - 1FD - sump placing serivice connections To construct 2 storey with cellar one-family dwelling with an attached garage providing 2 parking spaces, having vehicular access from West 47th Avenue. Envelope and Environmental Separation designed according to Part 5. The entire building to be sprinklered to NFPA 13D. 1. No A/C unit proposed on north side within building envelope 2. Bar sink located in lower floor | Metro Contracting Ltd
GP-2023-01397 | 2023-05-01 | 6312 MARGUERITE STREET, Vancouver, BC V6M 3L4 | Gas Permit | Residential | Renovation | Issued | Residential - INSTALL 1 GAS FIREPLACE ON AN OUTSIDE WALL AND VENT 5' UP AND OUT THE WALL >BP: To construct 2 storey with cellar one-family dwelling with an attached garage providing 2 parking spaces, having vehicular access from West 47th Avenue. | The LM Fireplace Warehouse Ltd.
SP-2023-00628 | 2023-04-12 | 6312 MARGUERITE STREET, Vancouver, BC V6M 3L4 | Sprinkler Permit | Residential | New | Issued | Residential - 1FD - new fire sprinkler system installation >BP: To construct 2 storey with cellar one-family dwelling with an attached garage providing 2 parking spaces, having vehicular access from West 47th Avenue. Envelope and Environmental Separation designed according to Part 5. The entire building to be sprinklered to NFPA 13D. 1. No A/C unit proposed on north side within building envelope 2. Bar sink located in lower floor | Spectrum Fire Protection Ltd
EP-2023-01171 | 2023-02-10 | 6312 MARGUERITE STREET, Vancouver, BC V6M 3L4 | Electrical Permit | Residential | New | Expired | Temporary Power - Residential - To provide temporary power. Renew of EP-2022-00519 Valid: Jan 24, 2023 to Jan 23, 2024 | ACS INDUSTRY LTD
EP-2023-04528 | 2023-06-01 | 6312 MARGUERITE STREET, Vancouver, BC V6M 3L4 | Electrical Permit | Residential | New | Issued | Installation / Repair - Residential - New house electrical work >BP: To construct 2 storey with cellar one-family dwelling with an attached garage providing 2 parking spaces, having vehicular access from West 47th Avenue. Envelope and Environmental Separation designed according to Part 5. The entire building to be sprinklered to NFPA 13D. | ACS INDUSTRY LTD
EP-2023-04521 | 2023-05-25 | 6312 MARGUERITE STREET, Vancouver, BC V6M 3L4 | Electrical Permit | Residential | New | Issued | Installation / Repair - Residential - Low voltage installation for a new house; apart from security alarm system, there has camera system and data wiring, and also home automation installation. >BP: To construct 2 storey with cellar one-family dwelling with an attached garage providing 2 parking spaces, having vehicular access from West 47th Avenue. | Opticnet Communications Inc
GP-2023-01832 | 2023-06-16 | 6312 MARGUERITE STREET, Vancouver, BC V6M 3L4 | Gas Permit | Residential | New | Issued | Residential - 1 Hot Water Tank, 1 Range, 1 BBQ & 1 Fireplace Piping only for 1 fireplace, complete installation of 1 hot water tank, 1 range and 1 bbq >BP: To construct 2 storey with cellar one-family dwelling | Apple Mechanical Ltd
EP-2022-00519 | 2022-01-24 | 6312 MARGUERITE STREET, Vancouver, BC V6M 3L4 | Electrical Permit | Residential | New | Expired | Temporary Power - Residential - To provide temporary power. | Dragon Electric Ltd
EP-2023-03550 | 2023-04-25 | 6338 MARGUERITE STREET, Vancouver, BC V6M 3L4 | Electrical Permit | Residential | Renovation | Completed | Installation / Repair - Residential - Upgrade overhead 100 amp electrical service from 100 amp to 200 amps. The meter base will be on the garage with the 200 amp panel in the garage. The house will be fed by an underground cable rated at 125 amps. A 2 inch conduit will be installed to feed Telus wires from garage to house. | Clay Electric Ltd
EP-2022-03961 | 2022-05-13 | 975 LILLOOET STREET, Vancouver, BC V5K 4H1 | Electrical Permit | Residential | Renovation | Completed | Installation / Repair - Residential - Service location change from house to LWH main service 200 amp for house 125 amp and for LWH 100 amp | H.L. ELECTRICAL LTD
EP-2022-01505 | 2022-02-25 | 1017 LILLOOET STREET, Vancouver, BC V5K 4H3 | Electrical Permit | Residential | Renovation - Dwelling Unit(s) only | Cancelled | Installation / Repair - Residential - Addition of two new circuits to separate overloaded circuits upstairs. Installation of exterior motion light on side of house. Replace receptacles and switches with decora devices. | Western Summit Electric Ltd
GP-2022-00571 | 2022-02-23 | 1067 LILLOOET STREET, Vancouver, BC V5K 4H3 | Gas Permit | Residential | Tenant Improvement | Completed | Residential - Decommissioning removal and disposal of gas furnace | 0994152 BC Ltd
EP-2022-06055 | 2022-07-22 | 1118 LILLOOET STREET, Vancouver, BC V5K 4H4 | Electrical Permit | Residential | Renovation | Completed | Installation / Repair - Residential - relocate light switch >BP: Interior alterations to provide improvements to the den on the main floor of this one family dwelling with secondary suite on this site. | Pacific Storm Power and Electrical Services Ltd
GP-2023-02534 | 2023-08-31 | 1165 LILLOOET STREET, Vancouver, BC V5K 4H3 | Gas Permit | Residential | Addition | Cancelled | Residential - Re&Re for boiler | Milani Plumbing Heating & Air Conditioning Ltd
GP-2023-02536 | 2023-08-31 | 1165 LILLOOET STREET, Vancouver, BC V5K 4H3 | Gas Permit | Residential | Renovation | Completed | Residential - Re&Re Boiler | Milani Plumbing Heating & Air Conditioning Ltd
EP-2022-02584 | 2022-03-31 | 6188 MACKENZIE STREET, Vancouver, BC V6N 1H5 | Electrical Permit | Residential | Addition | Completed | Installation / Repair - Residential - To add a 6 circuit subpanel to the existing 100 amp panel. Existing panel is full and the customer needs extra space to add receptacles -The existing service and panel remains as is | Marathon Electric Ltd
GP-2022-02849 | 2022-09-27 | 6215 MACKENZIE STREET, Vancouver, BC V6N 1H4 | Gas Permit | Residential | New | Completed | Residential - Zero Clearance Gas Fireplace to Existing SFD Vent & Gas Hookup Only | Encore Fireplaces Ltd
GP-2023-01154 | 2023-04-05 | 6272 MACKENZIE STREET, Vancouver, BC V6N 1H5 | Gas Permit | Residential | Tenant Improvement | Completed | Residential - Re and Re the furnace | Moore & Russell Heating Ltd
MP-2023-00554 | 2023-03-31 | 6272 MACKENZIE STREET, Vancouver, BC V6N 1H5 | Mechanical Permit | NULL | NULL | Completed | NULL | Moore And Russell Heating And Air Conditioning Ltd
EP-2023-02848 | 2023-10-10 | 6272 MACKENZIE STREET, Vancouver, BC V6N 1H5 | Electrical Permit | Residential | Tenant Improvement | Completed | Installation / Repair - Residential - Electrical installation of heat pump MP-2023-00554 | Moore And Russell Heating And Air Conditioning Ltd
GP-2022-00190 | 2022-01-21 | 6272 MACKENZIE STREET, Vancouver, BC V6N 1H5 | Gas Permit | Residential | Renovation | Completed | Residential - Re&Re Tankless water heater BTU 199000 | Milani Plumbing Heating & Air Conditioning Ltd
EP-2024-00559 | 2024-01-25 | 325 MAIN STREET, Vancouver, BC V6A 2S9 | Electrical Permit | Residential | Renovation | Issued | Installation / Repair - Residential - This is for a new temporary emergency homeless shelter where Lux is doing following work Install 3 running man exits signs Install 4 Smoke detectors tied into fire alarm panel Install 4 hardwired C02 detector Fire alarm/device verification Remove track heads from Gymnasium and add to track lighting in shelter area Supply and install new Fire alarm panel tied into main building panel Supply and install 2 new pull stations Supply and install 2 new bells >BP: To change the use to Social Service Centre (Temporary Shelter) on the main floor for a temporary period of time ending April 30, 2024. No work proposed. Ok for Field Review as per Matthew Lam . Notes: - Related to DP-2024-00041 - Processed through CRC | Lux Electric Group Ltd
GP-2024-00202 | NULL | 325 MAIN STREET, Vancouver, BC V6A 2S9 | Gas Permit | Residential | Renovation | Submitted | Residential - We are running 3/4 blk gas line from meter to furnace in 325 Main St, Vancouver. | RMC MECHANICAL LTD
GP-2022-02398 | 2022-08-15 | 6682 MAIN STREET, Vancouver, BC V5X 3H2 | Gas Permit | Commercial | Renovation | Completed | Commercial - Water heater replacemnet | WESTBRIDGE PLUMBING & HEATING LTD
EP-2022-06459 | 2022-08-09 | 6682 MAIN STREET, Vancouver, BC V5X 3H2 | Electrical Permit | Residential | Addition | Completed | Installation / Repair - Residential - security cameras installation | SIGHTLINE TECHNOLOGY LTD.
PP-2022-00512 | 2022-02-15 | 6682 MAIN STREET, Vancouver, BC V5X 3H2 | Plumbing Permit | Commercial | Renovation | Completed | Commercial - To install fixtures Please amend permit to include all fixtures: 6 WC, 6 Lav, 4 Tubs, 4 Kitchen sinks,1 auto washer, 1 janitor sink approve interior alterations to two ground floor retail shell units and 4 dwelling units on 2nd story. Scope of work: Deconstruct all interior walls and finishes. Construct previous demising wall. Construct new interior walls to create utility rooms and universal washrooms. New vestibule for West dwelling unit #01. Electrical and plumbing to suit. | WESTBRIDGE PLUMBING & HEATING LTD
EP-2023-02329 | 2023-03-24 | 6779 MAIN STREET, Vancouver, BC V5X 3H4 | Electrical Permit | Residential | New | Completed | Installation / Repair - Residential - Need permit to remove wiring for the stove and hood fan. -reference: CF-2021-016713 | SUNSTONE ELECTRIC LTD
NULL | NULL | 6837 MAIN STREET, Vancouver, BC V5X 3H5 | Plumbing Permit | Residential | Renovation | Withdrawn | Residential - re/re Boiler | Lambert Plumbing & Heating Ltd
GP-2022-01558 | 2022-05-19 | 6837 MAIN STREET, Vancouver, BC V5X 3H5 | Gas Permit | Residential | Renovation | Completed | Residential - re/re combi boiler | Lambert Plumbing & Heating Ltd
EP-2022-08511 | NULL | 796 MAIN STREET, Vancouver, BC V6A 2V7 | Electrical Permit | Commercial | Tenant Improvement | Withdrawn | Installation / Repair - Commercial - Installing energy box device (power logger) to measure draw and consumption of Sephora store | Grimes & White Electrical Services Ltd.
GP-2022-02839 | 2022-09-21 | 7418 MAIN STREET, Vancouver, BC V5X 3J8 | Gas Permit | Residential | Renovation | Completed | Residential - We are replacing regular water tank and regular boiler with combination of heating and hot water system of Navien . | Superstar Plumbing Heating & Sprinkler Supplies Ltd
GP-2022-01965 | 2022-06-30 | 7419 MAIN STREET, Vancouver, BC V5X 3J7 | Gas Permit | Residential | Renovation - Dwelling Unit(s) only | Completed | Residential - replace furnace | FAST ROUTE PLUMBING & REFRIGERATION MECHANICAL LTD
GP-2022-00758 | 2022-03-11 | 7419 MAIN STREET, Vancouver, BC V5X 3J7 | Gas Permit | Residential | Addition | Completed | Residential - adding new range | National Plumbing & Heating Ltd
EP-2023-09644 | 2023-11-06 | 2419 MCMULLEN AVENUE, Vancouver, BC V6L 2E5 | Electrical Permit | Residential | Addition | Completed | Installation / Repair - Residential - The current main panel is located in the main house basement. We now wish to add a new 200A main panel in the garage. The existing main panel in the main house will be changed to a subpanel. The service meter location will not be changed as it is on garage already will be disconnect install main panel and grounding in garage reconnect.Relocation only. | 523 Construction Ltd
EP-2022-03166 | 2022-04-22 | 2646 MCGILL STREET, Vancouver, BC V5K 1H3 | Electrical Permit | Residential | Renovation | Completed | Installation / Repair - Residential - Removal of all remaining knob and tube on main floor and replace with new wiring. | CF Electrical Services ltd
EP-2022-04696 | 2022-06-06 | 2675 MCGILL STREET, Vancouver, BC V5K 1H2 | Electrical Permit | Residential | Tenant Improvement | Cancelled | Installation / Repair - Residential - Service upgrade from 100 amps to 200 amps. | Moore And Russell Heating And Air Conditioning Ltd
GP-2023-01657 | 2023-05-26 | 2675 MCGILL STREET, Vancouver, BC V5K 1H2 | Gas Permit | Residential | Tenant Improvement | Completed | Residential - Boiler replacement | Wah Fai Plumbing & Heating Inc
GP-2022-01236 | 2022-04-20 | 2680 MCGILL STREET, Vancouver, BC V5K 1H3 | Gas Permit | Residential | Renovation | Completed | Residential - Replacement furnace | BC Wide Home Services Ltd
GP-2022-01053 | 2022-04-05 | 2689 MCGILL STREET, Vancouver, BC V5K 1H2 | Gas Permit | Residential | New | Completed | Residential - Install one natural gas Fireplace | Vancouver Gas Fireplaces Ltd
PP-2023-02439 | 2023-07-11 | 2725 MCGILL STREET, Vancouver, BC V5K 1H4 | Plumbing Permit | Residential | New | Issued | Residential - Sump | JVT EXCAVATING & DEMOLITION LTD
EP-2023-03317 | 2023-04-17 | 2725 MCGILL STREET, Vancouver, BC V5K 1H4 | Electrical Permit | Residential | New | Issued | Temporary Power - Residential - To provide temporary power. | Beyond Electric Ltd
PP-2023-03501 | 2023-10-04 | 2725 MCGILL STREET, Vancouver, BC V5K 1H4 | Plumbing Permit | Residential | New | Issued | Residential - Plumbing >BP: Prescriptive Pathway To construct a 2 and half storey, two-family dwelling with a detached accessory building (garage) at the rear providing 2 parking spaces, having vehicular access from the lane. The entire building, INCLUDING THE ATTACHED GARAGE (if applicable), to be sprinklered to NFPA 2 x 13D. Note: This is a 2 and a half storey building pursuant to the Zoning and Development By-Law 1. A/C unit proposed front & rear (x2), int. mechanical room 2. No bar sink proposed 3. Schedule B: Yatendra Kumar Sharma, P.Eng (778.863.7076) Structural & Geotechnical 4. HPO: Residential Builder, Technek Development Inc. | CRK Plumbing and Heating Ltd
EP-2023-08669 | 2023-10-12 | 2725 MCGILL STREET, Vancouver, BC V5K 1H4 | Electrical Permit | Residential | New | Issued | Installation / Repair - Residential - ¦ 2FD- 200A ¦ New wirings for two family dwelling with detached garage. *An approved mechanical permit is required for the installation of air conditioning or heat pump unit at the time of installation before an electrical inspection will be performed >BP: To construct a 2 and half storey, two-family dwelling ($700,000) with a detached accessory building (garage) at the rear providing 2 parking spaces, having vehicular access from the lane. The entire building, INCLUDING THE ATTACHED GARAGE (if applicable), to be sprinklered to NFPA 2 x 13D. Note: This is a 2 and a half storey building pursuant to the Zoning and Development By-Law 1. A/C unit proposed front & rear (x2), int. mechanical room 2. No bar sink proposed 3. Schedule B: Yatendra Kumar Sharma, P.Eng (778.863.7076) Structural & Geotechnical 4. HPO: Residential Builder, Technek Development Inc. Combustible projections or roof soffits on an exposing building face shall not project to less than .45m from the property line and shall be in compliance with VBBL 2019 9.10.15.5.(9) ***This permit is issued under the VBBL 2019, with updated energy requirements as per bylaw # 12997 effective Jan 01, 2022.*** | Beyond Electric Ltd
EP-2024-00608 | 2024-01-30 | 2725 MCGILL STREET, Vancouver, BC V5K 1H4 | Electrical Permit | Residential | New | Issued | Installation / Repair - Residential - Low Voltage Rough-In and Completion of alarm, tel, data, cable installations. >BP: Prescriptive Pathway To construct a 2 and half storey, two-family dwelling ($700,000) with a detached accessory building (garage) at the rear providing 2 parking spaces, having vehicular access from the lane. Note: This is a 2 and a half storey building pursuant to the Zoning and Development By-Law 1. A/C unit proposed front & rear (x2), int. mechanical room 2. No bar sink proposed 3. Schedule B: Yatendra Kumar Sharma, P.Eng (778.863.7076) Structural & Geotechnical 4. HPO: Residential Builder, Technek Development Inc. Combustible projections or roof soffits on an exposing building face shall not project to less than .45m from the property line and shall be in compliance with VBBL 2019 9.10.15.5.(9) ***This permit is issued under the VBBL 2019, with updated energy requirements as per bylaw # 12997 effective Jan 01, 2022.*** | Infinitech Security & Integration Inc.
GP-2022-00760 | 2022-03-09 | 3508 MONMOUTH AVENUE, Vancouver, BC V5R 5S2 | Gas Permit | Residential | Renovation | Completed | Residential - New Boiler Replacement | Pro Ace Heating & Air Conditioning Services Ltd
EP-2023-01642 | 2023-02-27 | 3508 MONMOUTH AVENUE, Vancouver, BC V5R 5S2 | Electrical Permit | Residential | Tenant Improvement | Completed | Installation / Repair - Residential - Removal of Stove circuit and hood from basement area. Installation of 4 Hard wired smoke detectors upstairs and 5 down stairs. -CF-2021-005882 >BP: Exterior and interior alterations and a change of use from a one family dwelling to a one family dwelling with secondary suite with two off street parking spots provided in the detached garage with vehicular access from the lane. Exterior work to remove the deck cover, validate a 7'-2" by 23'-10" rear deck. Interior work to remove the east side suite and validate the west side suite. The services of a Structural Engineer may be required, based upon site inspection by the District Building Inspector. Separate sprinkler permit may be required, to be determined by the District Building Inspector. E2- HVAC- Install timers (up to 60 minutes) or humidistat for washroom fan(s) | Expert Electric Ltd
GP-2023-03266 | 2023-10-27 | 3522 MONMOUTH AVENUE, Vancouver, BC V5R 5S2 | Gas Permit | Residential | Tenant Improvement | Completed | Residential - Goodman H/E furnace replacement | Wah Fai Plumbing & Heating Inc
EP-2023-10623 | 2023-12-11 | 2520 MACDONALD STREET, Vancouver, BC | Electrical Permit | Commercial | Addition | Issued | Installation / Repair - Commercial - Voluntary Upgrade of an existing Fire Alarm System. Replacement of an existing Edwards 6632 with a Mircom FA-1000XTDS Fire Alarm Panel. The current panel is obsolete and there are no parts available. The building is upgrading the panel to ensure the life safety of the occupants voluntarily. All existing components will stay in their current location and there are no changes to any field wiring. A full verification to CAN/ULC S537 will be completed along with a ULC monitoring certificate issued to close out the permit. Note: The issuance of this permit is based on Bulletin 2018-004-BU/EL. | JONATHAN RAEDCHER CONSULTING CORPORATION
GP-2023-00710 | 2023-03-02 | 5498 MACKIE STREET, Vancouver, BC V5Y 3H2 | Gas Permit | Residential | Renovation | Completed | Residential - Replace water heater to tankless water heater | Deep Water Plumbing Heating & Gas Services Limited
EP-2022-00676 | 2022-01-30 | 4422 MAGNOLIA STREET, Vancouver, BC V6J 4B5 | Electrical Permit | Residential | New | Expired | Temporary Power - Residential - To provide temporary power. | AMJ ELECTRIC SERVICES INC
MP-2023-00363 | 2023-03-14 | 4422 MAGNOLIA STREET, Vancouver, BC V6J 4B5 | Mechanical Permit | NULL | NULL | Issued | NULL | Junction HVAC/R Ltd
GP-2023-01866 | 2023-06-19 | 4422 MAGNOLIA STREET, Vancouver, BC V6J 4B5 | Gas Permit | Residential | New | Issued | Residential - 3 Ranges & 2 BBQ >BP: To construct a 2-storey two-family dwelling and two secondary units | One Stop Mechanical Ltd
PP-2022-02443 | 2022-07-19 | 4422 MAGNOLIA STREET, Vancouver, BC V6J 4B5 | Plumbing Permit | Residential | New | Issued | Residential - Plumbing Fixtures for: New duplex >BP: To construct a 2-storey two-family dwelling and two secondary units ($1,576,975.00) with a detached accessory building (garage) at the rear providing 2 parking spaces, having vehicular access from the lane. | One Stop Mechanical Ltd
PP-2022-02996 | 2022-08-29 | 4422 MAGNOLIA STREET, Vancouver, BC V6J 4B5 | Plumbing Permit | Residential | New | Issued | Residential - SUMP | WEST DEMOLITION SERVICE LTD
EP-2022-07475 | 2022-09-13 | 4422 MAGNOLIA STREET, Vancouver, BC V6J 4B5 | Electrical Permit | Residential | New | Issued | Installation / Repair - Residential - 2FD+2SS - NORTH - 4422 MAGNOLIA ST - #1 & #2 SOUTH - 4424 MAGNOLIA ST - #1 & #2 NEW ELECTRICAL WIRING WILL BE INSTALL DB: To construct a 2-storey two-family dwelling and two secondary units with a detached accessory building (garage) at the rear providing 2 parking spaces, having vehicular access from the lane. Note: This is a 2 storey building pursuant to the Zoning and Development By-Law 1. Covenant registered at the Land Title Office under CA9896384 2. No strata titling permitted 3. A/C units proposed in basement | AMJ ELECTRIC SERVICES INC
SP-2022-02041 | 2022-12-08 | 4422 MAGNOLIA STREET, Vancouver, BC V6J 4B5 | Sprinkler Permit | Residential | New | Issued | Residential - New sprinkler system >BP: To construct a 2-storey two-family dwelling and two secondary units with a detached accessory building (garage) at the rear providing 2 parking spaces, having vehicular access from the lane. Note: This is a 2 storey building pursuant to the Zoning and Development By-Law 1. Covenant registered at the Land Title Office under CA9896384 2. No strata titling permitted 3. A/C units proposed in basement 4. Schedule B: K.T.C. Nguyen, P.Eng (604.326.2701) Structural & Geotechnical 5. HPO: Residential Builder - Victoreric Premium Homes Ltd | Haven Fire Protection Ltd
GP-2024-00001 | 2024-01-02 | 4492 MAGNOLIA STREET, Vancouver, BC V6J 4B5 | Gas Permit | Residential | Renovation | Completed | Residential - hwt re&re | Ferenc Nagy
EP-2023-01925 | 2023-05-10 | 4538 MAGNOLIA STREET, Vancouver, BC V6J 4B5 | Electrical Permit | Residential | Renovation | Completed | Installation / Repair - Residential - 200A underground service and HVAC. Increase service from 100A to 200A. Relocate service to Garage in North West Corner at lane. BP not necessary, HVAC contractor already has their permit. Site plan should be submitted already by HVAC Contractor. MP-2023-00405 | Nelcan Electric Ltd
GP-2023-00779 | 2023-03-06 | 4538 MAGNOLIA STREET, Vancouver, BC V6J 4B5 | Gas Permit | Residential | Renovation | Completed | Residential - Decommission and removal of old furnace and installing a HEAT PUMP. | Ashton Service Group/Ashton Mechanical Ltd.
MP-2023-00405 | 2023-03-17 | 4538 MAGNOLIA STREET, Vancouver, BC V6J 4B5 | Mechanical Permit | NULL | NULL | Completed | NULL | Ashton Service Group/Ashton Mechanical Ltd.
MP-2023-01368 | 2023-07-28 | 205 MAIN STREET, Vancouver, BC V6A 2S7 | Mechanical Permit | NULL | NULL | Issued | NULL | CT Control Temp Ltd
EP-2022-03241 | 2022-04-22 | 2088 MAIN STREET, Vancouver, BC | Electrical Permit | Commercial | Addition | Completed | Installation / Repair - Commercial - Existing billboard to be fed from panel in hallway on second floor and run along ceiling of bodyshop to Northwest corner of building then down wall to junction box Cct to be run 40M in 2c #10 bx cable 15 amps@ 120v Run will then be taken through block wall into junction box in compressor shed and carried on in rigid steel conduit along wall and floor to edge of ashphalt then underground in pvc conduiut 3M West to billboard East suppport post Run will then continue in teck cable 12M to existing junction box on West support post Existing billboard has 4 120 watt light fixtures | Media Maintenance Inc
GP-2023-01460 | 2023-05-04 | 7506 MAIN STREET, Vancouver, BC V5X 3J9 | Gas Permit | Residential | Renovation - Dwelling Unit(s) only | Completed | Residential - Replacing gas boiler | Diyako Khayat o/a Techno-Gas Heating
GP-2023-01360 | NULL | 7506 MAIN STREET, Vancouver, BC V5X 3J9 | Gas Permit | Residential | Renovation - Dwelling Unit(s) only | Withdrawn | Residential - Combi boiler installation | Diyako Khayat o/a Techno-Gas Heating
EP-2023-06191 | 2023-07-10 | 7668 MAIN STREET, Vancouver, BC V5X 3K3 | Electrical Permit | Residential | New | Issued | Temporary Power - Residential - To provide temporary power. | Bindi Electrical Services Ltd
PP-2023-04349 | 2023-12-18 | 7668 MAIN STREET, Vancouver, BC V5X 3K3 | Plumbing Permit | Residential | New | Issued | Residential - Sentry and storm con with sump | AKAL DEMOLITION & EXCAVATING LTD
EP-2023-06931 | 2023-09-07 | 7788 MAIN STREET, Vancouver, BC V5X 3K5 | Electrical Permit | Residential | Renovation | Issued | Installation / Repair - Residential - ¦ 1FD + 1SS- 200A SERVICE UPGRADE ¦ Service upgrade to 200 amp Suite wiring and finishing >BP: Interior alterations and a change of use from single detached house to single detached house with secondary suite with one parking space in the detached garage with vehicular access from the street. Scope of work: - Install new utility room, new A/C, removed stair case to lower fl. Note: - No strata-titling will be permitted. - An annual Vancouver Business License must be obtained prior to the rental of this approved one-family dwelling and/or secondary suite on this site. - Install interconnected, hardwired, 120 volt smoke alarms with battery back-up and silencing feature, in each sleeping unit and within 5m outside each sleeping areas on each storey as per Building Bylaw 9.10.19.3 - Install Carbon Monoxide Alarm as per Building By-Law 9.32.4.2 Upgrade work under Part 11 (based on value of work – energuide related Part 11.2.1.4.) - Ceiling height to be a min. 6ft 6" over 80% of the suite area and all exit routes - Dedicated 3'-0" wide firefighting access path with overhead clearance of 2m to be maintained at all times All unsafe guards and handrails to be upgraded to the satisfaction of the Chief Building Official. | Uppal Electrical Ltd
GP-2022-03026 | 2022-10-05 | 3622 MONMOUTH AVENUE, Vancouver, BC V5R 5S3 | Gas Permit | Residential | Renovation | Completed | Residential - Re & re hot water tank (BTU 40.000) | Milani Plumbing Heating & Air Conditioning Ltd
EP-2022-01999 | 2022-03-21 | 3626 MONMOUTH AVENUE, Vancouver, BC V5R 5S3 | Electrical Permit | Residential | Tenant Improvement | Completed | Installation / Repair - Residential - Electrical service upgrade -Previous service size 100A 120/240V 1Ph >>>Amend: July 20th -Existing service is 100A and it’s not big enough to handle the load, it’s why we upgrading, under the same permit, service to 200A. Load calculation in attachment | VS Electric Ltd
PP-2022-00853 | 2022-03-11 | 2775 MCGILL STREET, Vancouver, BC V5K 1H4 | Plumbing Permit | Residential | New | Completed | Residential - Plumbing for new Duplex house To construct a 2.5 storey two-family dwelling with 2 lock-off units located in the Basement with a detached accessory building (garage) , at the rear providing 2 parking spaces and a surface parking, having vehicular access from the lane. | Rain Coast Plumbing & Heating Ltd
EP-2022-03192 | 2022-05-02 | 2775 MCGILL STREET, Vancouver, BC V5K 1H4 | Electrical Permit | Residential | New | Completed | Installation / Repair - Residential - new duplex wiring and new service 200amps main 125 amps each side >BP: To construct a 2.5 storey two-family dwelling with 2 lock-off units located in the Basement with a detached accessory building (garage) , at the rear providing 2 parking spaces and a surface parking, having vehicular access from the lane. *Covenant registration to be completed prior to sheathing inspection. PSH - October 27th 2021 The entire building to be sprinklered to 2xNFPA 13D. NOTE: To achieve the required FSR a floor space exclusion of 2% has been applied to this application as per section 10.11.1 of the district schedule, to accommodate improved building performance. 1. Covenant registration to be completed prior to sheathing inspection 2. No strata titling permitted 3. No A/C unit proposed in rear yard 4. Schedule B Jason Hui P.Eng (778-319-3403) Structural & Geotechnical 5. BC Housing New Look Developments Ltd This is a 2 storey building pursuant to the Zoning and Development By-Law ******THIS PERMIT HAS BEEN ISSUED UNDER THE REQUIREMENTS OF VBBL 2019****** "Combustible projections or roof soffits on an exposing building face shall not project to less than .45m from the property line and shall be in compliance with VBBL 2019 9.10.15.5.(9) | O J ELECTRIC LTD
NULL | NULL | 2775 MCGILL STREET, Vancouver, BC V5K 1H4 | Gas Permit | Residential | New | Draft | Residential - To install 2 boiler 2 range 2 BBQ There is pipping for 2 BBQ and 2 range | JOT MECHANICAL LTD
GP-2022-01239 | 2022-04-25 | 2775 MCGILL STREET, Vancouver, BC V5K 1H4 | Gas Permit | Residential | New | Completed | Residential - To install 2 boiler 2 range 2 bbq There is piping for 2 bbq | JOT MECHANICAL LTD
SP-2022-00816 | 2022-05-24 | 2775 MCGILL STREET, Vancouver, BC V5K 1H4 | Sprinkler Permit | Residential | New | Completed | Residential - New sprinkler system To construct a 2.5 storey two-family dwelling with 2 lock-off units located in the Basement with a detached accessory building (garage) , at the rear providing 2 parking spaces and a surface parking, having vehicular access from the lane. The entire building to be sprinklered to 2xNFPA 13D. NOTE: To achieve the required FSR a floor space exclusion of 2% has been applied to this application as per section 10.11.1 of the district schedule, to accommodate improved building performance. 1. Covenant registration to be completed prior to sheathing inspection 2. No strata titling permitted 3. No A/C unit proposed in rear yard 4. Schedule B Jason Hui P.Eng (778-319-3403) Structural & Geotechnical 5. BC Housing New Look Developments Ltd | Haven Fire Protection Ltd
EP-2022-04629 | 2022-06-02 | 2775 MCGILL STREET, Vancouver, BC V5K 1H4 | Electrical Permit | Residential | New | Completed | Installation / Repair - Residential - tv,telephone,alarm prewire and complete >BP: To construct a 2.5 storey two-family dwelling with 2 lock-off units located in the Basement with a detached accessory building (garage) , at the rear providing 2 parking spaces and a surface parking, having vehicular access from the lane. *Covenant registration to be completed prior to sheathing inspection. PSH - October 27th 2021 The entire building to be sprinklered to 2xNFPA 13D. NOTE: To achieve the required FSR a floor space exclusion of 2% has been applied to this application as per section 10.11.1 of the district schedule, to accommodate improved building performance. 1. Covenant registration to be completed prior to sheathing inspection 2. No strata titling permitted 3. No A/C unit proposed in rear yard 4. Schedule B Jason Hui P.Eng (778-319-3403) Structural & Geotechnical 5. BC Housing New Look Developments Ltd This is a 2 storey building pursuant to the Zoning and Development By-Law ******THIS PERMIT HAS BEEN ISSUED UNDER THE REQUIREMENTS OF VBBL 2019****** "Combustible projections or roof soffits on an exposing building face shall not project to less than .45m from the property line and shall be in compliance with VBBL 2019 9.10.15.5.(9) | Tvisha Technologies Ltd
PP-2023-01752 | 2023-07-17 | 2776 MCGILL STREET, Vancouver, BC V5K 1H5 | Plumbing Permit | Residential | New | Issued | Residential - 2FD - sump and underground | GNA Contracting Ltd
EP-2023-01842 | 2023-03-05 | 2776 MCGILL STREET, Vancouver, BC V5K 1H5 | Electrical Permit | Residential | New | Issued | Temporary Power - Residential - To provide temporary power. | ALPHA TECH ELECTRICAL LTD
GP-2023-02870 | 2023-09-29 | 2776 MCGILL STREET, Vancouver, BC V5K 1H5 | Gas Permit | Residential | New | Issued | Residential - 2 Ranges & 2 Boilers >BP: To construct a two-storey two-family dwelling with two secondary suites ($888,947.50) located in the basement, with a detached accessory building (garage) at the rear providing 2 parking spaces, having vehicular access from the lane. | East West Plumbing (2007) Ltd
EP-2023-09044 | 2023-10-06 | 2776 MCGILL STREET, Vancouver, BC V5K 1H5 | Electrical Permit | Residential | New | Issued | Installation / Repair - Residential - TV, telephone, security, alarm, prewire and complete. >BP: To construct a two-storey two-family dwelling with two secondary suites ($888,947.50) located in the basement, with a detached accessory building (garage) at the rear providing 2 parking spaces, having vehicular access from the lane. Note: This is a 2 storey building pursuant to the Zoning and Development By-Law 1. Covenant TO BE registered at the Land Title Office prior to sheathing inspection. 2. No strata titling permitted 3. HEAT PUMP units proposed 4. Schedule B: Jason Hui P Eng (778-319-3403) Structural & Geotechnical 5. HPO: Residential Builder – Yuvraj Properties Ltd # 38785 6. Entire Building to have 2 x NFPA 13-D ****ALL PROJECT COORDINATOR NOTES HAS BEEN ACCEPTED BY THE APPLICANT**** ******THIS PERMIT HAS BEEN ISSUED UNDER THE REQUIREMENTS OF VBBL #12511 (2019)****** | Tvisha Technologies Ltd
SP-2023-01645 | 2023-09-08 | 2776 MCGILL STREET, Vancouver, BC V5K 1H5 | Sprinkler Permit | Residential | New | Issued | Residential - fixtures >BP: To construct a two-storey two-family dwelling with two secondary suites located in the basement, with a detached accessory building (garage) at the rear providing 2 parking spaces, having vehicular access from the lane. Note: This is a 2 storey building pursuant to the Zoning and Development By-Law 1. Covenant TO BE registered at the Land Title Office prior to sheathing inspection. 2. No strata titling permitted 3. HEAT PUMP units proposed 4. Schedule B: Jason Hui P Eng (778-319-3403) Structural & Geotechnical 5. HPO: Residential Builder – Yuvraj Properties Ltd # 38785 6. Entire Building to have 2 x NFPA 13-D | East West Plumbing (2007) Ltd
EP-2023-08418 | 2023-09-29 | 2776 MCGILL STREET, Vancouver, BC V5K 1H5 | Electrical Permit | Residential | New | Issued | Installation / Repair - Residential - Duplex house with 200 main service 100 amp each unit With Rough in and finishing Underground cables >BP: **COVENANT REGISTRATION IS REQUIRED PRIOR TO SHEATHING INSPECTION** To construct a two-storey two-family dwelling with two secondary suites ($888,947.50) located in the basement, with a detached accessory building (garage) at the rear providing 2 parking spaces, having vehicular access from the lane. Note: This is a 2 storey building pursuant to the Zoning and Development By-Law 1. Covenant TO BE registered at the Land Title Office prior to sheathing inspection. 2. No strata titling permitted 3. HEAT PUMP units proposed 4. Schedule B: Jason Hui P Eng (778-319-3403) Structural & Geotechnical 5. HPO: Residential Builder – Yuvraj Properties Ltd # 38785 6. Entire Building to have 2 x NFPA 13-D | ALPHA TECH ELECTRICAL LTD
MP-2023-01609 | 2023-09-01 | 2776 MCGILL STREET, Vancouver, BC V5K 1H5 | Mechanical Permit | NULL | NULL | Issued | NULL | East West Plumbing (2007) Ltd
PP-2023-03038 | 2023-08-25 | 2776 MCGILL STREET, Vancouver, BC V5K 1H5 | Plumbing Permit | Residential | New | Issued | Residential - 2FD+2SS - FRONT - 2776 MCGILL ST - #1 & #2 BACK - 2774 MCGILL ST - #1 & #2 fixtures >DB: To construct a two-storey two-family dwelling with two secondary suites located in the basement, with a detached accessory building (garage) at the rear providing 2 parking spaces, having vehicular access from the lane. Note: This is a 2 storey building pursuant to the Zoning and Development By-Law 1. Covenant TO BE registered at the Land Title Office prior to sheathing inspection. 2. No strata titling permitted 3. HEAT PUMP units proposed 6. Entire Building to have 2 x NFPA 13-D ****ALL PROJECT COORDINATOR NOTES HAS BEEN ACCEPTED BY THE APPLICANT**** ******THIS PERMIT HAS BEEN ISSUED UNDER THE REQUIREMENTS OF VBBL #12511 (2019)****** | East West Plumbing (2007) Ltd
PP-2023-01503 | 2023-05-16 | 2802 MCGILL STREET, Vancouver, BC V5K 1H6 | Plumbing Permit | Residential | Renovation | Issued | Residential - perimeter drainage,sump installation and sanitary main line >BP: Exterior and interior alterations to the basement of this existing Single Detached House on this site. The scope includes to validate the enlarged rear deck with a small portion of covered deck. | Aresta Underground Services
PP-2023-00990 | 2023-03-24 | 2802 MCGILL STREET, Vancouver, BC V5K 1H6 | Plumbing Permit | Residential | Renovation | Issued | Residential - water service connection NOTE: This permit is for SERVICE only. Any other interior work, a building permit is required. CF-2023-000983 | Funaro Plumbing and Heating
PP-2023-02114 | 2023-06-15 | 2802 MCGILL STREET, Vancouver, BC V5K 1H6 | Plumbing Permit | Residential | Renovation | Issued | Residential - basement water and drainage pipes RE: CF-2023-000983 >DB: Exterior and interior alterations to the basement of this existing Single Detached House on this site. The scope includes to validate the enlarged rear deck with a small portion of covered deck. | Funaro Plumbing and Heating
EP-2023-05123 | 2023-06-20 | 2802 MCGILL STREET, Vancouver, BC V5K 1H6 | Electrical Permit | Residential | Renovation | Issued | Installation / Repair - Residential - Basement floor new wiring. Regular receptacles and dryer and a steamer. *CF-2023-000983 *DB-2023-01308 >BP: Exterior and interior alterations to the basement of this existing Single Detached House on this site. The scope includes to validate the enlarged rear deck with a small portion of covered deck. | WE WIRE IT ELECTRIC LTD
GP-2022-03505 | 2022-11-09 | 2802 MCGILL STREET, Vancouver, BC V5K 1H6 | Gas Permit | Residential | Renovation | Completed | Residential - GAS RANGE INSTALLATION | Coal Harbour Mechanical Ltd
EP-2022-00119 | 2022-01-19 | 2802 MCGILL STREET, Vancouver, BC V5K 1H6 | Electrical Permit | Residential | Renovation | Completed | Installation / Repair - Residential - Service Upgrade from 100A to 200A -The service upgrade is for the additional future additional loads. (EV charger/hot tub) There is no plan of installation of any of those yet, we will amend the permit once the customer decides. >>>>>> Amend: January 24th -Remove the knob and tube of the house >>Amend: Aug. 26th - Attached are the requested documents: 1. Electrical Load Calculation 2. Site plan regarding the location of the AC Unit >>Additional Scope of Work 1. Rewiring of main and top floor 2. Additional AC Circuit Additional value of work is $8000.00 | Superb Electric Limited
EP-2022-04302 | 2022-05-25 | 222 MAIN STREET, Vancouver, BC | Electrical Permit | Commercial | Tenant Improvement | Completed | Installation / Repair - Commercial - Supply and install two new 208/120V panelboards. Supply and install four new dual port wall mounted electric vehicle charging stations. Supply and install associated conduit and wiring. >Grounding/bonding not related to the service, referring to new sub panels. Adding two new panels fed from 1200A 120/208V 3PH sub distribution. EV1: 250A main 120/208V 3PH EV2: 150A main 120/208V 3PH Logged power usage of 1200A panel for one month duration. Determined peak demand to be 54kVA. Existing capacity of electrical system = 249.6kVA Existing spare capacity = 195.6kVA NEW EVCS 40A x 4 @ 120/208V = 33.28kVA Provisions for future EVCS 40A x4 @ 120/208V = 33.28kVA New total demand (inclusive of historical peak, new and future EVCS) = 120.56kVA New spare capacity after addition of load = 129.04kVA | Action Electric Ltd
EP-2022-04221 | 2022-05-20 | 222 MAIN STREET, Vancouver, BC | Electrical Permit | Commercial | NULL | Expired | Annual / Operating - Annual electrical operating maintenance Renewal of EP-2021-03793 Valid May 19th 2022- May 18 2023 | Charles Richard Pawluk o/a United Electrical Systems Ltd
EP-2022-02754 | 2022-04-05 | 222 MAIN STREET, Vancouver, BC | Electrical Permit | Commercial | Renovation | Completed | Installation / Repair - Commercial - Controls retrofit Amend: Oct 14, 2022 remove BP description | ESC Automation Inc
EP-2023-04713 | 2023-05-29 | 222 MAIN STREET, Vancouver, BC | Electrical Permit | Commercial | NULL | Issued | Annual / Operating - Annual electrical operating maintenance Renewal of EP-2022-04221 Valid May 19, 2023- May 18, 2024 | Charles Richard Pawluk o/a United Electrical Systems Ltd
EP-2023-05604 | 2023-06-23 | 222 MAIN STREET, Vancouver, BC | Electrical Permit | Commercial | Renovation | Completed | Installation / Repair - Commercial - Install 2 120V 15AMP receptacles, and CAT6 cabling for AV system. | Status Electrical Corporation
PP-2023-01004 | 2023-03-23 | 222 MAIN STREET, Vancouver, BC | Plumbing Permit | Commercial | Addition | Completed | Commercial - Adding a backflow preventer to a filtered kitchen faucet | WJM Mechanical Limited
EP-2023-09046 | 2023-10-10 | 222 MAIN STREET, Vancouver, BC | Electrical Permit | Commercial | Tenant Improvement | Completed | Installation / Repair - Commercial - Within the basement, relocate wiring for sewer sump pumps from one side of the pit to the other side of the pit to eliminate a tripping hazard. Install EYS fittings to account for hazardous gases. This is a stand alone Electrical Permit only. No building permit is associated with this application. | Charles Richard Pawluk o/a United Electrical Systems Ltd
GP-2024-00189 | 2024-01-24 | 6812 LANCASTER STREET, Vancouver, BC V5S 3B1 | Gas Permit | Residential | Renovation | Cancelled | Residential - replacment of furnace | Hillcrest Plumbing & Heating (1991) Ltd
EP-2024-00495 | NULL | 6812 LANCASTER STREET, Vancouver, BC V5S 3B1 | Electrical Permit | Residential | Addition | Application Incomplete | Installation / Repair - Residential - New Heat Pump install. Provided a breaker, a wire run, a 60A rated disconnect and a whip to the Heat Pump unit. | 0704121 BC Ltd
GP-2024-00156 | 2024-01-19 | 6812 LANCASTER STREET, Vancouver, BC V5S 3B1 | Gas Permit | Residential | Tenant Improvement | Issued | Residential - Furnace re&re | 0704121 BC Ltd
GP-2022-03012 | 2022-10-05 | 6907 LANCASTER STREET, Vancouver, BC V5S 3B3 | Gas Permit | Residential | Renovation | Completed | Residential - furnace Re& re | Flame Co Heating Services Ltd
PP-2022-01149 | 2022-04-04 | 4514 LANGARA AVENUE, Vancouver, BC V6R 1C8 | Plumbing Permit | Residential | New | Completed | Residential - Install 1 outside sump without pump | Octiscapes Site Services Ltd
NULL | NULL | 4514 LANGARA AVENUE, Vancouver, BC V6R 1C8 | Electrical Permit | Residential | New | Draft | Temporary Power - Residential - To provide temporary power. | NULL
EP-2022-00147 | 2022-01-10 | 4514 LANGARA AVENUE, Vancouver, BC V6R 1C8 | Electrical Permit | Residential | New | Expired | Temporary Power - Residential - To provide temporary power. | Torr Electric
EP-2023-00465 | 2023-01-20 | 4514 LANGARA AVENUE, Vancouver, BC V6R 1C8 | Electrical Permit | Residential | New | Issued | Installation / Repair - Residential - STRUCTURED WIRING, SECURITY ALARM SYSTEM, SURVEILLANCE SYSTEM, AUDIO SYSTEM, MOTORIZED WINDOW TREATMENT, LIGHTING SYSTEM >BP: To construct a 2 storey + basement one-family dwelling ($1,043,960) with a detached accessory building (garage), at the rear providing 2 parking spaces, having vehicular access from the lane. Note: This Building Permit will remain in a suspended status until the associated (green) Demolition Permit BP-2021-04582 is completed. Note: This is a 2 storey building pursuant to the Zoning and Development By-Law 1- Bar/Sink proposed in the basement 2- A/C unit proposed rear yard South elevation. 3- Schedule A: FRITS DE VRIES (604-736-7820) 4- Schedule D: FRITS DE VRIES (604-736-7820) 5- Schedule B: FRITS DE VRIES (604-736-7820) Architectural 6- Schedule B: CLINTON YIU (604-255-7670) Structural 7- Schedule B: P.K.L. Fong, P.Eng (604-837-3205) Geotechnical 8-HPO: Residential Builder - Powers Construction Inc. ******THIS PERMIT HAS BEEN ISSUED UNDER THE REQUIREMENTS OF VBBL #12511 (2019)****** | Vancouver Audiospace Home Control Ltd
MP-2022-00473 | 2022-10-25 | 4514 LANGARA AVENUE, Vancouver, BC V6R 1C8 | Mechanical Permit | NULL | NULL | Completed | NULL | T Paradiso Plumbing & Hot Water Heating Inc
NULL | NULL | 4514 LANGARA AVENUE, Vancouver, BC V6R 1C8 | Mechanical Permit | NULL | NULL | Draft | NULL | T Paradiso Plumbing & Hot Water Heating Inc
PP-2022-03691 | 2022-10-17 | 4514 LANGARA AVENUE, Vancouver, BC V6R 1C8 | Plumbing Permit | Residential | New | Completed | Residential - plumbing >>DB: To construct a 2 storey + basement one-family dwelling ($1,043,960) with a detached accessory building (garage), at the rear providing 2 parking spaces, having vehicular access from the lane. Note: This is a 2 storey building pursuant to the Zoning and Development By-Law 1- Bar/Sink proposed in the basement 2- A/C unit proposed rear yard South elevation. 3- Schedule A: FRITS DE VRIES (604-736-7820) 4- Schedule D: FRITS DE VRIES (604-736-7820) 5- Schedule B: FRITS DE VRIES (604-736-7820) Architectural 6- Schedule B: CLINTON YIU (604-255-7670) Structural 7- Schedule B: P.K.L. Fong, P.Eng (604-837-3205) Geotechnical 8-HPO: Residential Builder - Powers Construction Inc. ******THIS PERMIT HAS BEEN ISSUED UNDER THE REQUIREMENTS OF VBBL #12511 (2019)****** | T Paradiso Plumbing & Hot Water Heating Inc
GP-2022-03659 | 2022-11-22 | 4514 LANGARA AVENUE, Vancouver, BC V6R 1C8 | Gas Permit | Residential | New | Completed | Residential - Installation of fireplace. Venting and hookup only >To construct a 2 storey + basement one-family dwelling ($1,043,960) with a detached accessory building (garage), at the rear providing 2 parking spaces, having vehicular access from the lane. Note: This Building Permit will remain in a suspended status until the associated (green) Demolition Permit BP-2021-04582 is completed. Note: This is a 2 storey building pursuant to the Zoning and Development By-Law 1- Bar/Sink proposed in the basement 2- A/C unit proposed rear yard South elevation. 3- Schedule A: FRITS DE VRIES (604-736-7820) 4- Schedule D: FRITS DE VRIES (604-736-7820) 5- Schedule B: FRITS DE VRIES (604-736-7820) Architectural 6- Schedule B: CLINTON YIU (604-255-7670) Structural 7- Schedule B: P.K.L. Fong, P.Eng (604-837-3205) Geotechnical 8-HPO: Residential Builder - Powers Construction Inc. ******THIS PERMIT HAS BEEN ISSUED UNDER THE REQUIREMENTS OF VBBL #12511 (2019)****** | Urban Fireplaces Ltd
EP-2023-00365 | 2023-01-16 | 4514 LANGARA AVENUE, Vancouver, BC V6R 1C8 | Electrical Permit | Residential | Renovation | Expired | Temporary Power - Residential - To provide temporary power. | Torr Electric
SP-2022-01581 | 2022-09-28 | 4514 LANGARA AVENUE, Vancouver, BC V6R 1C8 | Sprinkler Permit | Residential | New | Completed | Residential - 1FD - Fire suppression system >BP: To construct a 2 storey + basement one-family dwelling with a detached accessory building (garage), at the rear providing 2 parking spaces, having vehicular access from the lane. Note: This is a 2 storey building pursuant to the Zoning and Development By-Law 1- Bar/Sink proposed in the basement 2- A/C unit proposed rear yard South elevation. 3- Schedule A: FRITS DE VRIES (604-736-7820) | Brent C Williams
EP-2023-01005 | 2023-02-07 | 4514 LANGARA AVENUE, Vancouver, BC V6R 1C8 | Electrical Permit | Residential | New | Issued | Installation / Repair - Residential - new house construction >BP: To construct a 2 storey + basement one-family dwelling ($1,043,960) with a detached accessory building (garage), at the rear providing 2 parking spaces, having vehicular access from the lane. Note: This Building Permit will remain in a suspended status until the associated (green) Demolition Permit BP-2021-04582 is completed. Note: This is a 2 storey building pursuant to the Zoning and Development By-Law 1- Bar/Sink proposed in the basement 2- A/C unit proposed rear yard South elevation. 3- Schedule A: FRITS DE VRIES (604-736-7820) 4- Schedule D: FRITS DE VRIES (604-736-7820) 5- Schedule B: FRITS DE VRIES (604-736-7820) Architectural 6- Schedule B: CLINTON YIU (604-255-7670) Structural 7- Schedule B: P.K.L. Fong, P.Eng (604-837-3205) Geotechnical 8-HPO: Residential Builder - Powers Construction Inc. ******THIS PERMIT HAS BEEN ISSUED UNDER THE REQUIREMENTS OF VBBL #12511 (2019)****** | Torr Electric
GP-2023-00418 | 2023-02-07 | 4514 LANGARA AVENUE, Vancouver, BC V6R 1C8 | Gas Permit | Residential | New | Completed | Residential - gas piping only 1 Water Heater, 2 Range, 1 Fireplace, 1 Fire Pit >BP: To construct a 2 storey + basement one-family dwelling ($1,043,960) with a detached accessory building (garage), at the rear providing 2 parking spaces, having vehicular access from the lane. | T Paradiso Plumbing & Hot Water Heating Inc
GP-2023-04179 | 2024-01-11 | 4514 LANGARA AVENUE, Vancouver, BC V6R 1C8 | Gas Permit | Residential | New | Completed | Residential - Wolf 36" Gas Rangetop & Gaggenau 36" Gas Cooktop -Connection of the range to the rough-in >BP: To construct a 2 storey + basement one-family dwelling ($1,043,960) with a detached accessory building (garage), at the rear providing 2 parking spaces, having vehicular access from the lane. >>>>ARCHAEOLOGICAL IMPACT: If work on this site could lead to the disturbance of soil advise applicant to contact the Provincial Archaeology Branch at 250-953-3334 for necessary permits. In addition, please be advised that reports from an Archaeologist (AIA, AOA) and permits from the First Nations may be necessary prior to the release of your City of Vancouver permits. | Han Appliances & Refrigeration Ltd
EP-2023-08047 | 2023-09-15 | 4521 LANGARA AVENUE, Vancouver, BC V6R 1C9 | Electrical Permit | Residential | New | Issued | Installation / Repair - Residential - ¦ 1FD- 400A ¦ complete wiring for sfd *An approved mechanical permit is required for the installation of air conditioning or heat pump unit at the time of installation before an electrical inspection will be performed *Archaeological permit has been taken out by building contractor >BP: To construct a 2 storey with cellar single detached house with a detached accessory building (garage), at the rear providing 3 parking spaces, having vehicular access from the lane and an exterior pool. Board of Variance heard appeal No. Z35994 on December 6th, 2022 and ALLOWED, thereby granting relaxations of the Sections 4.5 (Side Yard setback), 4.17.2(a) (Front Doors), 4.17.4(a)&(b) (Grade Changes on site), and 10.32(a) (Side Yard development) at this RS-1 District zone. *****DBI PLEASE CONTACT Clarice.Celeste@vancouver.ca 604.355.2846 TO ARRANGE FOR THE CITY ARCHAEOLOGIST TO ACCOMPANY YOU TO SITE FOR THE DEMO NOTIFICATION ******* The entire building to be sprinklered to NFPA 13D. 1. A/C located in north side within building envelope and 8.48' away from east side property line 2. Bar sink located on lower floor recreation room 3. Schedule A Bradley Miles AIBC (604-925-5170) 4. Schedule B Dan Wicke P.Eng (604-484-2859) Structural 5. Schedule B Matt Kokan P.Eng (604-439-0922) House and Pool Geotechnical 6. Schedule B B. Klarich P.Eng (604-619-8875) Pool Structural 7. BC Housing Coastline Projects Ltd. All rooms adjacent to East exposing building face shall be sprinklered. Combustible projections or roof soffits on an exposing building face shall not project to less than .45m from the property line and shall be in compliance with VBBL 2019 9.10.15.5.(9). | FC Electric Inc
EP-2023-02138 | 2023-03-14 | 4521 LANGARA AVENUE, Vancouver, BC V6R 1C9 | Electrical Permit | Residential | New | Issued | Temporary Power - Residential - To provide temporary power. If work on this site could lead to ground disturbance (impacting soil) advise applicant to contact the Provincial Archaeology Branch at 250-953-3334 for a list of archaeological consultants, who when retained by the proponent, will apply on the proponent’s behalf for the necessary archaeological permits. In addition, please be advised that reports from an Archaeologist (Archaeological Overview Assessment (AOA) or Archaeological Impact Assessment (AIA) reports) and archaeological/heritage inspection permits from the First Nations may be necessary prior to the release of your City of Vancouver permits. | FC Electric Inc
PP-2023-00827 | 2023-03-13 | 4521 LANGARA AVENUE, Vancouver, BC V6R 1C9 | Plumbing Permit | Residential | New | Issued | Residential - 1FD - Two Sump No Pump If work on this site could lead to ground disturbance (impacting soil) advise applicant to contact the Provincial Archaeology Branch at 250-953-3334 for a list of archaeological consultants, who when retained by the proponent, will apply on the proponent’s behalf for the necessary archaeological permits. In addition, please be advised that reports from an Archaeologist (Archaeological Overview Assessment (AOA) or Archaeological Impact Assessment (AIA) reports) and archaeological/heritage inspection permits from the First Nations may be necessary prior to the release of your City of Vancouver permits. | Canadian Excavating Ltd
GP-2022-02045 | 2022-07-12 | 4549 LANGARA AVENUE, Vancouver, BC V6R 1C9 | Gas Permit | Residential | Renovation - Dwelling Unit(s) only | Completed | Residential - extend the existing gas line by 7', for cook top. Cook top to be installed by unknown party. | Canro Boiler Service & Repair Ltd
PP-2022-02708 | 2022-09-14 | 917 MAIN STREET, Vancouver, BC | Plumbing Permit | Commercial | Renovation | Completed | Commercial - new washrooms and barbar. >BP: Interior alterations to provide improvements to the washrooms at this existing Neighbourhood Pub 917 Main St on the ground floor of this existing hotel/public house/restaurant on this site. | Markim Projects Ltd
EP-2022-08332 | 2022-10-05 | 917 MAIN STREET, Vancouver, BC | Electrical Permit | Commercial | Renovation | Completed | Installation / Repair - Commercial - Adding some new receptacles, fixtures, lighting controls and emergency exits. >BP: Interior alterations to provide improvements to the washrooms at this existing Neighbourhood Pub 917 Main St on the ground floor of this existing hotel/public house/restaurant on this site. OK for Field Review per A.Cashato Letter of assurance provided by: Schedule A & B (Architectural): Ian Ross McDonald, 6046331830 | G-STAR ELECTRIC LTD
NULL | NULL | 917 MAIN STREET, Vancouver, BC | Electrical Permit | Commercial | Renovation | Draft | Installation / Repair - Commercial - Adding new receptacles, lighting and exit signs throughout the place. | G-STAR ELECTRIC LTD
EP-2022-10793 | 2023-01-05 | 956 MAIN STREET, Vancouver, BC V6A 2W1 | Electrical Permit | Commercial | Renovation | Completed | Installation / Repair - Commercial - EMERGENCY Replacement of internal fire alarm panel components only. Note: For the purpose of Bulletin 2018-004-BU/EL, all modified or replaced components must be compatible with the existing fire alarm system (FAS), and these components must be installed in conformance with the CAN/ULC-S524. Upon completion of the installation, the FAS must be verified according to Bulletin 2020-006-BU/EL. | Fina Electrical Systems Ltd
EP-2023-08949 | 2023-10-04 | 956 MAIN STREET, Vancouver, BC V6A 2W1 | Electrical Permit | Commercial | Renovation | Completed | Installation / Repair - Commercial - Emergency maintenance replacement of fire control panel, due to fire. Note: The issuance of this permit is based on Bulletin 2018-004-BU/EL. | Fina Electrical Systems Ltd
EP-2022-02881 | 2022-04-11 | 1620 MAIN STREET, Vancouver, BC V6A 2W8 | Electrical Permit | Commercial | Addition | Completed | Installation / Repair - Commercial - Security System Installation - installation of DSC Neo system | Price's Alarm Systems Ltd.
PP-2022-00965 | 2022-06-14 | 1020 MARINASIDE CRESCENT, Vancouver, BC | Plumbing Permit | Commercial | New | Completed | Commercial - 1 LAV , 1 WC, 1 BACKFLOW To install a 4.9 m2 prefabricated single stall washroom in this city owned park. | Broadway Refrigeration & Air Conditioning Co
EP-2022-01759 | 2022-03-04 | 1020 MARINASIDE CRESCENT, Vancouver, BC | Electrical Permit | Commercial | New | Completed | Installation / Repair - Commercial - Supply power to prefabricated washrooms | Action Electric Ltd
EP-2023-06895 | 2023-07-28 | 1020 MARINASIDE CRESCENT, Vancouver, BC | Electrical Permit | Commercial | NULL | Expired | Special Event - Provide temporary electrical distribution for special event "Diner En Blanc". Power for food vendors, production, stage, lighting and video. | 0880441 BC Ltd
EP-2023-10727 | 2023-12-13 | 1033 MARINASIDE CRESCENT, Vancouver, BC V6Z 3A3 | Electrical Permit | Commercial | Addition | Completed | Installation / Repair - Commercial - Installing 3 EV chargers with a data point. Separate 40A ccts for each EV charger. | Reliable Electrical Contracting Ltd
EP-2023-02783 | 2023-03-30 | 1077 MARINASIDE CRESCENT, Vancouver, BC V6Z 2Z5 | Electrical Permit | Commercial | Tenant Improvement | Completed | Installation / Repair - Commercial - Relocate fire alarm speakers in unit. >BP: 2102 & 2103 - Interior alterations only to combine and provide improvements to units 2102 & 2103 in the existing multiple dwelling building on this site. Scope of work to include converting two small enclosed balconies to living space, converting a living room area to an enclosed balcony, combining units, new layouts. | Sasco Contractors Ltd
EP-2022-02540 | 2022-05-26 | 1077 MARINASIDE CRESCENT, Vancouver, BC V6Z 2Z5 | Electrical Permit | Commercial | Addition | Completed | Installation / Repair - Commercial - Install One 208-volt 40-amp circuit for a column charging station (in loading bay beside compactor). -The service is not affected. - Service inspections are not required. - Load Calculation attached. | Cielo Electric Ltd
EP-2022-02903 | 2022-04-11 | 1201 MARINASIDE CRESCENT, Vancouver, BC V6Z 2V2 | Electrical Permit | Residential | Renovation | Completed | Installation / Repair - Residential - Add pot lights, changing the electrical Panel, relocate oven and microwave, LV for blinds and speakers. >BP: Interior alterations to provide improvements to unit #3103 on the 31st floor of this existing mixed-use building. Scope of work includes the removal and additions of new walls between the master bed and the 3rd bedroom. Upgrades to the bathrooms. Energy upgrade - E2 - Lighting - Install energy efficient lighting fixtures (single occupied space area) Energy checklist is currently no longer required with your Building Permit (BP) application. Some supporting documents are still required at BP stage, specifically Envelope and HVAC, if applicable. Service Water Heating and Lighting supporting documents, if applicable, must be submitted with your related trades permits (e.g. electrical and plumbing). All energy upgrades will be checked during inspections stage. It is the applicant?s responsibility to identify and note all required upgrades including energy upgrades on their BP drawings at BP stage. Ok for field review as per Kirat Kang, March 4, 2022 | Bijan Valagohar
EP-2022-01585 | 2022-03-04 | 1201 MARINASIDE CRESCENT, Vancouver, BC V6Z 2V2 | Electrical Permit | Commercial | Addition | Completed | Installation / Repair - Commercial - Installation of an EVEMS consisting of Unico EMS, Faros, and 17 Aprisa EVSE (EV Chargers). Installation of two 400A feeders supplying 2 400A switches and 2 EV panelboards, and 50 x 40A branch circuits and 25 splitters supplied by the EV panelboards. Wiring and load calculation as per attached Engineer drawing. Amend: Mar 28, 2022 Please Amend the permit to include the installation of 2 more chargers. Changing the total chargers installed from 17 to 19. Job cost will increase by $5400.00 | Berts Electric (2001) Ltd
EP-2022-01946 | 2022-03-10 | 1201 MARINASIDE CRESCENT, Vancouver, BC V6Z 2V2 | Electrical Permit | Commercial | NULL | Expired | Annual / Operating - Maintenance of EVEMS System. Scope is for maintenance and repair of EVEMS System only. Electric vehicle energy management system installed under EP-2022-01585. Valid March 10, 2022 until March 9, 2023. | Berts Electric (2001) Ltd
EP-2022-05042 | 2022-07-06 | 1201 MARINASIDE CRESCENT, Vancouver, BC V6Z 2V2 | Electrical Permit | Commercial | Tenant Improvement | Issued | Installation / Repair - Commercial - Electrical work associated with elevator upgrade including: supply and install of new pictogram exit at the front lobby, new 3/4" conduit and 120V power for lobby station, new #6 ground hypressed to the main ground in the electrical room, new switches in elevator pit, new LED lights in pit, new GFCI receptacles in pit, new ATS modkit TSC700, new 200A fused disconnects with 150A time delay fuses, new 30A fused disconnects with 15A fuses for cab light feeders, new 40A feeder from house panel to feed the outdoor unit, new 60A nema rated disconnect for outdoor unit, new 15A circuits for heat trace and doc panel, new caged LED lights in elevator machine room, new GFCI receptacles in elevator machine room, 145 new addressable smoke detectors, new addressable pull stations and heat detectors on roof level and lower floors to consolidate the conventional zone devices to allow for addressable lobby smoke, 40 new isolator modules using existing riser, isolation and removal of 40 EOL to allow for conversion to addressable devices, new fire alarm graphic, new addressable relays for elevator homing and ATS integration. >BP: Elevator modernization Interior alterations to provide elevator modernization to the existing fire alarm system to incorporate emergency recall of three elevators to meet the requirements of CSA-B44 in this existing 36-storey mixed-use commercial and residential building, over 3 levels of underground parking Main Recall level - 1st storey (Ground level), Alternate Recall level – 3rd Floor | Action Electric Ltd
EP-2022-00123 | 2022-01-11 | 1201 MARINASIDE CRESCENT, Vancouver, BC V6Z 2V2 | Electrical Permit | Commercial | NULL | Expired | Annual / Operating - Annual Operating Permit | Shawn P Greabeiel
EP-2023-01083 | 2023-02-08 | 1201 MARINASIDE CRESCENT, Vancouver, BC V6Z 2V2 | Electrical Permit | Commercial | NULL | Expired | Annual / Operating - Annual Operating Permit Renewal of EP-2022-00123 Valid: Jan 11, 2023 to Jan 10, 2024 | Shawn P Greabeiel
EP-2023-04160 | NULL | 1201 MARINASIDE CRESCENT, Vancouver, BC V6Z 2V2 | Electrical Permit | Commercial | NULL | Withdrawn | Annual / Operating - Maintenance of existing EV-EMS and EV infrastructure system | Stream Energy Systems Inc
EP-2023-04025 | 2023-05-09 | 1201 MARINASIDE CRESCENT, Vancouver, BC V6Z 2V2 | Electrical Permit | Commercial | NULL | Issued | Annual / Operating - Maintenance of Existing EV-EMS and EV Infrastructure | Stream Energy Systems Inc
EP-2024-00596 | 2024-01-30 | 1201 MARINASIDE CRESCENT, Vancouver, BC V6Z 2V2 | Electrical Permit | Commercial | NULL | Issued | Annual / Operating - Lighting and electrical maintanence Renewal of EP-2023-01083 Valid: Jan 11, 2024 to Jan 10, 2025 | Shawn P Greabeiel
EP-2023-07276 | 2023-10-11 | 1228 MARINASIDE CRESCENT, Vancouver, BC V6Z 2W4 | Electrical Permit | Commercial | Tenant Improvement | Issued | Installation / Repair - Commercial - Electric Vehicle Charging Infrastructure - Wiring installation, installation of transformers, panels, branch circuit wiring, and receptacles. Communications and Wi-Fi access points. Parkade, under both 1228 and 1288. | Action Electric Ltd
EP-2022-09736 | 2022-11-17 | 1228 MARINASIDE CRESCENT, Vancouver, BC V6Z 2W4 | Electrical Permit | Commercial | Renovation | Expired | Installation / Repair - Commercial - Fire alarm speaker repair | Nightingale Electric Ltd
EP-2022-05687 | 2022-07-06 | 1267 MARINASIDE CRESCENT, Vancouver, BC V6Z 2X5 | Electrical Permit | Commercial | Renovation | Completed | Installation / Repair - Commercial - install 3 additional hardwired, interconnected smoke/co detectors in the apartment, | Re-Charge Electrical Solutions Inc
EP-2023-05700 | 2023-07-10 | 1267 MARINASIDE CRESCENT, Vancouver, BC V6Z 2X5 | Electrical Permit | Commercial | Renovation | Completed | Installation / Repair - Commercial - Installation of wired CO/Smoke detectors in bedrooms, replacement of all receptacles to TR type. -IA-2023-00131 | Re-Charge Electrical Solutions Inc
PP-2023-03350 | 2023-10-10 | 1267 MARINASIDE CRESCENT, Vancouver, BC V6Z 2X5 | Plumbing Permit | Commercial | Renovation | Issued | Commercial - Domestic Re-piping | Piperun Plumbing & Mechanical Ltd
GP-2022-04024 | 2022-12-16 | 3646 MAXWELL STREET, Vancouver, BC V5N 3Y3 | Gas Permit | Residential | Addition | Completed | Residential - TO INSTALL 1 FURNACE | BC Care Heating Services Ltd
NULL | NULL | 5550 MAPLE STREET, Vancouver, BC V6M 3T7 | Electrical Permit | Residential | Renovation | Draft | Installation / Repair - Residential - remove the service to be the new built lane way house. set up the underground cable (200 A, 250 kcmil ACWU) from the service at the new built lane way house to main house panel. | Aidea Solutions Ltd
EP-2022-06912 | 2022-08-17 | 5550 MAPLE STREET, Vancouver, BC V6M 3T7 | Electrical Permit | Residential | Renovation | Completed | Installation / Repair - Residential - to remove the service from main house to a new lane way house, set up the underground cable( 250 kcmil ,200A) from the service to main house. and connect the service to main house panel. | Aidea Solutions Ltd
GP-2022-02042 | 2022-07-11 | 6527 MAPLE STREET, Vancouver, BC V6P 5P1 | Gas Permit | Residential | Renovation | Completed | Residential - hot water tank replacement | Reid Brothers Plumbing & Heating Ltd
EP-2022-06191 | 2022-07-22 | 6567 MAPLE STREET, Vancouver, BC V6P 5P1 | Electrical Permit | Residential | New | Completed | Installation / Repair - Residential - Install Intrusion Alarm System | Rose Security Services Inc
PP-2023-01882 | 2023-05-29 | 6567 MAPLE STREET, Vancouver, BC V6P 5P1 | Plumbing Permit | Residential | New | Completed | Residential - Backflow Preventer installation for in ground sprinkler system >BP: To construct a 2 storey + basement/cellar one-family with a detached accessory building (garage) , at the rear providing 3 parking spaces, having vehicular access from the lane. | Gregory Burdett
PP-2022-00440 | 2022-02-09 | 6567 MAPLE STREET, Vancouver, BC V6P 5P1 | Plumbing Permit | Residential | New | Completed | Residential - 1FD - Drainage, venting and water piping rough In and finishing To construct a 2 storey + basement/cellar one-family with a detached accessory building (garage) , at the rear providing 3 parking spaces, having vehicular access from the lane. 2. A/C proposed in the rear yard 3. Bar sink located in basement | McKellar Plumbing & Heating Ltd
GP-2022-00411 | 2022-02-14 | 6567 MAPLE STREET, Vancouver, BC V6P 5P1 | Gas Permit | Residential | New | Completed | Residential - Rough In and finish gas piping to the following fixtures To construct a 2 storey + basement/cellar one-family with a detached accessory building (garage) , at the rear providing 3 parking spaces, having vehicular access from the lane. 2. A/C proposed in the rear yard 3. Bar sink located in basement 6. Schedule B: (P.K.L Fong) P.Eng (604.837.3205) Geotechnical 7. Schedule B: (Jeff Allester) P.Eng (604.228.0518) Structural 8. HPO: Residential Builder- Eyco Building Group Ltd. >>>Amend: May 26th, 2023 DPI request for the following: -Inspector has asked us to add " piping only for future generator & fire pit " on our permit In order to complete our final Inspection. We do not plan on Installing the generator or fire pit. This Is for rough In only. The contractor would like to call for final Inspection. ***fire pit & generator approximately @ 30,000 each re: ROUGH IN ONLY | McKellar Plumbing & Heating Ltd
EP-2022-04731 | 2022-06-07 | 6567 MAPLE STREET, Vancouver, BC V6P 5P1 | Electrical Permit | Residential | New | Completed | Installation / Repair - Residential - Low Voltage Class II Circuits. Cable TV, Data, Audio, Low Voltage Lighting Control >BP: To construct a 2 storey + basement/cellar one-family ($1,179,750) with a detached accessory building (garage) , at the rear providing 3 parking spaces, having vehicular access from the lane. 2. A/C proposed in the rear yard 3. Bar sink located in basement 6. Schedule B: (P.K.L Fong) P.Eng (604.837.3205) Geotechnical 7. Schedule B: (Jeff Allester) P.Eng (604.228.0518) Structural 8. HPO: Residential Builder- Eyco Building Group Ltd. | Pure Image Technology Solutions Ltd
NULL | NULL | 6567 MAPLE STREET, Vancouver, BC V6P 5P1 | Sprinkler Permit | Residential | New | Withdrawn | Residential - Sprinkler system for new SFD | Allright Sprinklers Ltd
SP-2022-00756 | 2022-05-16 | 6567 MAPLE STREET, Vancouver, BC V6P 5P1 | Sprinkler Permit | Residential | New | Completed | Residential - New sprinkler system for SFD >To construct a 2 storey + basement/cellar one-family ($1,179,750) with a detached accessory building (garage) , at the rear providing 3 parking spaces, having vehicular access from the lane. 2. A/C proposed in the rear yard 3. Bar sink located in basement 6. Schedule B: (P.K.L Fong) P.Eng (604.837.3205) Geotechnical 7. Schedule B: (Jeff Allester) P.Eng (604.228.0518) Structural 8. HPO: Residential Builder- Eyco Building Group Ltd. Note: This Building Permit will remain in a suspended status until the associated (green) Demolition Permit BP-2021-01208 is completed. ***THIS PERMIT HAS BEEN ISSUED UNDER THE REQUIREMENTS OF VBBL #12511 (2019)*** | Allright Sprinklers Ltd
EP-2022-02421 | 2022-03-25 | 6567 MAPLE STREET, Vancouver, BC V6P 5P1 | Electrical Permit | Residential | New | Completed | Installation / Repair - Residential - New single family build 200 amp main service back up generator sub feed to house installation of fixtures and fittings a/c installation EV Charger >BP: To construct a 2 storey + basement/cellar one-family ($1,179,750) with a detached accessory building (garage) , at the rear providing 3 parking spaces, having vehicular access from the lane. 2. A/C proposed in the rear yard 3. Bar sink located in basement 6. Schedule B: (P.K.L Fong) P.Eng (604.837.3205) Geotechnical 7. Schedule B: (Jeff Allester) P.Eng (604.228.0518) Structural 8. HPO: Residential Builder- Eyco Building Group Ltd. Note: This Building Permit will remain in a suspended status until the associated (green) Demolition Permit BP-2021-01208 is completed. ***THIS PERMIT HAS BEEN ISSUED UNDER THE REQUIREMENTS OF VBBL #12511 (2019)*** | F & S Electrical Ltd
EP-2022-04865 | 2022-06-10 | 6625 MAPLE STREET, Vancouver, BC V6P 5P4 | Electrical Permit | Residential | Renovation | Completed | Installation / Repair - Residential - Relocating washer & dryer circuits from basement to main floor, relocate existing switch in office to other side of wall, adding receptacle to existing circuit onto main floor. | Berts Electric (2001) Ltd
GP-2022-02666 | 2022-09-06 | 6625 MAPLE STREET, Vancouver, BC V6P 5P4 | Gas Permit | Residential | Tenant Improvement | Completed | Residential - replace gas stove | Campbell Care Plumbing, Heating & Air Ltd.
PP-2022-02314 | 2022-09-16 | 1935 MCNICOLL AVENUE, Vancouver, BC V6J 1A7 | Plumbing Permit | Residential | Renovation | Completed | Residential - Re locate 3 toilets 2 showers 1 vanity and 1 kitchen sink. >BP: Exterior and interior alterations to provide improvements to this one family dwelling building on this site. Exterior work to infill two windows and remove skylights on the east elevation. Per DE401962, FSR hasn't been maxed out yet. and POD has approved the glass canopy to remain on roof level. | Poco Plumbing & Heating Ltd
EP-2022-05686 | 2022-08-25 | 1935 MCNICOLL AVENUE, Vancouver, BC V6J 1A7 | Electrical Permit | Residential | Renovation | Completed | Installation / Repair - Residential - - minor alterations and repairs to circuits affected by wall removals and alterations in living/kitchen, master ensuite, 2nd bedroom - add roughly 5 new arc fault receptacles - replace lighting fixtures and devices/ plates Exterior and interior alterations to provide improvements to this one family dwelling building on this site. Exterior work to infill two windows and remove skylights on the east elevation | Onpoint Electric Ltd
GP-2022-03986 | 2022-12-14 | 1935 MCNICOLL AVENUE, Vancouver, BC V6J 1A7 | Gas Permit | Residential | Renovation | Completed | Residential - Replacement of gas fireplace | GDS Green Home Mechanical Inc
GP-2023-00189 | 2023-01-17 | 1947 MCNICOLL AVENUE, Vancouver, BC V6J 1A7 | Gas Permit | Residential | Renovation | Completed | Residential - Install one natural gas fireplace log set | Vancouver Gas Fireplaces Ltd
EP-2022-07895 | NULL | 1441 MCRAE AVENUE, Vancouver, BC V6H 1V1 | Electrical Permit | Residential | Renovation | Withdrawn | Installation / Repair - Residential - Creating a ‘pass through’ in car port wall to allow charger cord to access the previously install 14-50R (by others) on other side. | Black & McDonald Limited
PP-2022-00859 | 2022-04-07 | 1489 MCRAE AVENUE, Vancouver, BC V6H 1H1 | Plumbing Permit | Commercial | Renovation | Completed | Commercial - Install new plumbing for new commercial kitchen. 150 GPM GI:Produce Sink,MS,DW,Pot sink,HD Interior and exterior alterations: To provide interior alteration to the existing kitchen and repairs/replacement of features to this existing Heritage A building on this site. “1) remove the balustrade bordering the north terrace, including the surrounds on the west and east sides, and replace with a new cast stone balustrade to match existing; 2) install a clear tempered laminated glazing to the balustrade to achieve code-compliant height; 3) install a new terrace membrane and reinstate terrace flooring to match existing; 4) kitchen upgrade consisting of new exterior exhaust duct on the east side, concealed by a trellis. | Total Force Mechanical Ltd
EP-2022-02562 | 2022-04-01 | 1489 MCRAE AVENUE, Vancouver, BC V6H 1H1 | Electrical Permit | Commercial | Renovation | Completed | Installation / Repair - Commercial - Interior tenant improvement. Upgrade of existing commercial kitchen with new lighting & equipment connections. Provide fire suppression interconnects for new hood fan and associated equipment Add emergency lighting and fire alarm zone -The grounding and bonding only applies to the equipment hook ups and data conduit We are installing a make up air unit or ecologizer that may or may not have a cooling feature and is part of the kitchen Suppression/ Air handling system. We are not adding a separate air conditioning unit. >BP: Interior and exterior alterations: To provide interior alteration to the existing kitchen and repairs/replacement of features to this existing Heritage A building on this site. “1) remove the balustrade bordering the north terrace, including the surrounds on the west and east sides, and replace with a new cast stone balustrade to match existing; 2) install a clear tempered laminated glazing to the balustrade to achieve code-compliant height; 3) install a new terrace membrane and reinstate terrace flooring to match existing; 4) kitchen upgrade consisting of new exterior exhaust duct on the east side, concealed by a trellis. The alterations described under items no. 1, no. 2, no. 3 and no. 4 above, authorized by the Development Permit Number DP-2019-00010, including conditions and plans forming part thereof, are approved under the Heritage Procedure By-law No. 11350 and this Development Permit also constitutes a Heritage Alteration Permit.” Related to DP-2019-00010 CRP: Barry McGinn, Phone: (604) 473-9866 | COOPER ELECTRICAL CONTRACTING LTD
EP-2023-04450 | 2023-05-31 | 4755 KNIGHT STREET, Vancouver, BC V5N 3N3 | Electrical Permit | Residential | Renovation | Completed | Installation / Repair - Residential - Upgrade existing 150 Amps, overhead service to 200 Amps overhead. | Bill's Electrical Services Ltd
GP-2023-00376 | 2023-02-01 | 7441 LABURNUM STREET, Vancouver, BC V6P 5N2 | Gas Permit | Residential | Renovation - Dwelling Unit(s) only | Completed | Residential - Furnace replacement | Tek Climate Heating & Air Conditioning Ltd
PP-2022-00813 | 2022-03-09 | 7457 LABURNUM STREET, Vancouver, BC V6P 5N2 | Plumbing Permit | Residential | Addition | Completed | Residential - Addition to the garage - Pool mechanical. 399 IBC boiler - two piece bathroom - washer & drier - 30g electric HWT - Outdoor shower - add a new water main Running new drain from gare to the city New water main to the garage Exterior and interior alterations to install a swimming pool at the rear, reconstruct the existing sunken patio and to convert a portion of the existing two car garage to include a washroom and storage area/pool equipment room for this existing one family dwelling with secondary sutie on this inside with lane site. | Paris Plumbing And Heating Ltd
PP-2022-00748 | 2022-03-04 | 7457 LABURNUM STREET, Vancouver, BC V6P 5N2 | Plumbing Permit | Residential | Renovation | Completed | Residential - Sump Permit - one outside gravity sump for pool discharge Exterior and interior alterations to install a swimming pool at the rear, reconstruct the existing sunken patio and to convert a portion of the existing two car garage to include a washroom and storage area/pool equipment room for this existing one family dwelling with secondary sutie on this inside with lane site. | J & R Excavation & Demolition Ltd.
GP-2022-01827 | 2022-06-15 | 7457 LABURNUM STREET, Vancouver, BC V6P 5N2 | Gas Permit | Residential | Renovation | Completed | Residential - adding a pool boiler Exterior and interior alterations to install a swimming pool at the rear, reconstruct the existing sunken patio and to convert a portion of the existing two car garage to include a washroom and storage area/pool equipment room for this existing one family dwelling with secondary sutie on this inside with lane site. | A & J GAS SERVICES LTD
EP-2022-00806 | 2022-02-07 | 7457 LABURNUM STREET, Vancouver, BC V6P 5N2 | Electrical Permit | Residential | Renovation | Completed | Installation / Repair - Residential - Custom pool and hot tub Exterior and interior alterations to install a swimming pool at the rear, reconstruct the existing sunken patio and to convert a portion of the existing two car garage to include a washroom and storage area/pool equipment room for this existing one family dwelling with secondary sutie on this inside with lane site. | ACS ELECTRICAL LTD
GP-2022-01778 | 2022-06-10 | 7460 LABURNUM STREET, Vancouver, BC V6P 5N3 | Gas Permit | Residential | Renovation | Completed | Residential - Wolf 30" Freestanding Gas Range | Han Appliances & Refrigeration Ltd
GP-2023-01568 | 2023-05-16 | 7475 LABURNUM STREET, Vancouver, BC V6P 5N2 | Gas Permit | Residential | Renovation | Completed | Residential - INSTALL 1 TANKLESS TANK | Can-Asia Plumbing & Heating
PP-2023-00294 | 2023-01-27 | 7491 LABURNUM STREET, Vancouver, BC V6P 5N2 | Plumbing Permit | Residential | New | Completed | Residential - installation of backflow device for lawn irrigation. >BP: Exterior/interior alterations to this existing one family dwelling Scope of work: new front porch new deck and sunken patio at rear addition at rear of main and basement floor interior renovations on all floors | Able Irrigation Ltd
GP-2022-02023 | 2022-07-08 | 7491 LABURNUM STREET, Vancouver, BC V6P 5N2 | Gas Permit | Residential | New | Completed | Residential - Install two natural gas fireplaces >BP:Exterior/interior alterations to this existing one family dwelling | Vancouver Gas Fireplaces Ltd
GP-2022-01691 | 2022-06-02 | 7491 LABURNUM STREET, Vancouver, BC V6P 5N2 | Gas Permit | Residential | New | Completed | Residential - new gas fixtures: range, 2 BBQ, furnace (piping only), 2 fireplaces (piping only), future firepit Exterior/interior alterations to this existing one family dwelling Scope of work: new front porch new deck and sunken patio at rear addition at rear of main and basement floor interior renovations on all floors | BD Plumbing
PP-2022-01507 | 2022-05-09 | 7491 LABURNUM STREET, Vancouver, BC V6P 5N2 | Plumbing Permit | Residential | Renovation | Completed | Residential - New bathrooms, kitchen and laundry >BP: Exterior/interior alterations to this existing one family dwelling Scope of work: new front porch new deck and sunken patio at rear addition at rear of main and basement floor interior renovations on all floors Structural Schedule B: Henry S.N Hsu P.Eng. 604.322.7158 | BD Plumbing
EP-2022-03176 | 2022-04-26 | 7491 LABURNUM STREET, Vancouver, BC V6P 5N2 | Electrical Permit | Residential | Renovation | Completed | Installation / Repair - Residential - Complete rewire . -The existing service is 100A and goes to the house. The new service will be 200A and go directly to the new garage that in 7m from the pole >BP: Exterior/interior alterations to this existing one family dwelling Scope of work: new front porch new deck and sunken patio at rear addition at rear of main and basement floor interior renovations on all floors Structural Schedule B: Henry S.N Hsu P.Eng. 604.322.7158 | NV Electrical Inc
PP-2022-01156 | 2022-04-05 | 7491 LABURNUM STREET, Vancouver, BC V6P 5N2 | Plumbing Permit | Residential | New | Completed | Residential - one gravity sump | Vancouver Excavating and Contracting Ltd
EP-2023-02982 | 2023-04-05 | 7909 LABURNUM STREET, Vancouver, BC V6P 5N6 | Electrical Permit | Residential | New | Issued | Temporary Power - Residential - To provide temporary power. NOTE: Work authorized by this permit is for placement of a temporary power pole only and does not authorize any site construction and/or excavation. A separate Building Permit will be required prior to commencement of any other work on this site. Amend: Apr 11, 2023 amend the temp power to 60 amp to 100 amp 3 wire 1 | AIGO TECHNOLOGY INC
EP-2023-05558 | 2023-07-04 | 7909 LABURNUM STREET, Vancouver, BC V6P 5N6 | Electrical Permit | Residential | New | Issued | Installation / Repair - Residential - 1FD + 1SS Installation / Repair - Residential -7909 Laburnum st- One Family Dwelling #2-7909 Laburnum st - Secondary Suite #2020 W63rd ave-LWH This is a new single dwelling with legal suite: single-phase service, all outlets, roughing and connection, lighting system, and all electrical equipment connection. In rough in procedure also pre-wire the data and TV communication cables. 2 Electrical Meter system with 400 A service Sub Panel for second suite:60A. Main House Service:150A LWH: 150A *An approved mechanical permit is required for the installation of air conditioning or heat pump unit at the time of installation before an electrical inspection will be performed >BP: 1FD + SS To construct a 2 storey + basement one-family dwelling with a secondary suite ($1,336,750) located in the basement. Note: Parking for the site has been provided under DB-2021-05870 (Laneway House) The entire building, INCLUDING THE ATTACHED GARAGE (if applicable), to be sprinklered to NFPA 13D. Note: This is a 2 storey building pursuant to the Zoning and Development By-Law 1- Covenant registered at the Land Title Office under CA9698524 2- No strata titling permitted 3- Bar sink proposed in the basement 4- A/C unit proposed in the rear yard 5- Schedule B: ZHANCHAO ZHAO P.Eng (604-526-1305) Structural & Geotechnical 4- HPO: Residential Builder - JBM Pacific Construction Ltd. | AIGO TECHNOLOGY INC
PP-2023-02537 | 2023-07-18 | 7909 LABURNUM STREET, Vancouver, BC V6P 5N6 | Plumbing Permit | Residential | New | Issued | Residential - Sump installation for main house and lane way house | Finest Construction & Renovation Ltd
PP-2023-03373 | 2023-09-21 | 7909 LABURNUM STREET, Vancouver, BC V6P 5N6 | Plumbing Permit | Residential | New | Issued | Residential - Plumbing for new house >BP: 1FD + SS To construct a 2 storey + basement one-family dwelling with a secondary suite located in the basement. Note: Parking for the site has been provided under DB-2021-05870 (Laneway House) The entire building, INCLUDING THE ATTACHED GARAGE (if applicable), to be sprinklered to NFPA 13D. Note: This is a 2 storey building pursuant to the Zoning and Development By-Law 1- Covenant registered at the Land Title Office under CA9698524 2- No strata titling permitted 3- Bar sink proposed in the basement 4- A/C unit proposed in the rear yard 5- Schedule B: ZHANCHAO ZHAO P.Eng (604-526-1305) Structural & Geotechnical 4- HPO: Residential Builder - JBM Pacific Construction Ltd. | Rain Coast Plumbing & Heating Ltd
MP-2023-01848 | 2023-10-16 | 7909 LABURNUM STREET, Vancouver, BC V6P 5N6 | Mechanical Permit | NULL | NULL | Issued | NULL | Rain Coast Plumbing & Heating Ltd
SP-2023-02210 | 2023-12-07 | 7909 LABURNUM STREET, Vancouver, BC V6P 5N6 | Sprinkler Permit | Residential | New | Issued | Residential - New piping and new sprinkler head installation >BP: 1FD + SS To construct a 2 storey + basement one-family dwelling with a secondary suite located in the basement. Note: Parking for the site has been provided under DB-2021-05870 (Laneway House) The entire building, INCLUDING THE ATTACHED GARAGE (if applicable), to be sprinklered to NFPA 13D. Note: This is a 2 storey building pursuant to the Zoning and Development By-Law 1- Covenant registered at the Land Title Office under CA9698524 2- No strata titling permitted 3- Bar sink proposed in the basement 4- A/C unit proposed in the rear yard 5- Schedule B: ZHANCHAO ZHAO P.Eng (604-526-1305) Structural & Geotechnical 4- HPO: Residential Builder - JBM Pacific Construction Ltd. | MP FIRE PROTECTION LTD
EP-2024-00523 | 2024-01-31 | 8089 LABURNUM STREET, Vancouver, BC V6P 5N8 | Electrical Permit | Residential | Renovation | Issued | Installation / Repair - Residential - ¦ 1FD: RENO ¦ Renovation of whole house -change whole house wiring *An approved mechanical permit is required for the installation of air conditioning or heat pump unit before a final electrical inspection will be performed >BP: Exterior and interior alterations to provide improvements to this existing single detached house on this site. Exterior work to replace sliding doors with swing doors at the basement level and replace all windows in same size openings. Scope of work to include interior walls, OK for Field Review per W.Wong - 03/11/2023 This building is sprinklered. A separate sprinkler permit is required for all related work This permit is for alterations as shown in plans only. Any unauthorized work on this site, existing or otherwise, is neither recognized nor approved and may be subject to enforcement action. | Morning Star Electrical Ltd
GP-2022-02102 | 2022-08-10 | 8116 LABURNUM STREET, Vancouver, BC V6P 5N9 | Gas Permit | Residential | Renovation | Completed | Residential - furnace replacement | Eco Pro Heating & Cooling Ltd
PP-2022-00176 | 2022-01-21 | 8116 LABURNUM STREET, Vancouver, BC V6P 5N9 | Plumbing Permit | Residential | New | Completed | Residential - Install 3/4" backflow prevention device | M&M Industries Ltd
EP-2022-10163 | 2022-12-02 | 8275 LABURNUM STREET, Vancouver, BC V6P 5N8 | Electrical Permit | Residential | Renovation | Issued | Installation / Repair - Residential - Emergency repair of home's main service, tree fell and ripped the meterbase off the side of the house. | Mott Electric General Partnership
EP-2023-02994 | 2023-04-05 | 975 LAGOON DRIVE, Vancouver, BC | Electrical Permit | Commercial | Renovation | Completed | Installation / Repair - Commercial - Maintenance replacement of fire alarm control unit, annunciator and initiating devices [manual pulls, heat and smoke detectors]. | Fina Electrical Systems Ltd
EP-2023-05114 | 2023-06-16 | 990 LAGOON DRIVE, Vancouver, BC V6G 2R9 | Electrical Permit | Residential | Renovation | Completed | Installation / Repair - Residential - changing 60amp sub panel for breaker style. adding additional circuits. >Permit Amendment Sep 18, 2023 -"uploaded declaration required by inspector" *Document(s) uploaded to "Application Documents" tab for Electrical Inspector review. Documents are at pending status at time of permit amendment approval | Bluephase Electrical Ltd
EP-2023-07847 | 2023-11-06 | 990 LAGOON DRIVE, Vancouver, BC V6G 2R9 | Electrical Permit | Commercial | Renovation | Issued | Installation / Repair - Commercial - All electrical work related to elevator modernization with new DDRS system in lobby AL-2023-00184 >BP: Interior alterations to provide elevator modernization for the new single stage DDRS fire alarm installation in the lobby of this existing 7 storey multiple dwelling (Group C) building, parkade at ground floor having vehicle access from Stovold lane. | Fina Electrical Systems Ltd
PP-2022-00324 | 2022-02-02 | 990 LAGOON DRIVE, Vancouver, BC V6G 2R9 | Plumbing Permit | Commercial | New | Completed | Commercial - To comply with a City of Vancouver plumbing inspection , we are installing 3 back flow preventers to this site. 3 DCVAs | PANAGO ENTERPRISES LTD
PP-2023-02358 | 2023-07-05 | 16 LAKEWOOD DRIVE, Vancouver, BC V5L 4L1 | Plumbing Permit | Commercial | Renovation - Dwelling Unit(s) only | Completed | Commercial - Domestic water re pipe of 20 suites on 4 floors | Brighter Mechanical Ltd
GP-2022-00070 | 2022-01-12 | 621 LAKEWOOD DRIVE, Vancouver, BC V5L 4L9 | Gas Permit | Residential | New | Completed | Residential - Removal and replace gas furnace | David John Clarkson
EP-2022-03023 | 2022-04-13 | 6555 LABURNUM STREET, Vancouver, BC V6P 5M4 | Electrical Permit | Residential | Renovation | Completed | Installation / Repair - Residential - Upgrade main 100amp panel to new bigger 100amp panel. | Kato Electrical Inc
GP-2022-03017 | 2022-10-05 | 6555 LABURNUM STREET, Vancouver, BC V6P 5M4 | Gas Permit | Residential | Renovation | Completed | Residential - hot water tank replacement | Reid Brothers Plumbing & Heating Ltd
GP-2022-03033 | 2022-10-06 | 6556 LABURNUM STREET, Vancouver, BC V6P 5M5 | Gas Permit | Residential | Renovation | Completed | Residential - Supply & install a Trane S9V2-VS 60,000 Btu, Supply & install a Noritz EZ111-DV high efficient natural gas tankless water heater. | Sunrise Heating and Cooling Ltd
GP-2022-00614 | 2022-02-28 | 6726 LABURNUM STREET, Vancouver, BC V6P 5M7 | Gas Permit | Residential | New | Issued | Residential - 1FD - Zero Clearance Gas Fireplace to New SFD Vent & Gas Hookup Only To construct a 2 storey with Cellar one-family dwelling with 2 parking spaces, having vehicular access from the lane under Laneway House permit DB-2018-01943 and attached to the Laneway House. 1. A/C unit proposed in Rear Yard 2. No bar sink | Encore Fireplaces Ltd
EP-2022-10656 | 2022-12-17 | 6726 LABURNUM STREET, Vancouver, BC V6P 5M7 | Electrical Permit | Residential | New | Expired | Temporary Power - Residential - To provide temporary power. | HY Electric Company Ltd
PP-2023-03718 | 2023-10-24 | 6742 LABURNUM STREET, Vancouver, BC V6P 5M7 | Plumbing Permit | Residential | New | Completed | Residential - Install one outside backflow preventer for lawn irrigation. | Jing-Hua Landscaping & Gardening
EP-2023-08876 | 2023-10-01 | 6825 LABURNUM STREET, Vancouver, BC V6P 5M8 | Electrical Permit | Residential | New | Issued | Temporary Power - Residential - To provide temporary power. | Vadas Electric Service Inc.
SP-2022-01792 | 2022-11-16 | 6825 LABURNUM STREET, Vancouver, BC V6P 5M8 | Sprinkler Permit | Residential | New | Issued | Residential - To Install 46 sprinkler heads 2 STOREY 1FD + LWH+ 1 CAR GARAGE + 1 OPEN PARKING To construct a 2 storey + cellar one-family dwelling with a detached accessory building (garage), providing 1 parking space and 1 required open parking over gravel providing 2 parking spaces in total, having vehicular access from the 20' Lane. 1. Covenant registered at the Land Title Office under CA7187140 2. No Strata Titling permitted 3. A/C Unit proposed at rear yard 4. Bar sink located in Cellar 5. Schedule B: (KE JIAN MA) P.Eng ( 604-599-8890) Structural 6. Schedule B: (HEQING JIAN) P.Eng (778-987-7461) Geotechnical 7. BC Housing (Pauley Construction & Development Ltd) *****This application does not include any of the following: 1. Not more than 20 sprinklers (add, relocate, or remove), 2. hydraulic calculations, 3. change in occupancy and /or hazard classification, 4. warehouse storage arrangements, 5. mobile compact storage arrangements, 6. alternative solutions, 7. changes to the sprinkler system supply piping (e.g. valves, mains, cross-mains, branch-lines, etc.), or 8. flexible sprinkler pipe. | General Sprinkler Systems Ltd
EP-2022-08115 | 2022-09-27 | 6825 LABURNUM STREET, Vancouver, BC V6P 5M8 | Electrical Permit | Residential | New | Issued | Installation / Repair - Residential - Rough in and Plating of Security, TV, Network, Telephone. **Amend 10/28/2022** Increase permit value to 3,900.00 | Tuong Su
MP-2022-00233 | 2022-09-16 | 6825 LABURNUM STREET, Vancouver, BC V6P 5M8 | Mechanical Permit | NULL | NULL | Issued | NULL | WDR CONTRACTING LTD
PP-2022-03224 | 2022-09-15 | 6825 LABURNUM STREET, Vancouver, BC V6P 5M8 | Plumbing Permit | Residential | New | Issued | Residential - Plumbing for: >BP:To construct a 2 storey + cellar one-family dwelling ($1,231,500.00) with a detached accessory building (garage), providing 1 parking space and 1 required open parking over gravel providing 2 parking spaces in total, having vehicular access from the 20' Lane. 1. Covenant registered at the Land Title Office under CA7187140 2. No Strata Titling permitted 3. A/C Unit proposed at rear yard 4. Bar sink located in Cellar 5. Schedule B: (KE JIAN MA) P.Eng ( 604-599-8890) Structural 6. Schedule B: (HEQING JIAN) P.Eng (778-987-7461) Geotechnical 7. BC Housing (Pauley Construction & Development Ltd) This is a 2 storey building pursuant to the Zoning and Development By-Law ******THIS PERMIT HAS BEEN ISSUED UNDER THE REQUIREMENTS OF VBBL 2014 ****** | WDR CONTRACTING LTD
GP-2022-02754 | 2022-09-15 | 6825 LABURNUM STREET, Vancouver, BC V6P 5M8 | Gas Permit | Residential | New | Issued | Residential - Gas for Range, Boiler & BBQ - (fireplace piping only) >BP: To construct a 2 storey + cellar one-family dwelling ($1,231,500.00) with a detached accessory building (garage), providing 1 parking space and 1 required open parking over gravel providing 2 parking spaces in total, having vehicular access from the 20' Lane. | WDR CONTRACTING LTD
EP-2022-07996 | 2022-09-21 | 6825 LABURNUM STREET, Vancouver, BC V6P 5M8 | Electrical Permit | Residential | New | Expired | Temporary Power - Residential - To provide temporary power. | Vadas Electric Service Inc.
GP-2023-03672 | 2023-11-22 | 6876 LABURNUM STREET, Vancouver, BC V6P 5M9 | Gas Permit | Residential | Renovation | Completed | Residential - Replace gas furnace **Amend- December 14, 2023-Change address from 6979 Laburnum Street to 6876 Laburnum Street.** | BNA Systems Inc and/or Kirkland Metal Shop Ltd
NULL | NULL | 4832 KILLARNEY STREET, Vancouver, BC V5R 3V5 | Mechanical Permit | NULL | NULL | Withdrawn | NULL | Royal Vancouver Air Conditioning
EP-2022-03492 | 2022-04-29 | 4915 KILLARNEY STREET, Vancouver, BC V5R 3V8 | Electrical Permit | Residential | Addition | Completed | Installation / Repair - Residential - 1)Provide a service upgrade from 100amps to 200 amps. 2)Provide new grounding systems. >>>>Amend: July 7th -1)Run dedicated circuits for future Heat Pump wiring. 2)Run an additional 10/2 AWG for future heat coil in furnace room | JZ Electric Ltd
MP-2022-00569 | 2022-11-16 | 4915 KILLARNEY STREET, Vancouver, BC V5R 3V8 | Mechanical Permit | NULL | NULL | Completed | NULL | Good Guys Heating Cooling Plumbing
GP-2022-03993 | 2022-12-14 | 4915 KILLARNEY STREET, Vancouver, BC V5R 3V8 | Gas Permit | Residential | Addition | Completed | Residential - REMOVED GAS FURNACE & CAPPED GAS LINE, INSTALLED ELECTRIC HEAT PUMP | Good Guys Heating Cooling Plumbing
GP-2023-04022 | 2023-12-20 | 5813 KILLARNEY STREET, Vancouver, BC V5R 3W9 | Gas Permit | Residential | Tenant Improvement | Completed | Residential - Remove old HWT and install new Tankless Water Heater | Acetech Plumbing and Heating Ltd
EP-2023-08978 | 2023-11-10 | 5813 KILLARNEY STREET, Vancouver, BC V5R 3W9 | Electrical Permit | Residential | Addition | Completed | Installation / Repair - Residential - ¦ 1FD- 200A SERVICE UPGRADE ¦ Upgrade 100 Amps service to 200 Amps service. Install a new 200-amp panel, new private pole, and new 200-amp single meter base with the ground plate -EV -Another load is a hot tub, spa, 2nd range and dryer. | Multi-Tech Electric Ltd
EP-2022-06551 | 2022-08-12 | 6260 KILLARNEY STREET, Vancouver, BC V5S 2X7 | Electrical Permit | Commercial | Tenant Improvement | Completed | Installation / Repair - Commercial - add new 15a CCT for external communication gateway -EVSE | Power Pros Electrical Ltd
EP-2022-03349 | 2022-04-26 | 6260 KILLARNEY STREET, Vancouver, BC V5S 2X7 | Electrical Permit | Commercial | Addition | Completed | Installation / Repair - Commercial - Supply & install 17 Cat6 data cables for CCTV cameras throughout site. Amend: Apr 27, 2022 removed BP work description | 4th Utility Inc
EP-2022-02657 | 2022-04-01 | 6260 KILLARNEY STREET, Vancouver, BC V5S 2X7 | Electrical Permit | Commercial | Renovation | Completed | Installation / Repair - Commercial - Wiring for PH monitor Amend: June 21, 2022 To remove the BP to this EP - not related | Fraser Valley Refrigeration Ltd
GP-2024-00041 | NULL | 2065 KITCHENER STREET, Vancouver, BC V5L 2W6 | Gas Permit | Residential | Addition | Withdrawn | Residential - Gas insert fireplace installation | Vaglio Fireplace LTD
GP-2024-00010 | 2024-01-03 | 2065 KITCHENER STREET, Vancouver, BC V5L 2W6 | Gas Permit | Residential | Addition | Issued | Residential - 1 Gas insert fireplace installation | Vaglio Fireplace LTD
GP-2023-02791 | 2023-09-25 | 2072 KITCHENER STREET, Vancouver, BC V5L 2W8 | Gas Permit | Residential | New | Issued | Residential - 2 Ranges, 2 Boilers, 1 BBQ & 2 Fireplaces New black iron piping >BP: Exterior and interior alterations to add and alter the basement, main and second floors of this existing up and down two family dwelling on this inside with lane. The scope of work includes to validate the existing enclosed deck and porch at the rear, and propose new porch entrance to the main floor. (CF-2021-000002) | Draft Mechanical Ltd
MP-2023-01635 | 2023-09-07 | 2072 KITCHENER STREET, Vancouver, BC V5L 2W8 | Mechanical Permit | NULL | NULL | Issued | NULL | Draft Mechanical Ltd
NULL | NULL | 2072 KITCHENER STREET, Vancouver, BC V5L 2W8 | Gas Permit | NULL | Renovation | Draft | - new black iron piping at 2psig | Draft Mechanical Ltd
SP-2023-00011 | 2023-01-04 | 2072 KITCHENER STREET, Vancouver, BC V5L 2W8 | Sprinkler Permit | Residential | New | Issued | Residential - To Install 33 sprinkler heads >BP: Exterior and interior alterations to add and alter the basement, main and second floors of this existing up and down two family dwelling on this inside with lane. The scope of work includes to validate the existing enclosed deck and porch at the rear, and propose new porch entrance to the main floor. Ok to process as DB per Sonia Erichsen. The entire building to be sprinklered to NFPA-13D | General Sprinkler Systems Ltd
EP-2023-09313 | 2023-11-02 | 2072 KITCHENER STREET, Vancouver, BC V5L 2W8 | Electrical Permit | Residential | Renovation - Dwelling Unit(s) only | Issued | Installation / Repair - Residential - New 200amp Overhead Service Upgrade All New Electrical Work Inside and Outside Dwelling . All Old Electrical Has Been Demolished -Electrical scope New electrical service New wiring for all lighting and plugs New wiring for kitchencircuits No ac units in homes Hot water tank boiler heating CF-2021-000002 >BP: Exterior and interior alterations to add and alter the basement, main and second floors of this existing up and down two family dwelling on this inside with lane. The scope of work includes to validate the existing enclosed deck and porch at the rear, and propose new porch entrance to the main floor. Ok to process as DB per Sonia Erichsen. The entire building to be sprinklered to NFPA-13D Renovation energy upgrade proposal prepared by Flynn Dixon Murdock, 604.500.1186 Structural schedule B signed and sealed by S. Guo, 778.926.0525 | Valence Electrical Inc
PP-2023-00404 | 2023-02-06 | 2072 KITCHENER STREET, Vancouver, BC V5L 2W8 | Plumbing Permit | Residential | Renovation | Issued | Residential - New plumbing in duplexs that are getting renovated >BP: Exterior and interior alterations to add and alter the basement, main and second floors of this existing up and down two family dwelling on this inside with lane. The scope of work includes to validate the existing enclosed deck and porch at the rear, and propose new porch entrance to the main floor. | Draft Mechanical Ltd
GP-2022-00698 | 2022-03-04 | 2121 KITCHENER STREET, Vancouver, BC V5L 2W9 | Gas Permit | Residential | Renovation | Completed | Residential - Re/re of existing hot water heater with Navien Tankless water heater | 1236318 BC Ltd DBA Aquatech Vancouver
EP-2022-00127 | 2022-01-14 | 839 LAKEWOOD DRIVE, Vancouver, BC V5L 4M1 | Electrical Permit | Residential | Renovation | Completed | Installation / Repair - Residential - Upgrade service to 200A - Their existing panel is in rough shape instead of just replacing it they would like to upgrade it. They may add more load in the future but as of now they only want the upgrade to 200A with a new panel | TCA Industries Ltd
GP-2023-01053 | 2023-03-27 | 885 LILLOOET STREET, Vancouver, BC V5K 4G8 | Gas Permit | Residential | New | Completed | Residential - Replacing Existing Mid eficiency furnace to New high efficiency furnace Also, replacing existing hot water tank to new tankless water heater | Master Fix Buildings Ltd
PP-2022-04331 | 2022-12-05 | 896 LILLOOET STREET, Vancouver, BC V5K 4G9 | Plumbing Permit | Residential | Renovation | Issued | Residential - Adding a 3 pc bathroom & kitchen in basement. Replacing old copper waterlines with PEX. Relocating basement laundry to main floor. >BP: Exterior and interior alterations and a change of use from one family dwelling to one family dwelling with secondary suite with two car parking accessed from the lane. Exterior work to add new windows on the west elevation and a new exterior door on the east elevation. Aug 16/23 -AMEND -add water closet and vanity | Da Costa Plumbing & Heating Ltd
EP-2022-09590 | 2023-03-14 | 896 LILLOOET STREET, Vancouver, BC V5K 4G9 | Electrical Permit | Residential | Renovation - Dwelling Unit(s) only | Issued | Installation / Repair - Residential - Add legal suite to single family dwelling. Electrical service upgrade to 200amps done already. There is no service increase. Home already has 200 amps **Amend 08/16/2023** Upstairs new powder room added to scope of work. Adding counter plugs to upstairs kitchen. Upstairs laundry. >BP: Exterior and interior alterations and a change of use from one family dwelling to one family dwelling with secondary suite with two car parking accessed from the lane. Exterior work to add new windows on the west elevation and a new exterior door on the east elevation. | West Pier Electric Ltd
PP-2022-01118 | 2022-04-01 | 6878 LANARK STREET, Vancouver, BC V5P 2Z4 | Plumbing Permit | Residential | New | Completed | Residential - Rough In and Install fixtures | Parm Plumbing & heating Ltd
SP-2022-00602 | 2022-04-25 | 6878 LANARK STREET, Vancouver, BC V5P 2Z4 | Sprinkler Permit | Residential | New | Completed | Residential - New sprinkler system To construct a 2 storey + basement two-family dwelling with a detached accessory building (garage) and 1 open parking at the rear providing 2 parking spaces, having vehicular access from the lane. 8. No A/C Unit proposed 9. A/C proposed – Exterior component located in East(Rear), Interior component located in 2nd floor 10. Schedule B: (Antony Wang) P.Eng (604.618.6236) Structural & Geotechnical 11. HPO: Residential Builder- Onyx Projects Ltd. | Haven Fire Protection Ltd
EP-2022-05514 | 2022-06-29 | 6878 LANARK STREET, Vancouver, BC V5P 2Z4 | Electrical Permit | Residential | New | Completed | Installation / Repair - Residential - Front &back duplex one family dwelling Extra low voltage wiring >BP: To construct a 2 storey + basement two-family dwelling ($1,015,000) with a detached accessory building (garage) and 1 open parking at the rear providing 2 parking spaces, having vehicular access from the lane. 8. No A/C Unit proposed 9. A/C proposed – Exterior component located in East(Rear), Interior component located in 2nd floor 10. Schedule B: (Antony Wang) P.Eng (604.618.6236) Structural & Geotechnical 11. HPO: Residential Builder- Onyx Projects Ltd. Note: This is a 2 storey building pursuant to the Zoning and Development By-Law Address Information: Principle Dwelling #1: 6878 Lanark St Principle Dwelling #2: 6880 Lanark St Addresses have been assigned per the approved plans, access to the rear unit is from the West side. This access must be provided & maintained at all times and the building addresses posted to be visible from the street in accordance with the Building By-law. **THIS PERMIT HAS BEEN ISSUED UNDER THE REQUIREMENTS OF VBBL #12511 (2019) ** ****ALL PROJECT COORIDATOR NOTES HAS BEEN ACCEPTED BY THE APPLICANT*** | JV-Tech Security Inc.
GP-2022-01881 | 2022-06-22 | 6878 LANARK STREET, Vancouver, BC V5P 2Z4 | Gas Permit | Residential | New | Completed | Residential - To install 2 boiler 2 range 1 BBQ There is pipping for BBQ >BP: To construct a 2 storey + basement two-family dwelling ($1,015,000) with a detached accessory building (garage) and 1 open parking at the rear providing 2 parking spaces, having vehicular access from the lane. 8. No A/C Unit proposed 9. A/C proposed – Exterior component located in East(Rear), Interior component located in 2nd floor 10. Schedule B: (Antony Wang) P.Eng (604.618.6236) Structural & Geotechnical 11. HPO: Residential Builder- Onyx Projects Ltd. Note: This is a 2 storey building pursuant to the Zoning and Development By-Law | JOT MECHANICAL LTD
EP-2022-05557 | 2022-06-29 | 6878 LANARK STREET, Vancouver, BC V5P 2Z4 | Electrical Permit | Residential | New | Expired | Temporary Power - Residential - To provide temporary power. | Altech Electric Ltd
MP-2023-00810 | 2023-05-09 | 1123 LAKEWOOD DRIVE, Vancouver, BC V5L 4M3 | Mechanical Permit | NULL | NULL | Completed | NULL | 1236318 BC Ltd DBA Aquatech Vancouver
GP-2022-03028 | 2022-10-05 | 1127 LAKEWOOD DRIVE, Vancouver, BC V5L 4M3 | Gas Permit | Residential | Renovation | Completed | Residential - Re&re hot water tank (BTU 40.000) | Milani Plumbing Heating & Air Conditioning Ltd
GP-2023-00134 | 2023-01-12 | 1210 LAKEWOOD DRIVE, Vancouver, BC V5L 4M4 | Gas Permit | Residential | Renovation - Dwelling Unit(s) only | Completed | Residential - Furnace replacement | General Heating Ltd
EP-2023-09469 | 2023-10-31 | 1210 LAKEWOOD DRIVE, Vancouver, BC V5L 4M4 | Electrical Permit | Residential | Renovation | Issued | Installation / Repair - Residential - 200A BC Hydro Service Upgrade -we are not preforming any scope beyond a 200A BC Hydro upgrade including new meter base, new riser, new cable to panel, and new 200A main breaker panel. | Fowlstone Electric Ltd
EP-2022-00310 | 2022-01-27 | 1216 LAKEWOOD DRIVE, Vancouver, BC V5L 4M4 | Electrical Permit | Residential | Renovation - Dwelling Unit(s) only | Completed | Installation / Repair - Residential - Please see electrical repair works as per Electrical Inspector request for address at 1216 Lakewood, Vancouver CF-2021-003208 >BP: CF-2020-001564 - Change of Use from one family dwelling to one family dwelling with Secondary Suite. Ok for Field Review per Rosa Astorino, May 4th, 2021 Note: - No strata-titling will be permitted. - An annual Vancouver Business License must be obtained prior to the rental of this approved one-family dwelling and/or secondary suite on this site. - Install interconnected, hardwired, 120 volt smoke alarms with battery back-up and silencing feature, in each sleeping unit and within 5m outside each sleeping areas on each storey as per Building Bylaw 9.10.19. - Install Carbon Monoxide Alarm as per Building By-Law 9.32.4.2. & Bulletin 2007-007-BU/EL - Upgrade work under Part 11 (based on value of work – energuide related Part 11.2.1.4.) - Ceiling height to be a min. 6ft 6" over 80% of the suite area and all exit routes - Dedicated 3'-0" wide firefighting access path with overhead clearance of 2m to be maintained at all times | New-Way Electric Ltd
GP-2022-00071 | 2022-01-21 | 1246 LAKEWOOD DRIVE, Vancouver, BC V5L 4M4 | Gas Permit | Residential | Addition | Completed | Residential - installation of gas stove | NULL
EP-2022-03929 | 2022-05-16 | 3875 LAUREL STREET, Vancouver, BC V5Z 3V5 | Electrical Permit | Residential | Addition | Completed | Installation / Repair - Residential - Bring power from panelboard to outside heat pump unit -My scope of work is only to provide power from panel board to outside heat pump unit. Please see attached load calculations, based on existing house. Based on a load calculations service is not being affected. | CRONA MANAGEMENT INC
GP-2023-02169 | 2023-07-24 | 3875 LAUREL STREET, Vancouver, BC V5Z 3V5 | Gas Permit | Residential | Renovation | Issued | Residential - Install one natural gas fireplace insert | Vancouver Gas Fireplaces Ltd
GP-2023-02103 | 2023-07-14 | 3910 LAUREL STREET, Vancouver, BC V5Z 3V6 | Gas Permit | Residential | Renovation | Completed | Residential - 1 Gas Range >BP: To alter the exterior and interior of this existing single detached house to renovate the main floor. | JOT MECHANICAL LTD
EP-2023-05511 | 2023-06-26 | 3910 LAUREL STREET, Vancouver, BC V5Z 3V6 | Electrical Permit | Residential | Renovation | Completed | Installation / Repair - Residential - Main floor living room, dining room and kitchen >BP: 3910 Laurel St To alter the exterior and interior of this existing single detached house to renovate the main floor. Scope of work includes removal of one window on the south elevation and R12 attic insulation upgrade to R40 or greater. ReUP - required 2 pts, provided 2 pts: Attic insulation & Ventilation and controls | Hi Mark Electric Ltd
PP-2023-02232 | 2023-06-23 | 3910 LAUREL STREET, Vancouver, BC V5Z 3V6 | Plumbing Permit | Residential | Renovation | Completed | Residential - plumbing >BP: 3910 Laurel St To alter the exterior and interior of this existing single detached house to renovate the main floor. Scope of work includes removal of one window on the south elevation and R12 attic insulation upgrade to R40 or greater. | Forbes Mechanical Ltd
PP-2023-02278 | 2023-07-07 | 4255 LAUREL STREET, Vancouver, BC V5Z 2G9 | Plumbing Permit | Commercial | Renovation | Completed | Commercial - Installation of condensate drain lines for newly added fan coils >BP: Interior alterations to the southwest portion of this existing Hospital (rehabilitation facility) building to replace finishes due to water damage and to reconfigure both the lower and main floors to change the location of the offices and washrooms. | Trotter and Morton Building Technologies Inc
EP-2023-04689 | 2023-05-29 | 4255 LAUREL STREET, Vancouver, BC V5Z 2G9 | Electrical Permit | Commercial | Addition | Issued | Installation / Repair - Commercial - Install (1) Cat6 cable in office room 101. | Houle Electric Limited
PP-2023-02111 | 2023-06-19 | 4255 LAUREL STREET, Vancouver, BC V5Z 2G9 | Plumbing Permit | Commercial | Renovation | Issued | Commercial - Plumbing for Flood Repair >BP: Interior alterations to the southwest portion of this existing Hospital (rehabilitation facility) building to replace finishes due to water damage and to reconfigure both the lower and main floors to change the location of the offices and washrooms. | MDE Enterprises Ltd
EP-2023-05243 | 2023-07-14 | 4255 LAUREL STREET, Vancouver, BC V5Z 2G9 | Electrical Permit | Commercial | Tenant Improvement | Issued | Installation / Repair - Commercial - Power and lighting installation in the renovated wings of rehab center. Re-wiring the facility as per new dwgs. Existing fire alarm system will be re-instated. Existing distribution will be utilized and no changed. >BP: Interior alterations to the southwest portion of this existing Hospital (rehabilitation facility) building to replace finishes due to water damage and to reconfigure both the lower and main floors to change the location of the offices and washrooms. | MCKINLEY ELECTRIC LTD
EP-2023-03764 | 2023-05-01 | 4255 LAUREL STREET, Vancouver, BC V5Z 2G9 | Electrical Permit | Commercial | Renovation | Completed | Installation / Repair - Commercial - Provide connections for mechanical cooling equipment. Amend May 26, 2023- The following has been removed from work description: Incorrect information attached to this permit: not part of the scope and never put in by Mott Electric Incorrect As follows >BP: Exterior and interior alterations to replace new evaporators at walk in cooler and freezer units and install wall-mounted condenser units on the exterior wall (West side) in this existing hospital rehabilitation facility building. Ok for DB per Benjamin Dufix OK for field review per Jamie Zhang, Feb.09/21 This is a sprinklered building. District Building Inspector to determine if a Sprinkler Permit is required at time of the field review inspection/ No SP required per DBI. Exempted from energy upgrade - Exemption form submitted Schedule A/Architectural Schedule B submitted by Patrick Yue - 778.688.7317 Mechanical/Plumbing Schedule B submitted by Alex Chou- 604.684.5995 | Mott Electric General Partnership
EP-2023-00586 | 2023-01-31 | 4255 LAUREL STREET, Vancouver, BC V5Z 2G9 | Electrical Permit | Commercial | Renovation | Completed | Installation / Repair - Commercial - low voltage wiring for control transformers. Extra low voltage control wiring for 2 Fan coil units and associated outdoor condensing units -Fan coils serving rooms 037 and 186A and the associated condensing units are located on the roof. | ESC Automation Inc
EP-2023-01056 | 2023-02-27 | 4255 LAUREL STREET, Vancouver, BC V5Z 2G9 | Electrical Permit | Commercial | Addition | Completed | Installation / Repair - Commercial - EV-Ready Infrastructure - Wiring installation for future installation of electric vehicle supply equipment (EVSE). Install car chargers, distribution, wiring and raceways as per attached drawings. Install a 75 kVA transformer 208:480V supplying DCFC. Install branch circuits supplying Level 2 chargers. | Western Pacific Enterprises Ltd
PP-2023-00512 | 2023-02-14 | 4255 LAUREL STREET, Vancouver, BC V5Z 2G9 | Plumbing Permit | Commercial | Renovation | Completed | Commercial - Replacement of commercial kitchen dishwasher | Trotter and Morton Building Technologies Inc
EP-2023-01819 | 2023-03-06 | 4255 LAUREL STREET, Vancouver, BC V5Z 2G9 | Electrical Permit | Commercial | NULL | Issued | Annual / Operating - Annual Operating Permit Misc electrical work throughout Renewal of EP-2022-01499 Valid: March 04, 2023 to March 03, 2024 | Mott Electric General Partnership
EP-2023-01509 | 2023-02-27 | 4255 LAUREL STREET, Vancouver, BC V5Z 2G9 | Electrical Permit | Commercial | Tenant Improvement | Completed | Installation / Repair - Commercial - Add receptacles, branch circuits, distribution and low voltage cabling. Scope of work includes: ADDITIONAL ELECTRICAL RECEPTACLES TO EXISTING ELECTRICAL CLOSETS ON UTILITY AND VITAL POWER. ELECTRICAL ROOM 037A (basement): Install NEW 600V PANEL BZ, NEW 600V - 120/208V 75 kVA TRANSFORMER, NEW PANEL BX-B (VITAL POWER). | Mott Electric General Partnership
EP-2023-00914 | 2023-03-06 | 4255 LAUREL STREET, Vancouver, BC V5Z 2G9 | Electrical Permit | Commercial | Renovation | Completed | Installation / Repair - Commercial - Dishwasher upgrade and temporary dishwasher and refeed the splitter -Dishwasher Upgrade - as per drawing Only the Refeed existing splitter from new panel is associated to BP-2022-03090 No Service is not affected only general bonding. >BP: Interior alterations to the southwest portion of this existing Hospital (rehabilitation facility) building to replace finishes due to water damage and to reconfigure both the lower and main floors to change the location of the offices and washrooms. OK for field review as per A.Patterson. Notes: - Schedule A & B, Architectural, Scott Gordon, Architect, 604-220-8272. - Schedule B, Mechanical & Plumbing, Aly Eldeeb, P.ENG, 604-882-9500. - Schedule B, Electrical, Kuan-Chih (Jeff) Chen, P.ENG, 604-294-8414. - This building is sprinklered. DBI to determine on site if a separate sprinkler permit is required. - Energy Upgrade: E2 - E2- Lighting -Upgrade to Incorporate Automatic Partial OFF [per 9.4.1.1.[g] of ASHRAE 90.1-2016. Energy checklist is currently no longer required with your Building Permit application. Some supporting documents are still required at BP stage, specifically Envelope and HVAC, if applicable. Service Water Heating and Lighting supporting documents, if applicable, must be submitted with your related trades permits (e.g. electrical and plumbing). All energy upgrades will be checked during inspections stage. It is the applicant's responsibility to identify and note all required upgrades including energy upgrades on their BP drawings at BP stage. | MDE Enterprises Ltd
SP-2022-01852 | 2022-11-09 | 4255 LAUREL STREET, Vancouver, BC V5Z 2G9 | Sprinkler Permit | Commercial | Tenant Improvement | Completed | Commercial - Relocated the Dry Sprinkler Valve >Exterior and interior alterations to replace new evaporators at walk in cooler and freezer units and install wall-mounted condenser units on the exterior wall (West side) in this existing hospital rehabilitation facility building. Ok for DB per Benjamin Dufix OK for field review per Jamie Zhang, Feb.09/21 This is a sprinklered building. District Building Inspector to determine if a Sprinkler Permit is required at time of the field review inspection/ No SP required per DBI. Exempted from energy upgrade - Exemption form submitted Schedule A/Architectural Schedule B submitted by Patrick Yue - 778.688.7317 Mechanical/Plumbing Schedule B submitted by Alex Chou- 604.684.5995 | Viking Fire Protection Inc
EP-2022-07672 | 2022-09-16 | 4255 LAUREL STREET, Vancouver, BC V5Z 2G9 | Electrical Permit | Commercial | Renovation | Completed | Installation / Repair - Commercial - New electrical for refrigeration overhaul >BP: Exterior and interior alterations to replace new evaporators at walk in cooler and freezer units and install wall-mounted condenser units on the exterior wall (West side) in this existing hospital rehabilitation facility building. | Just Mechanical Ltd
NULL | NULL | 4255 LAUREL STREET, Vancouver, BC V5Z 2G9 | Electrical Permit | Commercial | Renovation | Withdrawn | Installation / Repair - Commercial - New electrical for refrigeration replacement | Just Mechanical Ltd
EP-2023-09934 | 2023-11-06 | 4255 LAUREL STREET, Vancouver, BC V5Z 2G9 | Electrical Permit | Commercial | Renovation | Issued | Installation / Repair - Commercial - Installing voice & data cabling -this project is flood restoration project. Currently the site is vacant / unoccupied and is being fully reconstructed. There really is not an actual "patient care area" currently. >BP: Interior alterations to the southwest portion of this existing Hospital (rehabilitation facility) building to replace finishes due to water damage and to reconfigure both the lower and main floors to change the location of the offices and washrooms. | 4th Utility Inc
SP-2023-01468 | 2023-09-08 | 4255 LAUREL STREET, Vancouver, BC V5Z 2G9 | Sprinkler Permit | Commercial | Tenant Improvement | Issued | Commercial - For sprinkler system alterations to the 2019 VBBL and NFPA 13, 2013 for the tenant improvements to provide interior alterations to the southwest portion of this existing Hospital (rehabilitation facility) building to replace finishes due to water damage and to reconfigure both the lower and main floors to change the location of the offices and washrooms. Engineer of Record: Laurence Peng 604-324-7122 lpeng@vikingfire.ca | Viking Fire Protection Inc
EP-2023-10762 | 2023-12-18 | 4255 LAUREL STREET, Vancouver, BC V5Z 2G9 | Electrical Permit | Commercial | Tenant Improvement | Completed | Installation / Repair - Commercial - Installation of cabling, conduit and connections for new EV chargers. EV Infrastructure by others. | Action Electric Ltd
EP-2022-01499 | 2022-02-25 | 4255 LAUREL STREET, Vancouver, BC V5Z 2G9 | Electrical Permit | Commercial | NULL | Expired | Annual / Operating - Misc electrical work throughout Renewal of EP-2021-01657 Valid: March 04, 2022 to March 03, 2023 | Mott Electric General Partnership
EP-2022-00980 | 2022-02-10 | 4255 LAUREL STREET, Vancouver, BC V5Z 2G9 | Electrical Permit | Commercial | Tenant Improvement | Completed | Installation / Repair - Commercial - replace and repair exterior lighting | Mott Electric General Partnership
EP-2023-04291 | 2023-05-16 | 4825 LAUREL STREET, Vancouver, BC V5Z 3V9 | Electrical Permit | Commercial | New | Issued | Temporary Power - Commercial - To provide temporary power. NOTE: Work authorized by this permit is for placement of a temporary power pole only and does not authorize any site construction and/or excavation. A separate Building Permit will be required prior to commencement of any other work on this site. | Vantech Electric Ltd
NULL | NULL | 5926 LAUREL STREET, Vancouver, BC V5Z 3W3 | Electrical Permit | Residential | New | Draft | Installation / Repair - Residential - rough in | Ema Electric Ltd
EP-2023-00729 | 2023-01-30 | 5926 LAUREL STREET, Vancouver, BC V5Z 3W3 | Electrical Permit | Residential | New | Completed | Installation / Repair - Residential - new house low voltage wiring >BP: To construct a two-storey two-family dwelling with one secondary suite located in the basement, with a detached accessory building (garage) at the rear providing 2 parking spaces, having vehicular access from the lane. Note: This is a 2 storey building pursuant to the Zoning and Development By-Law 1. Covenant registered at the Land Title Office under CA9709846 2. No strata titling permitted 3. A/C units proposed in the rear yard 4. No bar sinks proposed 5. Schedule B: Antony Wang, P.Eng (604-618-6236) Structural & Heqing Jian, P.Eng (778-987-7461) Geotechnical 6. HPO: Residential Builder - Leecon Development Ltd 7- The entire building, INCLUDING THE ATTACHED GARAGE (if applicable), to be sprinklered to 2XNFPA 13D. | Ema Electric Ltd
EP-2022-05821 | 2022-07-14 | 5926 LAUREL STREET, Vancouver, BC V5Z 3W3 | Electrical Permit | Residential | New | Completed | Installation / Repair - Residential - New Construction of two family dwelling >BP: To construct a two-storey two-family dwelling with one secondary suite ($1,166,810.00) located in the basement, with a detached accessory building (garage) at the rear providing 2 parking spaces, having vehicular access from the lane. Note: This is a 2 storey building pursuant to the Zoning and Development By-Law 1. Covenant registered at the Land Title Office under CA9709846 2. No strata titling permitted 3. A/C units proposed in the rear yard 4. No bar sinks proposed 5. Schedule B: Antony Wang, P.Eng (604-618-6236) Structural & Heqing Jian, P.Eng (778-987-7461) Geotechnical 6. HPO: Residential Builder - Leecon Development Ltd 7- The entire building, INCLUDING THE ATTACHED GARAGE (if applicable), to be sprinklered to 2XNFPA 13D. ******THIS PERMIT HAS BEEN ISSUED UNDER THE REQUIREMENTS OF VBBL #12511 (2019)****** | Apaar Electrical Ltd
EP-2022-05446 | 2022-06-27 | 5926 LAUREL STREET, Vancouver, BC V5Z 3W3 | Electrical Permit | Residential | New | Expired | Temporary Power - Residential - To provide temporary power. | Apaar Electrical Ltd
PP-2022-02181 | 2022-06-21 | 5926 LAUREL STREET, Vancouver, BC V5Z 3W3 | Plumbing Permit | Residential | New | Completed | Residential - Two Sump No Pump | Canadian Excavating Ltd
PP-2022-03981 | 2022-11-03 | 5926 LAUREL STREET, Vancouver, BC V5Z 3W3 | Plumbing Permit | Residential | New | Completed | Residential - new plumbing work To construct a two-storey two-family dwelling with one secondary suite located in the basement, with a detached accessory building (garage) at the rear providing 2 parking spaces, having vehicular access from the lane. Note: This is a 2 storey building pursuant to the Zoning and Development By-Law 1. Covenant registered at the Land Title Office under CA9709846 2. No strata titling permitted 3. A/C units proposed in the rear yard 4. No bar sinks proposed 5. Schedule B: Antony Wang, P.Eng (604-618-6236) Structural & Heqing Jian, P.Eng (778-987-7461) Geotechnical 6. HPO: Residential Builder - Leecon Development Ltd 7- The entire building, INCLUDING THE ATTACHED GARAGE (if applicable), to be sprinklered to 2XNFPA 13D. | THANDI PLUMBING LTD
SP-2023-00041 | 2023-01-11 | 5926 LAUREL STREET, Vancouver, BC V5Z 3W3 | Sprinkler Permit | Residential | New | Completed | Residential - New sprinkler installation >BP: To construct a two-storey two-family dwelling with one secondary suite ($1,166,810.00) located in the basement, with a detached accessory building (garage) at the rear providing 2 parking spaces, having vehicular access from the lane. Note: This is a 2 storey building pursuant to the Zoning and Development By-Law 1. Covenant registered at the Land Title Office under CA9709846 2. No strata titling permitted 3. A/C units proposed in the rear yard 4. No bar sinks proposed 5. Schedule B: Antony Wang, P.Eng (604-618-6236) Structural & Heqing Jian, P.Eng (778-987-7461) Geotechnical 6. HPO: Residential Builder - Leecon Development Ltd 7- The entire building, INCLUDING THE ATTACHED GARAGE (if applicable), to be sprinklered to 2XNFPA 13D. ******THIS PERMIT HAS BEEN ISSUED UNDER THE REQUIREMENTS OF VBBL #12511 (2019)****** | Spectrum Fire Protection Ltd
EP-2023-07201 | 2023-08-18 | 5701 KERR STREET, Vancouver, BC V5R 4B8 | Electrical Permit | Residential | New | Issued | Installation / Repair - Residential - ¦ 1FD- 125A ¦ 200 amp main service 125 amp for house 100 amp for lwh Service location change from house to lwh *An approved mechanical permit is required for the installation of air conditioning or heat pump unit at the time of installation before an electrical inspection will be performed | H.L. ELECTRICAL LTD
EP-2022-02688 | 2022-04-04 | 5769 KERR STREET, Vancouver, BC V5R 4B8 | Electrical Permit | Residential | New | Expired | Temporary Power - Residential - To provide temporary power. DB – NOT ISSUED: Work authorized by this permit is for placement of a temporary power pole only and does not authorize any site construction and/or excavation. A separate Building Permit will be required prior to commencement of any other work on this site. | Sea-West Communications & Security Inc
PP-2022-03907 | 2022-10-31 | 5769 KERR STREET, Vancouver, BC V5R 4B8 | Plumbing Permit | Residential | New | Issued | Residential - New Plumbing for: >BP: To construct a 2 storey + basement one-family dwelling with a secondary suite ($760,550.00) located in the basement with a detached accessory building (garage), at the rear providing 2 parking spaces, having vehicular access from the lane. | Laxmi Plumbing
MP-2022-00588 | 2022-11-21 | 5769 KERR STREET, Vancouver, BC V5R 4B8 | Mechanical Permit | NULL | NULL | Issued | NULL | Laxmi Plumbing
PP-2022-03219 | 2022-09-14 | 5769 KERR STREET, Vancouver, BC V5R 4B8 | Plumbing Permit | Residential | New | Issued | Residential - SUMPS **Amended - Sept 15th. Changed address tp 5769 Kerr St.** | Power Excavating Ltd
NULL | NULL | 5769 KERR STREET, Vancouver, BC V5R 4B8 | Plumbing Permit | Residential | New | Withdrawn | Residential - Sumps for storm / sewer | NULL
EP-2023-01028 | 2023-03-24 | 5769 KERR STREET, Vancouver, BC V5R 4B8 | Electrical Permit | Residential | New | Issued | Installation / Repair - Residential - 200 amp main service 150 amp for home and 100 amp for lwh *An approved mechanical permit is required for the installation of air conditioning or heat pump unit at the time of installation before an electrical inspection will be performed. >BP: To construct a 2 storey + basement one-family dwelling with a secondary suite ($760,550.00) located in the basement with a detached accessory building (garage), at the rear providing 2 parking spaces, having vehicular access from the lane. Note: This Building Permit will remain in a suspended status until the associated (green) Demolition Permit BP-2021-00498 is completed. Note: This is a 2 storey building pursuant to the Zoning and Development By-Law 1- Covenant registered at the Land Title Office under CA9051993 2- No strata titling permitted 3- No Bar sink proposed 4- A/C unit proposed 5- Schedule B: XUE LI CHEN P Eng - 778-235-5447 Structural & Architectural 6- Schedule B: MAKHAN S. DHILLON P Eng - 604-537-6271 Geotechnical 7- HPO: Residential Builder – Kabul Gardens Construction & Property Management Inc. #41891 8- Entire Building to have NFPA 13-D ****ALL PROJECT COORDINATOR NOTES HAS BEEN ACCEPTED BY THE APPLICANT**** ******THIS PERMIT HAS BEEN ISSUED UNDER THE REQUIREMENTS OF VBBL #12511 (2019)****** | H.L. ELECTRICAL LTD
SP-2023-00745 | 2023-05-01 | 5769 KERR STREET, Vancouver, BC V5R 4B8 | Sprinkler Permit | Residential | New | Issued | Residential - 1FD+S - #1 & #2 - sprinkler >DB: To construct a 2 storey + basement one-family dwelling with a secondary suite located in the basement with a detached accessory building (garage), at the rear providing 2 parking spaces, having vehicular access from the lane. Note: This Building Permit will remain in a suspended status until the associated (green) Demolition Permit BP-2021-00498 is completed. Note: This is a 2 storey building pursuant to the Zoning and Development By-Law 1- Covenant registered at the Land Title Office under CA9051993 2- No strata titling permitted 3- No Bar sink proposed 4- A/C unit proposed 8- Entire Building to have NFPA 13-D | Ghuman Mechanical Ltd
GP-2023-01378 | 2023-04-28 | 5769 KERR STREET, Vancouver, BC V5R 4B8 | Gas Permit | Residential | New | Issued | Residential - 2 Ranges and 1 Boiler >BP: To construct a 2 storey + basement one-family dwelling with a secondary suite | Laxmi Plumbing
EP-2023-03460 | 2023-04-20 | 5769 KERR STREET, Vancouver, BC V5R 4B8 | Electrical Permit | Residential | New | Issued | Temporary Power - Residential - To provide temporary power. | H.L. ELECTRICAL LTD
EP-2023-06100 | 2023-07-07 | 5769 KERR STREET, Vancouver, BC V5R 4B8 | Electrical Permit | Residential | New | Issued | Installation / Repair - Residential - Installation of alarm, telephone, tv, camera, vacuum, entry intercom. >BP: To construct a 2 storey + basement one-family dwelling with a secondary suite ($760,550.00) located in the basement with a detached accessory building (garage), at the rear providing 2 parking spaces, having vehicular access from the lane. Note: This Building Permit will remain in a suspended status until the associated (green) Demolition Permit BP-2021-00498 is completed. Note: This is a 2 storey building pursuant to the Zoning and Development By-Law 1- Covenant registered at the Land Title Office under CA9051993 2- No strata titling permitted 3- No Bar sink proposed 4- A/C unit proposed 5- Schedule B: XUE LI CHEN P Eng - 778-235-5447 Structural & Architectural 6- Schedule B: MAKHAN S. DHILLON P Eng - 604-537-6271 Geotechnical 7- HPO: Residential Builder – Kabul Gardens Construction & Property Management Inc. #41891 8- Entire Building to have NFPA 13-D ****ALL PROJECT COORDINATOR NOTES HAS BEEN ACCEPTED BY THE APPLICANT**** ******THIS PERMIT HAS BEEN ISSUED UNDER THE REQUIREMENTS OF VBBL #12511 (2019)****** | Best Built-In Centre Ltd
EP-2023-00876 | 2023-02-02 | 2196 KITCHENER STREET, Vancouver, BC V5L 2X1 | Electrical Permit | Residential | Renovation | Completed | Installation / Repair - Residential - Rewire of detached garage. >BP: To repair this fire damaged two car garage at this existing one family dwelling site. OK for SIPS per W.Wong | Wespac Electrical Contractor Ltd
EP-2023-05223 | 2023-07-06 | 6234 KIRKLAND STREET, Vancouver, BC V5S 3P9 | Electrical Permit | Residential | New | Issued | Installation / Repair - Residential - ¦ 1FD + 1SS/ 200A ¦ Electrical wiring for a new home *An approved mechanical permit is required for the installation of air conditioning or heat pump unit at the time of installation before an electrical inspection will be performed >BP: To construct a 2 storey + basement single detached house with a secondary suite ($559,000) located in the basement with a detached accessory building (garage), at the rear providing 2 parking spaces, having vehicular access from the 20' lane. The entire building, INCLUDING THE ATTACHED GARAGE (if applicable), to be sprinklered to NFPA 13D Note: This is a 2 storey building pursuant to the Zoning and Development By-Law 1- Covenant registered at the Land Title Office under CB179538 2- No strata titling permitted 3- Bar sink proposed in Basement 4- A/C proposed – Exterior component located in Rear, Interior component located in Second Floor 5- Schedule B: Md. Shahidul Alam P.Eng (604)-653-7475 Structural & Geotechnical 6- HPO: Residential Builder - Owner Builder Dara Bring | Dara Bring
PP-2023-01129 | 2023-03-31 | 6234 KIRKLAND STREET, Vancouver, BC V5S 3P9 | Plumbing Permit | Residential | New | Issued | Residential - 1FD+SS - #1 & #2 - Sump | BESTWAY EXCAVATING & DEMOLITION 2008 LTD
SP-2023-01139 | 2023-06-27 | 6234 KIRKLAND STREET, Vancouver, BC V5S 3P9 | Sprinkler Permit | Residential | New | Issued | Residential - New sprinkler system >BP: To construct a 2 storey + basement single detached house with a secondary suite located in the basement with a detached accessory building (garage), at the rear providing 2 parking spaces, having vehicular access from the 20' lane. The entire building, INCLUDING THE ATTACHED GARAGE (if applicable), to be sprinklered to NFPA 13D Note: This is a 2 storey building pursuant to the Zoning and Development By-Law 1- Covenant registered at the Land Title Office under CB179538 2- No strata titling permitted 3- Bar sink proposed in Basement 4- A/C proposed – Exterior component located in Rear, Interior component located in Second Floor 5- Schedule B: Md. Shahidul Alam P.Eng (604)-653-7475 Structural & Geotechnical 6- HPO: Residential Builder - Owner Builder Dara Bring | Haven Fire Protection Ltd
PP-2023-01715 | 2023-05-16 | 6234 KIRKLAND STREET, Vancouver, BC V5S 3P9 | Plumbing Permit | Residential | New | Issued | Residential - Plumbing for new house >BP: To construct a 2 storey + basement single detached house with a secondary suite located in the basement with a detached accessory building (garage), at the rear providing 2 parking spaces, having vehicular access from the 20' lane. The entire building, INCLUDING THE ATTACHED GARAGE (if applicable), to be sprinklered to NFPA 13D Note: This is a 2 storey building pursuant to the Zoning and Development By-Law | Rain Coast Plumbing & Heating Ltd
MP-2023-00939 | 2023-05-26 | 6234 KIRKLAND STREET, Vancouver, BC V5S 3P9 | Mechanical Permit | NULL | NULL | Issued | NULL | Rain Coast Plumbing & Heating Ltd
EP-2023-00374 | 2023-01-30 | 6234 KIRKLAND STREET, Vancouver, BC V5S 3P9 | Electrical Permit | Residential | New | Expired | Temporary Power - Residential - **** HOMEOWNER**** To provide temporary power. NOTE: Work authorized by this permit is for placement of a temporary power pole only and does not authorize any site construction and/or excavation. A separate Building Permit will be required prior to commencement of any other work on this site. | Dara Bring
GP-2023-02389 | 2023-08-15 | 6234 KIRKLAND STREET, Vancouver, BC V5S 3P9 | Gas Permit | Residential | New | Issued | Residential - 1 Range, 1 Boiler & 1 BBQ >BP: To construct a 2 storey + basement single detached house with a secondary suite | Rain Coast Plumbing & Heating Ltd
MP-2023-01557 | 2023-08-23 | 6234 KIRKLAND STREET, Vancouver, BC V5S 3P9 | Mechanical Permit | NULL | NULL | Completed | NULL | Ultimate Choice Air Conditioning & Renovations Ltd
EP-2023-07744 | 2023-08-30 | 7766 KINROSS STREET, Vancouver, BC V5S 3K2 | Electrical Permit | Residential | Addition | Issued | Installation / Repair - Residential - Upgrade existing service from 100A to 200A, installation of EV charger. | Vadas Electric Service Inc.
NULL | NULL | 6751 KNIGHT STREET, Vancouver, BC V5P 2W4 | Plumbing Permit | Residential | New | Draft | Residential - plumbing | Easyway Plumbing & Heating Ltd
PP-2022-00706 | 2022-03-02 | 6751 KNIGHT STREET, Vancouver, BC V5P 2W4 | Plumbing Permit | Residential | New | Completed | Residential - Sump | Bhullar Excavating and Demolition
EP-2022-01657 | 2022-03-02 | 6751 KNIGHT STREET, Vancouver, BC V5P 2W4 | Electrical Permit | Residential | New | Completed | Installation / Repair - Residential - duplex house rough wiring with legal suites. 200A main service >BP: To construct a two-storey two-family dwelling with two lock-off units ($678,200) located in the basement, with a 2 car detached accessory building (garage) and 1 surface parking at the rear providing a total of 3 parking spaces, having vehicular access from the lane. Note: This is a 2 storey building pursuant to the Zoning and Development By-Law 1. Covenant to be registered at the Land Title Office prior to sheathing inspection. 2. A/C units proposed in the rear yard. 3. Schedule B: Jason Hui, P.Eng (778-319-3403) Structural & Geotechnical 4. HPO: Residential Builder - Octave Homes Inc ******THIS PERMIT HAS BEEN ISSUED UNDER THE REQUIREMENTS OF VBBL #12511 (2019)****** | Bindi Electrical Services Ltd
PP-2022-00770 | 2022-03-07 | 6751 KNIGHT STREET, Vancouver, BC V5P 2W4 | Plumbing Permit | Residential | New | Completed | Residential - 2FD+2SS - FRONT UNIT - 6751 KNIGHT ST - #1 & #2 BACK UNIT - 6749 KNIGHT ST - #1 & #2 plumbing To construct a two-storey two-family dwelling with two lock-off units located in the basement, with a 2 car detached accessory building (garage) and 1 surface parking at the rear providing a total of 3 parking spaces, having vehicular access from the lane. Note: This is a 2 storey building pursuant to the Zoning and Development By-Law 1. Covenant to be registered at the Land Title Office prior to sheathing inspection. 2. A/C units proposed in the rear yard. | Easyway Plumbing & Heating Ltd
EP-2022-03883 | 2022-05-11 | 6751 KNIGHT STREET, Vancouver, BC V5P 2W4 | Electrical Permit | Residential | New | Completed | Installation / Repair - Residential - Extra low voltage security alarm and data cables >BP: To construct a two-storey two-family dwelling with two lock-off units ($678,200) located in the basement, with a 2 car detached accessory building (garage) and 1 surface parking at the rear providing a total of 3 parking spaces, having vehicular access from the lane. Note: This is a 2 storey building pursuant to the Zoning and Development By-Law 1. Covenant to be registered at the Land Title Office prior to sheathing inspection. 2. A/C units proposed in the rear yard. 3. Schedule B: Jason Hui, P.Eng (778-319-3403) Structural & Geotechnical 4. HPO: Residential Builder - Octave Homes Inc Address Note: FRONT UNIT #1-6751 Knight St - One Family Dwelling (1st - 2nd floor) #2-6751 Knight St - Lock Off Unit (east portion of basement) BACK UNIT #1-6749 Knight St - One Family Dwelling (1st - 2nd floor) #2-6749 Knight St - Lock Off Unit (west portion of basement) Address and suite numbers assigned as per approved plans for Fire and Emergency response. The address numbers are to be posted on the building to be visible from the street and the suite numbers are to be posted at the suite entries in accordance with the Building By-law prior to final inspection. ******THIS PERMIT HAS BEEN ISSUED UNDER THE REQUIREMENTS OF VBBL #12511 (2019)****** | AJ INTEGRATED SERVICES LTD
SP-2022-00701 | 2022-05-08 | 6751 KNIGHT STREET, Vancouver, BC V5P 2W4 | Sprinkler Permit | Residential | New | Completed | Residential - new sprinkler installation To construct a two-storey two-family dwelling with two lock-off units located in the basement, with a 2 car detached accessory building (garage) and 1 surface parking at the rear providing a total of 3 parking spaces, having vehicular access from the lane. Note: This is a 2 storey building pursuant to the Zoning and Development By-Law 1. Covenant to be registered at the Land Title Office prior to sheathing inspection. 2. A/C units proposed in the rear yard. 3. Schedule B: Jason Hui, P.Eng (778-319-3403) Structural & Geotechnical 4. HPO: Residential Builder - Octave Homes Inc | Real Tech Fire Protection Ltd
GP-2022-01570 | 2022-05-24 | 6751 KNIGHT STREET, Vancouver, BC V5P 2W4 | Gas Permit | Residential | New | Completed | Residential - gas To construct a two-storey two-family dwelling with two lock-off units located in the basement, with a 2 car detached accessory building (garage) and 1 surface parking at the rear providing a total of 3 parking spaces, having vehicular access from the lane. Note: This is a 2 storey building pursuant to the Zoning and Development By-Law 1. Covenant to be registered at the Land Title Office prior to sheathing inspection. 2. A/C units proposed in the rear yard. 3. Schedule B: Jason Hui, P.Eng (778-319-3403) Structural & Geotechnical 4. HPO: Residential Builder - Octave Homes Inc | Easyway Plumbing & Heating Ltd
EP-2023-04990 | 2023-06-15 | 1420 LAKEWOOD DRIVE, Vancouver, BC V5L 4M8 | Electrical Permit | Residential | Renovation | Completed | Installation / Repair - Residential - - Inspect all devices and build report - Replace all knob and tube with current code wiring based on assumption - Replace old worn out devices with new devices - Bypass any hidden junction boxes or splices by way of new wiring - Install additional plugs where requested by customer (No structural work) | Nelcan Electric Ltd
PP-2023-02674 | 2023-07-28 | 1420 LAKEWOOD DRIVE, Vancouver, BC V5L 4M8 | Plumbing Permit | Residential | Tenant Improvement | Completed | Residential - REPLACEMENT AND REPAIR OF OUTSIDE SEWER (26M) AND DRAINTILE (37M) | Hillcrest Plumbing & Heating (1967) Ltd
GP-2023-02548 | 2023-09-01 | 1426 LAKEWOOD DRIVE, Vancouver, BC V5L 4M8 | Gas Permit | Residential | Renovation | Completed | Residential - furnace re& re | Flame Co Heating Services Ltd
SP-2023-00873 | NULL | 3608 KNIGHT STREET, Vancouver, BC V5N 3L5 | Sprinkler Permit | Commercial | Addition | Application Incomplete | Commercial - We are installing a fire suppression system in accordance with the 6 bed group c requirements. -reference: CF-2018-003406 >BP: Building Permit for DP-2018-01039 Interior alterations to change the use of the existing single-family dwelling with secondary suite to a six (6) bed Group Residence (Group C) in this existing building on this site. Development Review Comments: 1. For the exclusive use of The Giving Back Support Recovery Society. 2. Refer to the Board of Variance Appeal #Z35113 and subsequent Appeal No. Z35479. 3. This approval is for a time limited period unless extended by the Director of Planning. Refer to the related Development Permits for this scope of work. Building Review Branch Notes: 1. Single Stage Fire Alarm proposed per Sub-clause 11.4.2.1.(1)(b)(iv). 2. Sprinklering to NFPA 13D required. "This permit has been reviewed under the 2019 Vancouver Building By-law (#12511)." | Peak Fire Protection Ltd
NULL | NULL | 3608 KNIGHT STREET, Vancouver, BC V5N 3L5 | Sprinkler Permit | Residential | Addition | Draft | Residential - We are installing a fire suppression system in accordance with the 6 bed, Group C requirements | Peak Fire Protection Ltd
MP-2023-01434 | 2023-08-04 | 3678 KNIGHT STREET, Vancouver, BC V5N 3L5 | Mechanical Permit | NULL | NULL | Issued | NULL | Moore & Russell Heating Ltd
EP-2023-07140 | 2023-08-17 | 3678 KNIGHT STREET, Vancouver, BC V5N 3L5 | Electrical Permit | Residential | Tenant Improvement | Issued | Installation / Repair - Residential - Electrical installation of heat pump *MP-2023-01434: Issued (Heating and Cooling) | Moore And Russell Heating And Air Conditioning Ltd
GP-2022-02382 | 2022-08-12 | 3678 KNIGHT STREET, Vancouver, BC V5N 3L5 | Gas Permit | Residential | Tenant Improvement | Completed | Residential - Re re furnace | Moore & Russell Heating Ltd
EP-2023-02534 | 2023-04-11 | 3768 KNIGHT STREET, Vancouver, BC V5N 3L6 | Electrical Permit | Residential | Renovation - Dwelling Unit(s) only | Completed | Installation / Repair - Residential - As per IA-2023-00013: the following is MANDATORY ELECTRICAL WORK ONLY: Remove illegal 2nd unit stove/hood fan power, add smoke alarm devices for each room, install emergency light fixtures at daycare area. ***NOTE: Please obtain a development and Building permit to add or remove the unauthorized secondary suite from the main entrance floor of this single family dwelling. | Myarc Electrical Inc
GP-2023-04198 | 2024-01-02 | 3870 KNIGHT STREET, Vancouver, BC V5N 3L6 | Gas Permit | Residential | Tenant Improvement | Completed | Residential - 1 -combi boiler replacement | Angels Heating & Cooling Ltd
GP-2022-02458 | 2022-08-19 | 6821 LAUREL STREET, Vancouver, BC V6P 3T6 | Gas Permit | Residential | Renovation | Completed | Residential - Furnace Replacement | Hillcrest Plumbing & Heating (1991) Ltd
GP-2022-00948 | 2022-03-25 | 6850 LAUREL STREET, Vancouver, BC V6P 3T7 | Gas Permit | Residential | Renovation | Completed | Residential - re/re Furnace | Lambert Plumbing & Heating Ltd
NULL | NULL | 6963 LAUREL STREET, Vancouver, BC V6P 3T6 | Plumbing Permit | Residential | New | Withdrawn | Residential - New SFD with suite and lane way home | NULL
PP-2022-03218 | 2022-09-15 | 6963 LAUREL STREET, Vancouver, BC V6P 3T6 | Plumbing Permit | Residential | New | Completed | Residential - Plumbing for: New one- family with suite >BP: To construct a 2 storey one-family dwelling with a secondary suite located in the Basement ($1,149,047.44) with detached garage and an open parking pad, providing 3 parking space, having vehicular access from the 20' Lane. 1. Covenant registered at the Land Title Office under CA9916430 2. No Strata Titling permitted 3. A/C proposed – Exterior component located in West, Interior component located in second floor laundry room 4. Bar sink located in Basement 5. Schedule B: (Vishnu Suresh) P.Eng (778-885-0551) Structural & Geotechnical 6. HPO: Residential Builder- Owner Builder – Jaswant S. Ranu Note: This is a 2 storey building pursuant to the Zoning and Development By-Law | M & H Plumbing, Heating & Gas
GP-2022-02751 | 2022-09-20 | 6963 LAUREL STREET, Vancouver, BC V6P 3T6 | Gas Permit | Residential | New | Completed | Residential - INSTALLATION OF GAS PIPING AND APPLIANCE HOOK UP: >BP: To construct a 2 storey one-family dwelling with a secondary suite located in the Basement ($1,149,047.44) with detached garage and an open parking pad, providing 3 parking space, having vehicular access from the 20' Lane. 1. Covenant registered at the Land Title Office under CA9916430 2. No Strata Titling permitted 3. A/C proposed – Exterior component located in West, Interior component located in second floor laundry room 4. Bar sink located in Basement 5. Schedule B: (Vishnu Suresh) P.Eng (778-885-0551) Structural & Geotechnical 6. HPO: Residential Builder- Owner Builder – Jaswant S. Ranu | M & H Plumbing, Heating & Gas
MP-2022-00217 | 2022-09-13 | 6963 LAUREL STREET, Vancouver, BC V6P 3T6 | Mechanical Permit | NULL | NULL | Completed | NULL | M & H Plumbing, Heating & Gas
PP-2022-03411 | 2022-09-27 | 6963 LAUREL STREET, Vancouver, BC V6P 3T6 | Plumbing Permit | Residential | New | Completed | Residential - Sump | Kingsman Excavating Ltd.
EP-2022-08344 | 2022-10-04 | 6963 LAUREL STREET, Vancouver, BC V6P 3T6 | Electrical Permit | Residential | New | Expired | Temporary Power - Residential - To provide temporary power. | 0732185 BC Ltd
EP-2023-02561 | 2023-03-27 | 6963 LAUREL STREET, Vancouver, BC V6P 3T6 | Electrical Permit | Residential | New | Completed | Installation / Repair - Residential - Wiring installation of extra low voltage. >BP: To construct a 2 storey one-family dwelling with a secondary suite located in the Basement ($1,149,047.44) with detached garage and an open parking pad, providing 3 parking space, having vehicular access from the 20' Lane. 1. Covenant registered at the Land Title Office under CA9916430 2. No Strata Titling permitted 3. A/C proposed – Exterior component located in West, Interior component located in second floor laundry room 4. Bar sink located in Basement 5. Schedule B: (Vishnu Suresh) P.Eng (778-885-0551) Structural & Geotechnical 6. HPO: Residential Builder- Owner Builder – Jaswant S. Ranu | AJ INTEGRATED SERVICES LTD
EP-2023-02242 | 2023-04-03 | 6963 LAUREL STREET, Vancouver, BC V6P 3T6 | Electrical Permit | Residential | New | Completed | Installation / Repair - Residential - Electrical work for a new single family house with legal suite *2 x 200A main services located on side of main house garage 1- 200A Single Family/ Service panel located in main house garage 1- 200A Laneway/ Service panel located in laneway garage *An approved mechanical permit is required for the installation of air conditioning or heat pump unit at the time of installation before an electrical inspection will be performed >BP: To construct a 2 storey one-family dwelling with a secondary suite located in the Basement ($1,149,047.44) with detached garage and an open parking pad, providing 3 parking space, having vehicular access from the 20' Lane. 1. Covenant registered at the Land Title Office under CA9916430 2. No Strata Titling permitted 3. A/C proposed – Exterior component located in West, Interior component located in second floor laundry room 4. Bar sink located in Basement 5. Schedule B: (Vishnu Suresh) P.Eng (778-885-0551) Structural & Geotechnical 6. HPO: Residential Builder- Owner Builder – Jaswant S. Ranu Note: This is a 2 storey building pursuant to the Zoning and Development By-Law **THIS PERMIT HAS BEEN ISSUED UNDER THE REQUIREMENTS OF VBBL #12511 (2019) ** | 0732185 BC Ltd
SP-2023-00338 | 2023-02-28 | 6963 LAUREL STREET, Vancouver, BC V6P 3T6 | Sprinkler Permit | Residential | New | Completed | Residential - 1FD+SS - #1 & #2 - Install Sprinkler Heads >DB: To construct a 2 storey one-family dwelling with a secondary suite located in the Basement with detached garage and an open parking pad, providing 3 parking space, having vehicular access from th e 20' Lane. 1. Covenant registered at the Land Title Office under CA9916430 2. No Strata Titling permitted 3. A/C proposed – Exterior component located in West, Interior component located in second floor laundry room 4. Bar sink located in Basement Amend: Dec 18, 2023 Schedule CB | RAHELU PLUMBING & HEATING LTD.
EP-2023-05324 | 2023-07-05 | 8057 LAUREL STREET, Vancouver, BC V6P 3V2 | Electrical Permit | Residential | Addition | Completed | Installation / Repair - Residential - terminate hood fan wire and remove range receptacle for an illegal rental basement suite reference: -CF-2023-004655 | Cong Electric Ltd
GP-2023-02286 | 2023-08-02 | 8075 LAUREL STREET, Vancouver, BC V6P 3V2 | Gas Permit | Residential | New | Issued | Residential - 2 Stove & 2 BBQ's Stove pipping only BBQ's complete >BP: To construct a 2 and a half storey two-family dwelling | G & D Hayer Plumbing Ltd
SP-2023-01379 | 2023-07-31 | 8075 LAUREL STREET, Vancouver, BC V6P 3V2 | Sprinkler Permit | Residential | New | Issued | Residential - 2FD - FRONT - 8075 LAUREL ST BACK - 8073 LAUREL ST NEW HOME >DB: To construct a 2 and a half storey two-family dwelling with a detached accessory building (garage), at the rear providing 2 parking spaces, having vehicular access from the lane. The entire building, INCLUDING THE ATTACHED GARAGE (if applicable), to be sprinklered to 2x NFPA 13D. Note: This is a 2 and half storey building pursuant to the Zoning and Development By-Law 1. A/C unit proposed at front & upper storey 2. No bar sink proposed ***This permit is issued under the VBBL 2019, with updated energy requirements as per bylaw # 12997 effective Jan 01, 2022.*** | SBMS Construction Ltd
EP-2023-06425 | 2023-07-28 | 8075 LAUREL STREET, Vancouver, BC V6P 3V2 | Electrical Permit | Residential | New | Issued | Installation / Repair - Residential - New construction duplex >BP: To construct a 2 and a half storey two-family dwelling with a detached accessory building (garage), at the rear providing 2 parking spaces, having vehicular access from the lane. The entire building, INCLUDING THE ATTACHED GARAGE (if applicable), to be sprinklered to 2x NFPA 13D. Note: This is a 2 and half storey building pursuant to the Zoning and Development By-Law 1. A/C unit proposed at front & upper storey 2. No bar sink proposed 3. Structural & Geotechnical Schedule B: Yatendra Kumar Sharma, P.Eng. (778) 863-7076 4. HPO: Laneside Homes Ltd. "Combustible projections or roof soffits on an exposing building face shall not project to less than .45m from the property line and shall be in compliance with VBBL 2019 9.10.15.5.(9)" ***This permit is issued under the VBBL 2019, with updated energy requirements as per bylaw # 12997 effective Jan 01, 2022.*** | 24/6 Electric Ltd
EP-2023-05657 | 2023-06-26 | 8075 LAUREL STREET, Vancouver, BC V6P 3V2 | Electrical Permit | Residential | New | Issued | Installation / Repair - Residential - Intall security, intercom, tel, tv, data, camera roughin and completion. >BP: To construct a 2 and a half storey two-family dwelling with a detached accessory building (garage), at the rear providing 2 parking spaces, having vehicular access from the lane. The entire building, INCLUDING THE ATTACHED GARAGE (if applicable), to be sprinklered to 2x NFPA 13D. Note: This is a 2 and half storey building pursuant to the Zoning and Development By-Law 1. A/C unit proposed at front & upper storey 2. No bar sink proposed 3. Structural & Geotechnical Schedule B: Yatendra Kumar Sharma, P.Eng. (778) 863-7076 4. HPO: Laneside Homes Ltd. "Combustible projections or roof soffits on an exposing building face shall not project to less than .45m from the property line and shall be in compliance with VBBL 2019 9.10.15.5.(9)" ***This permit is issued under the VBBL 2019, with updated energy requirements as per bylaw # 12997 effective Jan 01, 2022.*** | Repel Security Systems Ltd
PP-2023-01206 | 2023-04-06 | 8075 LAUREL STREET, Vancouver, BC V6P 3V2 | Plumbing Permit | Residential | New | Issued | Residential - 2FD - FRONT - 8075 LAUREL ST BACK - 8073 LAUREL ST Plumbing duplex >DB: To construct a 2 and a half storey two-family dwelling with a detached accessory building (garage), at the rear providing 2 parking spaces, having vehicular access from the lane. The entire building, INCLUDING THE ATTACHED GARAGE (if applicable), to be sprinklered to 2x NFPA 13D. Note: This is a 2 and half storey building pursuant to the Zoning and Development By-Law 1. A/C unit proposed at front & upper storey 2. No bar sink proposed | G & D Hayer Plumbing Ltd
EP-2022-06602 | 2022-08-08 | 8075 LAUREL STREET, Vancouver, BC V6P 3V2 | Electrical Permit | Residential | New | Expired | Temporary Power - Residential - TEMPORARY POWER POLE VALID: AUG 8/2022 TO AUG 7/2023 To provide temporary power. | 24/6 Electric Ltd
PP-2023-00059 | 2023-01-06 | 8075 LAUREL STREET, Vancouver, BC V6P 3V2 | Plumbing Permit | Residential | New | Issued | Residential - One outside sump | East West Excavating 2022 ltd
MP-2023-01503 | 2023-08-15 | 8075 LAUREL STREET, Vancouver, BC V6P 3V2 | Mechanical Permit | NULL | NULL | Issued | NULL | Lumi HVAC Ltd
PP-2022-00336 | 2022-02-23 | 1033 KEEFER STREET, Vancouver, BC V6A 1Y9 | Plumbing Permit | Residential | New | Completed | Residential - Drain tile on outside of house, connected to sump without pump | Robb R Robinson
NULL | NULL | 1033 KEEFER STREET, Vancouver, BC V6A 1Y9 | Plumbing Permit | Residential | Renovation | Draft | Residential - installing a drain tile system on the outer perimeter of the home. | NULL
GP-2024-00127 | 2024-01-15 | 5207 KILLARNEY STREET, Vancouver, BC V5R 3W1 | Gas Permit | Residential | Renovation | Issued | Residential - Replace boiler | BNA Systems Inc and/or Kirkland Metal Shop Ltd
GP-2023-04195 | 2023-12-26 | 1016 KELOWNA STREET, Vancouver, BC V5K 4E2 | Gas Permit | Residential | Renovation | Issued | Residential - re/re of hot water tank with tankless water heater | 1236318 BC Ltd DBA Aquatech Vancouver
GP-2022-03574 | 2022-11-15 | 1125 KELOWNA STREET, Vancouver, BC V5K 4E3 | Gas Permit | Residential | Renovation | Completed | Residential - Replacement of high efficiency hot air furnace | Anastase Vlassopoulos DBA Taso Services
GP-2023-00404 | 2023-02-07 | 1160 KELOWNA STREET, Vancouver, BC V5K 4E2 | Gas Permit | Residential | Renovation | Completed | Residential - Install one natural gas fireplace insert | Vancouver Gas Fireplaces Ltd
GP-2022-03375 | 2022-10-31 | 1174 KELOWNA STREET, Vancouver, BC V5K 4E2 | Gas Permit | Residential | Renovation | Completed | Residential - Re & re Furnace (60.000 btu) | Milani Plumbing Heating & Air Conditioning Ltd
MP-2023-01347 | 2023-07-24 | 6819 KNIGHT STREET, Vancouver, BC V5P 2W4 | Mechanical Permit | NULL | NULL | Completed | NULL | Moore & Russell Heating Ltd
EP-2023-06734 | 2023-08-09 | 6819 KNIGHT STREET, Vancouver, BC V5P 2W4 | Electrical Permit | Residential | Tenant Improvement | Completed | Installation / Repair - Residential - Electrical installation of heat pump reference: MP-2023-01347 | Moore And Russell Heating And Air Conditioning Ltd
GP-2023-02207 | 2023-07-25 | 6819 KNIGHT STREET, Vancouver, BC V5P 2W4 | Gas Permit | Residential | Tenant Improvement | Completed | Residential - Re and Re the Furnace | Moore & Russell Heating Ltd
EP-2022-08009 | 2022-09-26 | 1829 KITCHENER STREET, Vancouver, BC V5L 2W5 | Electrical Permit | Residential | New | Completed | Installation / Repair - Residential - New service and garage electrical To construct a detached 21.75'x12.75' accessory building (one car garage) at the rear of this site with lane access for this existing one family dwelling. | Faraday Electrical Contractors Ltd
GP-2024-00150 | 2024-01-18 | 1955 KITCHENER STREET, Vancouver, BC V5L 2W6 | Gas Permit | Residential | Tenant Improvement | Issued | Residential - boiler replacement | Angels Heating & Cooling Ltd
EP-2022-06513 | 2022-08-17 | 1986 KITCHENER STREET, Vancouver, BC V5L 2W7 | Electrical Permit | Residential | Renovation | Completed | Installation / Repair - Residential - new 200a service upgrade -BCH lines will go from the alley to the private pole, they make a connection at our wires that will travel down a 2" pipe to the meter base on the pole. We will then bring a 200a cable back up the pole and attach to the overhead lines that will span over the yard to the house. We will make another connection there to another section of 200a cable that we will strap along the house and down to the panel location. Then we will remove the old panel and install the new one. We will complete the cable all the way down the house to the new panel and install all the existing circuits. We would then begin our work on the cook top and heat pumps lines. We will run 2 x ccts for the outdoor units and 1 x ccts to the new cooktop location. THERE IS NO STRUCTURAL WORK BEING PERFORMED THE AIR CONDITIONING IS NEW - THAT IS WHY WE ARE UPGRADING THE SERVICE TO THE HOUSE 200 AMPS I AM NOT INSTALLING THE AIR CONDITIONING - I DO NOT KNOW WHERE IT IS GOING. FEEL FREE TO ASK R&B PLUMBING AND HEATING THOUGH. Note: A mechanical permit is required. | Sound Electrical Ltd
EP-2023-00946 | 2023-02-09 | 1986 KITCHENER STREET, Vancouver, BC V5L 2W7 | Electrical Permit | Residential | Tenant Improvement | Completed | Installation / Repair - Residential - TO CONTINUE WORK STARTED BY OTHERS (EP-2022-06513) wire in exterior heat pump, Note attached to permit application is a letter from the homeowner stating the previous electrical company will not be wiring for heat pump, as discussed with the inspector, Henry Mah *An approved mechanical permit is required for heat pump installation before an electrical inspection will be performed *Feb 27, 2023 Amendment* Work description amended: "-wiring for supplemental electric furnace -install Dandy 30A Load Miser Additional installation value of $3700.00" -Electrical contractor to request an inspection online for the electrical inspector to review documents provided MP-2023-00225 | AJ's Electrical Contractors LTD
MP-2023-00225 | 2023-02-17 | 1986 KITCHENER STREET, Vancouver, BC V5L 2W7 | Mechanical Permit | NULL | NULL | Completed | NULL | R & B Plumbing & Heating Ltd
PP-2022-01512 | 2022-05-03 | 1995 KITCHENER STREET, Vancouver, BC V5L 2W6 | Plumbing Permit | Residential | New | Completed | Residential - sump | Kingsman Excavating Ltd.
EP-2023-00728 | 2023-02-02 | 1995 KITCHENER STREET, Vancouver, BC V5L 2W6 | Electrical Permit | Residential | New | Completed | Installation / Repair - Residential - 2FD - FRONT - 1997 KITCHENER ST BACK - 1995 KITCHENER ST Rough in and finishing of new house. Install 200 amp service. >DB: To construct a 2 storey two-family dwelling with a detached accessory building (garage) providing 2 parking spaces, having vehicular access from the lane. 8. Heat Pump proposed – Exterior component located in Rear Yard (North), Interior component located in second floor | STAT ELECTRICS LIMITED
GP-2023-00298 | 2023-01-25 | 1995 KITCHENER STREET, Vancouver, BC V5L 2W6 | Gas Permit | Residential | New | Completed | Residential - To install 2 range 1 BBQ There is pipping for BBQ >BP: To construct a 2 storey two-family dwelling ($680,532.50) with a detached accessory building (garage) providing 2 parking spaces, having vehicular access from the lane. 8. Heat Pump proposed – Exterior component located in Rear Yard (North), Interior component located in second floor 9. Schedule B: (J.Troy Issigonis) P.Eng (604.770.0355) Structural 10. Schedule B: (Mehdi Mohammadi) P.Eng (604.737-3050) Geotechnical 11. HPO: Residential Builder- Averra Development Ltd. | JOT MECHANICAL LTD
EP-2023-00421 | 2023-01-18 | 1995 KITCHENER STREET, Vancouver, BC V5L 2W6 | Electrical Permit | Residential | New | Completed | Installation / Repair - Residential - Low voltage & security alarm completion >BP: To construct a 2 storey two-family dwelling with a detached accessory building (garage) providing 2 parking spaces, having vehicular access from the lane. 8. Heat Pump proposed – Exterior component located in Rear Yard (North), Interior component located in second floor 9. Schedule B: (J.Troy Issigonis) P.Eng (604.770.0355) Structural 10. Schedule B: (Mehdi Mohammadi) P.Eng (604.737-3050) Geotechnical 11. HPO: Residential Builder- Averra Development Ltd. Nov 17/2023-AMEND to increase Permit value from $3000 to $5000, requested by inspector. | Xon Automation Ltd
EP-2022-00252 | 2022-01-13 | 2033 KITCHENER STREET, Vancouver, BC V5L 2W6 | Electrical Permit | Residential | New | Expired | Temporary Power - Residential - To provide temporary power. | G.S.G. Electric Ltd.
MP-2023-00006 | 2023-01-03 | 2033 KITCHENER STREET, Vancouver, BC V5L 2W6 | Mechanical Permit | NULL | NULL | Completed | NULL | Lally Plumbing & Heating Ltd
PP-2022-04171 | 2022-11-21 | 2033 KITCHENER STREET, Vancouver, BC V5L 2W6 | Plumbing Permit | Residential | New | Completed | Residential - Plumbing >BP: To construct a 2 storey two-family dwelling ($839,000.00) with a detached accessory building (garage) providing 2 parking spaces, having vehicular access from the lane. 1. A/C proposed – Exterior component located in Rear (East) Yard, Interior component located in 2.5 floor 2. Schedule B: (Alan Prahalad) P.Eng (604.831.1431) Structural & Geotechnical 3. HPO: Residential Builder- Four Corner Home Ltd. **THIS PERMIT HAS BEEN ISSUED UNDER THE REQUIREMENTS OF VBBL #12511 (2019) ** ****ALL PROJECT COORINDATOR NOTES HAS BEEN ACCEPTED BY THE APPLICANT**** | Lally Plumbing & Heating Ltd
PP-2022-02155 | 2022-06-20 | 2033 KITCHENER STREET, Vancouver, BC V5L 2W6 | Plumbing Permit | Residential | New | Completed | Residential - sump install | Kingsman Excavating Ltd.
EP-2023-00756 | 2023-02-02 | 2033 KITCHENER STREET, Vancouver, BC V5L 2W6 | Electrical Permit | Residential | New | Expired | Temporary Power - Residential - To provide temporary power. Renewal of EP-2022-00252 VALID: JAN 31/2023 TO JAN 30/2024 | G.S.G. Electric Ltd.
EP-2023-01036 | 2023-02-08 | 2033 KITCHENER STREET, Vancouver, BC V5L 2W6 | Electrical Permit | Residential | New | Completed | Installation / Repair - Residential - Security alarm completion & data cabling >BP: To construct a 2 storey two-family dwelling ($839,000.00) with a detached accessory building (garage) providing 2 parking spaces, having vehicular access from the lane. 1. A/C proposed – Exterior component located in Rear (East) Yard, Interior component located in 2.5 floor 2. Schedule B: (Alan Prahalad) P.Eng (604.831.1431) Structural & Geotechnical 3. HPO: Residential Builder- Four Corner Home Ltd. Note: This is a 2 storey building pursuant to the Zoning and Development By-Law **THIS PERMIT HAS BEEN ISSUED UNDER THE REQUIREMENTS OF VBBL #12511 (2019) ** ****ALL PROJECT COORINDATOR NOTES HAS BEEN ACCEPTED BY THE APPLICANT**** | Xon Automation Ltd
GP-2023-00411 | 2023-02-06 | 2033 KITCHENER STREET, Vancouver, BC V5L 2W6 | Gas Permit | Residential | New | Completed | Residential - Gas >BP: To construct a 2 storey two-family dwelling with a detached accessory building (garage) providing 2 parking spaces, having vehicular access from the lane. 1. A/C proposed – Exterior component located in Rear (East) Yard, Interior component located in 2.5 floor 2. Schedule B: (Alan Prahalad) P.Eng (604.831.1431) Structural & Geotechnical 3. HPO: Residential Builder- Four Corner Home Ltd. | Lally Plumbing & Heating Ltd
EP-2023-01094 | 2023-02-08 | 2033 KITCHENER STREET, Vancouver, BC V5L 2W6 | Electrical Permit | Residential | New | Completed | Installation / Repair - Residential - Wiring and service for new duplex. >BP: To construct a 2 storey two-family dwelling ($839,000.00) with a detached accessory building (garage) providing 2 parking spaces, having vehicular access from the lane. 1. A/C proposed – Exterior component located in Rear (East) Yard, Interior component located in 2.5 floor 2. Schedule B: (Alan Prahalad) P.Eng (604.831.1431) Structural & Geotechnical 3. HPO: Residential Builder- Four Corner Home Ltd. Note: This is a 2 storey building pursuant to the Zoning and Development By-Law **THIS PERMIT HAS BEEN ISSUED UNDER THE REQUIREMENTS OF VBBL #12511 (2019) ** ****ALL PROJECT COORINDATOR NOTES HAS BEEN ACCEPTED BY THE APPLICANT**** | G.S.G. Electric Ltd.
MP-2023-00349 | 2023-03-10 | 2033 KITCHENER STREET, Vancouver, BC V5L 2W6 | Mechanical Permit | NULL | NULL | Completed | NULL | FAST ROUTE PLUMBING & REFRIGERATION MECHANICAL LTD
SP-2023-00405 | 2023-03-09 | 2033 KITCHENER STREET, Vancouver, BC V5L 2W6 | Sprinkler Permit | Residential | New | Completed | Residential - 2FD - FRONT 2033 KITCHENER ST BACK - 2035 KITCHENER ST Install sprinkler heads >DB: To construct a 2 storey two-family dwelling with a detached accessory building (garage) providing 2 parking spaces, having vehicular access from the lane. 1. A/C proposed – Exterior component located in Rear (East) Yard, Interior component located in 2.5 floor AMEND: AUG 28/2023 FLOOR TEST LETTER UPLOADED | RAHELU PLUMBING & HEATING LTD.
NULL | NULL | 615 KINGSWAY, Vancouver, BC V5T 3K5 | Electrical Permit | Commercial | NULL | Withdrawn | Movie Set / Filming - To allow for Movie Set/Filming Applicant shall provide completed Contractor Declaration form, and dates of filming and associated location(s) to csinspection.clerks@vancouver.ca prior to the commencement of filming. Visit vancouver.ca/inspections for more details. | NULL
NULL | NULL | 4001 KNIGHT STREET, Vancouver, BC V5N 3L9 | Plumbing Permit | Commercial | Addition | Withdrawn | Commercial - Backflow Preventer Installation | Hillcrest Plumbing & Heating (1991) Ltd
PP-2022-02320 | 2022-07-04 | 4001 KNIGHT STREET, Vancouver, BC V5N 3L9 | Plumbing Permit | Commercial | Addition | Completed | Commercial - Two Backflow Preventers Installation | Hillcrest Plumbing & Heating (1991) Ltd
EP-2022-06694 | 2022-08-16 | 4001 KNIGHT STREET, Vancouver, BC V5N 3L9 | Electrical Permit | Commercial | Renovation | Completed | Installation / Repair - Commercial - Upgrade the Lighting, and add required Exit and Emergency Lights. Install Power for the 2 required Handicap automatic doors. Install Outdoor Lighting for the Deck. Build a waterproof cover for an existing Electrical Panel. BP: Interior alterations to this existing Restaurant-Class 1 in this existing one-storey commercial building to provide tenant improvements for a new restaurant (Group A2). Scope includes new seating layout, new kitchen equipment and reusing the existing rooftop exhaust fan. AMEND: AUG 17/2022 There is no Service Increase required for this Job. | The Brighthouse Electric Company Ltd
GP-2023-03760 | 2023-11-28 | 4217 KNIGHT STREET, Vancouver, BC V5N 3M3 | Gas Permit | Residential | Renovation | Completed | Residential - replacement of gas line boiler + Hwt | Hillcrest Plumbing & Heating (1991) Ltd
GP-2022-03442 | 2022-11-04 | 5654 LANARK STREET, Vancouver, BC V5P 2Y3 | Gas Permit | Residential | Tenant Improvement | Completed | Residential - Re Re Furnace & Tankless | Moore & Russell Heating Ltd
EP-2022-08976 | 2022-10-27 | 5654 LANARK STREET, Vancouver, BC V5P 2Y3 | Electrical Permit | Residential | Tenant Improvement | Completed | Installation / Repair - Residential - No change to existing service Mechanical permit to be obtained Electrical install of AC Building permit not required MP-2022-00447 | Moore And Russell Heating And Air Conditioning Ltd
MP-2022-00447 | 2022-10-21 | 5654 LANARK STREET, Vancouver, BC V5P 2Y3 | Mechanical Permit | NULL | NULL | Completed | NULL | Moore And Russell Heating And Air Conditioning Ltd
EP-2023-02267 | 2023-03-17 | 5804 LANARK STREET, Vancouver, BC V5P 2Y5 | Electrical Permit | Residential | New | Issued | Temporary Power - Residential - To provide temporary power. | Ample Star Electrical Ltd.
PP-2023-03881 | 2023-11-03 | 5804 LANARK STREET, Vancouver, BC V5P 2Y5 | Plumbing Permit | Residential | New | Issued | Residential - One outside sump | East West Excavating 2022 ltd
EP-2023-10231 | 2023-11-27 | 5804 LANARK STREET, Vancouver, BC V5P 2Y5 | Electrical Permit | Residential | New | Issued | Installation / Repair - Residential - ¦ 2FD- 400A ¦ this is duplex house and we are doing electrical rough wiring and finishing and also installing New 400amp service *An approved mechanical permit is required for the installation of air conditioning or heat pump unit before a final electrical inspection will be performed >BP: To construct a two and a half storey two-family dwelling ($704,435), with a detached accessory building (garage) at the rear providing 2 parking spaces, having vehicular access from the lane. 1. External mechanical unit proposed in rear & front yard, internal unit proposed on second storey 2. No Bar sinks proposed 3. Schedule B: Yongkang Deng, P.Eng. (604.505.6816) Structural 4. Schedule B: Jian Zhong Jin, P.Eng. (604.362.7021) Geotechnical 5. HPO: Residential Builder - Procasa Developments Limited | Ample Star Electrical Ltd.
GP-2023-02338 | 2023-08-09 | 5805 LANARK STREET, Vancouver, BC V5P 2Y4 | Gas Permit | Residential | New | Completed | Residential - 1 Range, 1 Boiler, 1 Firepit and 2 BBQ >BP: To construct a 2 storey one-family dwelling with a secondary suite | AKAL Plumbing & Heating Ltd
PP-2023-00970 | 2023-03-22 | 5805 LANARK STREET, Vancouver, BC V5P 2Y4 | Plumbing Permit | Residential | New | Completed | Residential - This is a new house with 26 fixtures. >BP: To construct a 2 storey one-family dwelling with a secondary suite located in the Basement with an open parking pad, providing total of 1 parking space having vehicular access from the 20' Lane. Note: The entire building, INCLUDING THE ATTACHED GARAGE (if applicable), to be sprinklered to NFPA 13D 1. Covenant registered at the Land Title Office under CB25579 2. A/C proposed – Exterior component located in Rear, Interior component located in Upper floor 3. Bar sink located in basement 4. Schedule B: (Y.K.Sharma) P.Eng (778.863.7076) Structural 5. Schedule B: (Z.Guan) P.Eng (778.868.5635) Geotechnical 6. HPO: Residential Builder- TJM Construction Ltd Aug 15/23-AMEND -to add 5 roof drain | AKAL Plumbing & Heating Ltd
PP-2023-00504 | 2023-02-13 | 5805 LANARK STREET, Vancouver, BC V5P 2Y4 | Plumbing Permit | Residential | New | Completed | Residential - Sump >BP: To construct a 2 storey one-family dwelling with a secondary suite located in the Basement($702,750) with an open parking pad, providing total of 1 parking space having vehicular access from the 20' Lane. >>Amend: June 5th -changed to: sump with pump -NOTE: Engineering Assurance letter will be submitted to the Plumbing Inspector on the site. Letter shall conform to the requirements of Vancouver Bulletin 2000-008-EL/PL. | GNA Contracting Ltd
EP-2023-00712 | 2023-01-27 | 5805 LANARK STREET, Vancouver, BC V5P 2Y4 | Electrical Permit | Residential | New | Expired | Temporary Power - Residential - To provide temporary power. | Emco Electrical Ltd
SP-2023-01307 | 2023-07-20 | 5805 LANARK STREET, Vancouver, BC V5P 2Y4 | Sprinkler Permit | Residential | New | Completed | Residential - 1FD+SS - #1 & #2 - New sprinkler system >DB: To construct a 2 storey one-family dwelling with a secondary suite located in the Basement with an open parking pad, providing total of 1 parking space having vehicular access from the 20' Lane. Note: The entire building, INCLUDING THE ATTACHED GARAGE (if applicable), to be sprinklered to NFPA 13D 1. Covenant registered at the Land Title Office under CB25579 2. A/C proposed – Exterior component located in Rear, Interior component located in Upper floor 3. Bar sink located in basement **THIS PERMIT HAS BEEN ISSUED UNDER THE REQUIREMENTS OF VBBL #12511 (2019) ** | Haven Fire Protection Ltd
NULL | NULL | 5805 LANARK STREET, Vancouver, BC V5P 2Y4 | Electrical Permit | Residential | New | Draft | Installation / Repair - Residential - All kind of electrical and extra low voltage work | Emco Electrical Ltd
EP-2023-07167 | 2023-08-21 | 5805 LANARK STREET, Vancouver, BC V5P 2Y4 | Electrical Permit | Residential | New | Completed | Installation / Repair - Residential - ¦ 1FD + 1SS- 200A ¦ Service connection for main house ,suite and Laneway house And kind of electrical and extra low voltage work *An approved mechanical permit is required for the installation of air conditioning or heat pump unit at the time of installation before an electrical inspection will be performed To construct a 2 storey one-family dwelling with a secondary suite located in the Basement with an open parking pad, providing total of 1 parking space having vehicular access from the 20' Lane. Note: The entire building, INCLUDING THE ATTACHED GARAGE (if applicable), to be sprinklered to NFPA 13D 1. Covenant registered at the Land Title Office under CB25579 2. A/C proposed – Exterior component located in Rear, Interior component located in Upper floor 3. Bar sink located in basement 4. Schedule B: (Y.K.Sharma) P.Eng (778.863.7076) Structural 5. Schedule B: (Z.Guan) P.Eng (778.868.5635) Geotechnical 6. HPO: Residential Builder- TJM Construction Ltd | Emco Electrical Ltd
MP-2023-01174 | 2023-06-26 | 5805 LANARK STREET, Vancouver, BC V5P 2Y4 | Mechanical Permit | NULL | NULL | Completed | NULL | AKAL Plumbing & Heating Ltd
GP-2022-03283 | 2022-10-25 | 5821 LANARK STREET, Vancouver, BC V5P 2Y4 | Gas Permit | Residential | Renovation | Completed | Residential - Re/re of existing boiler and hot water tank with combi boiler system. | 1236318 BC Ltd DBA Aquatech Vancouver
GP-2022-00224 | 2022-01-25 | 6455 LARCH STREET, Vancouver, BC V6M 4E8 | Gas Permit | Residential | Renovation - Dwelling Unit(s) only | Completed | Residential - A furnace replacement | Vanheat Services Ltd
EP-2022-08385 | 2022-10-06 | 6290 KIRKLAND STREET, Vancouver, BC V5S 3P9 | Electrical Permit | Residential | Addition | Completed | Installation / Repair - Residential - Branch circuit, power supply for AC. Note: A mechanical permit is required. | Green Mountain Multitech Ltd
GP-2023-00004 | 2023-01-02 | 6290 KIRKLAND STREET, Vancouver, BC V5S 3P9 | Gas Permit | Residential | Renovation - Dwelling Unit(s) only | Completed | Residential - TANKLESS REPLACEMENT | CoStar Home Energy Ltd
EP-2022-06832 | 2022-08-15 | 6290 KIRKLAND STREET, Vancouver, BC V5S 3P9 | Electrical Permit | Residential | Addition | Completed | Installation / Repair - Residential - Service upgrades from 100 amps to 200 amps | Morning Star Electrical Ltd
EP-2022-08276 | 2022-10-12 | 6290 KIRKLAND STREET, Vancouver, BC V5S 3P9 | Electrical Permit | Residential | Addition | Completed | Installation / Repair - Residential - Future car charger optional only | Morning Star Electrical Ltd
GP-2022-00370 | 2022-02-04 | 1524 KITCHENER STREET, Vancouver, BC V5L 2V9 | Gas Permit | Residential | New | Completed | Residential - Fisher & Paykel 30" Freestanding Gas Range.. | Han Appliances & Refrigeration Ltd
EP-2024-00471 | NULL | 1524 KITCHENER STREET, Vancouver, BC V5L 2V9 | Electrical Permit | Residential | Renovation | Application Incomplete | Installation / Repair - Residential - Upgrade service to 200 amp. Pole mounted meter in front yard | REDISON ELECTRIC LTD
EP-2022-07705 | 2022-09-15 | 1549 KITCHENER STREET, Vancouver, BC V5L 2V8 | Electrical Permit | Residential | Addition | Issued | Installation / Repair - Residential - Installation of copper pigtails to aluminum wiring on all light boxes (fixtures), and receptacles throughout common hallways, stairwells, and utility rooms, from levels 1 through 4. | METROWEST ELECTRIC LTD
NULL | NULL | 1549 KITCHENER STREET, Vancouver, BC V5L 2V8 | Plumbing Permit | Commercial | Addition | Withdrawn | Commercial - run new piping for irrigation system to be installed for building | Langara Mechanical Plumbing & Heating Ltd
EP-2022-04919 | 2022-06-13 | 1549 KITCHENER STREET, Vancouver, BC V5L 2V8 | Electrical Permit | Commercial | Renovation | Completed | Installation / Repair - Commercial - Wire trailer and sub panel for bldg remediation Exterior alterations for membrane repair and replacement of balcony and patio doors to this existing multiple dwelling building. | PRO-CAN ELECTRIC LTD
GP-2022-01547 | 2022-05-20 | 1556 KITCHENER STREET, Vancouver, BC V5L 2V9 | Gas Permit | Residential | Addition | Completed | Residential - Navien NPE 240A2 Tankless On Demand Water Heater -Disconnect, remove and dispose of existing hot water tank -Supply and install white MDF on the wall -Supply and install Navien NPE 240A2 -Supply and install new 2 vent system and pipe out of home with fresh air directly out the back of the Navien and Flue exhaust out the back of the Navien and up the side of the house as per Rob's sketch -Clean Up Domestic Waterline Piping in Mechanical room and connect to Navien -Supply and install modulating gas regulator 6 - 10ft from Navien -Supply and install thermal expansion tank and acid neutralizer -Install electrical wall plug -Reconnect gas, electrical, heating and waterlines and startup system | DISPATCH PLUMBING INC
GP-2022-00933 | 2022-03-25 | 1618 KITCHENER STREET, Vancouver, BC V5L 2W2 | Gas Permit | Residential | New | Completed | Residential - Miele 30" Freestanding Gas Range | Han Appliances & Refrigeration Ltd
GP-2023-00664 | 2023-02-23 | 1628 KITCHENER STREET, Vancouver, BC V5L 2W2 | Gas Permit | Residential | Addition | Completed | Residential - TO INSTALL 1 COMBI BOILER | BC Care Heating Services Ltd
PP-2022-00265 | 2022-01-27 | 1161 KEEFER STREET, Vancouver, BC V6A 1Z2 | Plumbing Permit | Residential | New | Issued | Residential - 1FD+SS - Plumbing Building #1, To provide interior and exterior alterations to convert the existing One-Family Dwelling to a One-Family Dwelling with Secondary Suite (and to construct a infill two-family dwelling at the rear, providing an attached two car garage, having vehicular access from the lane on this site - separate permit). | Bluewater Mechanical Ltd
EP-2022-02623 | 2022-04-13 | 1161 KEEFER STREET, Vancouver, BC V6A 1Z2 | Electrical Permit | Residential | New | Expired | Temporary Power - Residential - To provide temporary power. -renewal of: EP-2021-02085 -Valid: March 19, 2022 - March 18, 2023 | AMTEK Electric Ltd
SP-2022-00650 | 2022-05-02 | 1161 KEEFER STREET, Vancouver, BC V6A 1Z2 | Sprinkler Permit | Residential | New | Issued | Residential - One backflow preventer for main building No individual dual check valve Building #1, To provide interior and exterior alterations to convert the existing One-Family Dwelling to a One-Family Dwelling with Secondary Suite (and to construct a infill two-family dwelling at the rear, providing an attached two car garage, having vehicular access from the lane on this site - separate permit). | Haven Fire Protection Ltd
EP-2023-03205 | 2023-04-24 | 1161 KEEFER STREET, Vancouver, BC V6A 1Z2 | Electrical Permit | Residential | New | Issued | Temporary Power - Residential - To provide temporary power. Renewal of EP-2022-02623 Valid: March 19, 2023 - March 18, 2024 | AMTEK Electric Ltd
EP-2022-09452 | 2022-11-07 | 1161 KEEFER STREET, Vancouver, BC V6A 1Z2 | Electrical Permit | Residential | Addition | Issued | Installation / Repair - Residential - New construction SFD w/ suite electrical rough-wire and finishing 200A triplex meter service 100A main switch 100A switch per infill duplex unit underground tek cable installation *1FD + SS: EP-2022-09452 *2FD INFILL: EP-2023-01434 *An approved mechanical permit is required for the installation of air conditioning/ heat Pump before an electrical inspection will be performed >BP: Building #1 To provide interior and exterior alterations to convert the existing One-Family Dwelling to a One-Family Dwelling with Secondary Suite. Revision #1 ( June 10th, 2021, Adessa.M) - Amendment to structural/architectural drawing as the existing foundation was unsuitable to support the structure. Brick structure will be braced and lifted to allow for new foundation to be constructed. About 2 1/2" of brick works from main floor down will be salvaged for exterior cladding at basement. New pre-permit checklist and S2 submitted. Revision #2 (October 6th, 2021, Adessa.M) - Revision to structural drawing and architectural foundation walls for proposed lifting of house - see revision form for details, new pre-permit checklist and structural drawing submitted. Exterior insulation on East side must be non-combustible as it is closer than 1.2 m to property line. - No DPMA is required as per Mandy So, September 13th, 2021. The appearance of the exterior façade must remains same as the approved DP Revision #3 (K.Bircham) 1. Delete the two windows on the second floor level of the main house, facing East elevation. 2. Add one 8"x8" window to each bedroom on the second floor level of the main house. 3. Addition of a 12'-8" x 5'-0" roof deck at the 2nd floor level of main house facing rear yard. | AMTEK Electric Ltd
EP-2022-09593 | 2022-11-15 | 1161 KEEFER STREET, Vancouver, BC V6A 1Z2 | Electrical Permit | Residential | New | Issued | Installation / Repair - Residential - Low voltage & security alarm comepletion. >>BP: Building #1 To provide interior and exterior alterations to convert the existing One-Family Dwelling to a One-Family Dwelling with Secondary Suite. | Xon Automation Ltd
GP-2022-02449 | 2022-11-18 | 1161 KEEFER STREET, Vancouver, BC V6A 1Z2 | Gas Permit | Residential | New | Issued | Residential - Gas appliance install for: two boilers for main house >BP: Building #1 To provide interior and exterior alterations to convert the existing One-Family Dwelling to a One-Family Dwelling with Secondary Suite. | Bluewater Mechanical Ltd
EP-2022-02592 | 2022-03-31 | 3261 KITCHENER STREET, Vancouver, BC V5K 3G1 | Electrical Permit | Residential | Renovation | Completed | Installation / Repair - Residential - To pre-wire and install security alarm, and Date cables Amend: Apr 7, 2022 The address is wrong, please revise to 3261 Kitchener St. | Yao Rong Xu
PP-2022-00290 | 2022-01-31 | 3261 KITCHENER STREET, Vancouver, BC V5K 3G1 | Plumbing Permit | Residential | Renovation | Completed | Residential - fixture #1 - 3261 Kitchener St Interior alterations to validate the work done to suite #1 in a One Family Dwelling with secondary suite to this existing dwelling on this inside with lane site. CF-2021-011802 Letter of assurance provided by: Wayne NG, 604-451-1228, Schedule B (Structural) Work to be done included: - No work to be done in the Main floor - Secondary suite (#2) Upper Floor: - Modify the kitchen layout - Modify the bathroom layout - Change the powder room to a bathroom and install one shower | East West Plumbing (2007) Ltd
NULL | NULL | 3261 KITCHENER STREET, Vancouver, BC V5K 3G1 | Electrical Permit | Residential | Renovation - Dwelling Unit(s) only | Withdrawn | Installation / Repair - Residential - add air conditioner, pull wires and finishing for interior and exterior alterations for second floor | NULL
EP-2022-01263 | 2022-02-24 | 3261 KITCHENER STREET, Vancouver, BC V5K 3G1 | Electrical Permit | Residential | Renovation - Dwelling Unit(s) only | Completed | Installation / Repair - Residential - Add air conditioner, pull wires, and finishing for interior and exterior alterations for second floor -CF-2021-011802 >BP: #1 - 3261 Kitchener St Interior alterations to validate the work done to suite #1 in a One Family Dwelling with secondary suite to this existing dwelling on this inside with lane site. CF-2021-011802 Letter of assurance provided by: Wayne NG, 604-451-1228, Schedule B (Structural) Work to be done included: - No work to be done in the Main floor - Secondary suite (#2) Upper Floor: - Modify the kitchen layout - Modify the bathroom layout - Change the powder room to a bathroom and install one shower | Honan Electrical
EP-2022-06837 | 2022-10-05 | 3330 KNIGHT STREET, Vancouver, BC V5N 3K8 | Electrical Permit | Commercial | Renovation | Completed | Installation / Repair - Commercial - -Install 1-phase 240v A/C power and disconnect for A/C unit on outside of the building and control wire . | Allone Electric Ltd
NULL | NULL | 3330 KNIGHT STREET, Vancouver, BC V5N 3K8 | Mechanical Permit | NULL | NULL | Draft | NULL | Crystal Refrigeration & Air Conditioning Ltd
NULL | NULL | 3330 KNIGHT STREET, Vancouver, BC V5N 3K8 | Mechanical Permit | NULL | NULL | Draft | NULL | Crystal Refrigeration & Air Conditioning Ltd
NULL | NULL | 3330 KNIGHT STREET, Vancouver, BC V5N 3K8 | Mechanical Permit | NULL | NULL | Draft | NULL | Crystal Refrigeration & Air Conditioning Ltd
MP-2023-00526 | 2023-04-03 | 3330 KNIGHT STREET, Vancouver, BC V5N 3K8 | Mechanical Permit | NULL | NULL | Completed | NULL | Crystal Refrigeration & Air Conditioning Ltd
EP-2023-09917 | 2023-11-17 | 14 KOOTENAY STREET, Vancouver, BC V5K 4P5 | Electrical Permit | Residential | New | Issued | Installation / Repair - Residential - 200 amp overhead service upgrade | Pato R Ortiz Electric Ltd
EP-2023-03684 | 2023-04-28 | 36 KOOTENAY STREET, Vancouver, BC V5K 4P5 | Electrical Permit | Residential | Addition | Completed | Installation / Repair - Residential - Upgrading Overhead Service from 70A to 200 amps. | Voltz Electric Ltd
GP-2022-00924 | 2022-03-23 | 111 KOOTENAY STREET, Vancouver, BC V5K 4P7 | Gas Permit | Residential | New | Completed | Residential - Replacing a natural gas furnace. Install new venting pipes and reconnecting the gas line onto the new furnace. | Tak Heating & Cooling Ltd
GP-2023-03097 | 2023-10-17 | 6085 LANARK STREET, Vancouver, BC V5P 2Y7 | Gas Permit | Residential | Renovation | Issued | Residential - Decommission and remove old furnace and install new furnace. | Ashton Service Group/Ashton Mechanical Ltd.
EP-2022-04745 | 2022-06-22 | 6170 LANARK STREET, Vancouver, BC V5P 2Y8 | Electrical Permit | Residential | Renovation | Issued | Installation / Repair - Residential - install 4 interconnected CO and smoke combo alarms Install 2 emergency “running man “ lights, in corridor, and also at main exit. -reference: IA-2022-00108 >>>>Amend: July 20th Please add: Receptacles Panel directory One more emergency running man with twin lights at back e | Kato Electrical Inc
GP-2022-02094 | 2022-07-15 | 6170 LANARK STREET, Vancouver, BC V5P 2Y8 | Gas Permit | Residential | Renovation | Completed | Residential - REPLACE A FURNACE - Work related to IA-2022-00108 | FANGXIN PLUMBING
GP-2023-03843 | 2023-12-04 | 4316 LOCARNO CRESCENT, Vancouver, BC V6R 1G3 | Gas Permit | Residential | Addition | Completed | Residential - TO INSTALL 1 FURNACE | BC Care Heating Services Ltd
PP-2022-00118 | 2022-01-17 | 5969 LANCASTER STREET, Vancouver, BC V5R 4A9 | Plumbing Permit | Residential | Renovation | Completed | Residential - 1FD+SS - Add one laundry machine Interior alterations only to restore 2 car garage and a change of use to an One-Family Dwelling with Secondary Suite at this existing residential building. | WESTBRIDGE PLUMBING & HEATING LTD
MP-2023-01766 | 2023-09-29 | 6550 LANCASTER STREET, Vancouver, BC V5S 3A8 | Mechanical Permit | NULL | NULL | Issued | NULL | Lumi HVAC Ltd
SP-2023-01601 | 2023-09-05 | 6550 LANCASTER STREET, Vancouver, BC V5S 3A8 | Sprinkler Permit | Residential | New | Issued | Residential - 2FD+2SS - FRONT - 6550 LANCASTER ST - #1 & #2 BACK - 6552 LANCASTER ST - #1 & #2 fixtures >DB: To construct a two-storey two-family dwelling with two secondary suites located in the basement, with a detached accessory building (garage) and 2 opened parking pads, provide a total of 4 parking spaces, having vehicular access from the lane. Note: This is a 2 storey building pursuant to the Zoning and Development By-Law. 1. Covenant registered CB602966-CB602967. 2. No strata titling of the secondary suites is permitted. 3. A/C units proposed in the front yard and the rear yard. ***This permit is issued under the VBBL 2019, with updated energy requirements as per bylaw # 12997 effective Jan 01, 2022.*** | East West Plumbing (2007) Ltd
GP-2023-02552 | 2023-09-05 | 6550 LANCASTER STREET, Vancouver, BC V5S 3A8 | Gas Permit | Residential | New | Issued | Residential - 2 Ranges, 2 BBq's & 2 Boilers >BP: To construct a two-storey two-family dwelling with two secondary suites ($1,000,000) located in the basement, with a detached accessory building (garage) and 2 opened parking pads, provide a total of 4 parking spaces, having vehicular access from the lane. | East West Plumbing (2007) Ltd
EP-2023-07773 | NULL | 6550 LANCASTER STREET, Vancouver, BC V5S 3A8 | Electrical Permit | Residential | New | Withdrawn | Installation / Repair - Residential - wiring new duplex | MILKYWAY INDUSTRY LTD
EP-2023-08470 | 2023-09-19 | 6550 LANCASTER STREET, Vancouver, BC V5S 3A8 | Electrical Permit | Residential | New | Issued | Installation / Repair - Residential - Extra low voltage wiring: camera, security, internet, door bell. >BP: To construct a two-storey two-family dwelling with two secondary suites ($1,000,000) located in the basement, with a detached accessory building (garage) and 2 opened parking pads, provide a total of 4 parking spaces, having vehicular access from the lane. Note: This is a 2 storey building pursuant to the Zoning and Development By-Law. 1. Covenant registered CB602966-CB602967. 2. No strata titling of the secondary suites is permitted. 3. A/C units proposed in the front yard and the rear yard. 4. Schedule B: Antony Wang, 604-618-6236 Structural & Geotechnical 5. HPO: Residential Builder - Mosa Project Management Ltd ***This permit is issued under the VBBL 2019, with updated energy requirements as per bylaw # 12997 effective Jan 01, 2022.*** | Dragon Electric Ltd
EP-2023-00928 | 2023-02-03 | 6550 LANCASTER STREET, Vancouver, BC V5S 3A8 | Electrical Permit | Residential | New | Expired | Temporary Power - Residential - To provide temporary power. NOTE: Work authorized by this permit is for placement of a temporary power pole only and does not authorize any site construction and/or excavation. A separate Building Permit will be required prior to commencement of any other work on this site. | MILKYWAY INDUSTRY LTD
MP-2023-01420 | 2023-08-03 | 6550 LANCASTER STREET, Vancouver, BC V5S 3A8 | Mechanical Permit | NULL | NULL | Issued | NULL | East West Plumbing (2007) Ltd
NULL | NULL | 6550 LANCASTER STREET, Vancouver, BC V5S 3A8 | Mechanical Permit | NULL | NULL | Draft | NULL | East West Plumbing (2007) Ltd
PP-2023-02509 | 2023-07-14 | 6550 LANCASTER STREET, Vancouver, BC V5S 3A8 | Plumbing Permit | Residential | New | Issued | Residential - 2FD+2SS - FRONT - 6550 LANCASTER ST - #1 & #2 BACK - 6552 LANCASTER ST - #1 & #2 fixtures >DB: To construct a two-storey two-family dwelling with two secondary suites located in the basement, with a detached accessory building (garage) and 2 opened parking pads, provide a total of 4 parking spaces, having vehicular access from the lane. Note: This is a 2 storey building pursuant to the Zoning and Development By-Law. 1. Covenant registered CB602966-CB602967. 2. No strata titling of the secondary suites is permitted. 3. A/C units proposed in the front yard and the rear yard. ***This permit is issued under the VBBL 2019, with updated energy requirements as per bylaw # 12997 effective Jan 01, 2022.*** | East West Plumbing (2007) Ltd
EP-2023-04687 | 2023-09-18 | 6550 LANCASTER STREET, Vancouver, BC V5S 3A8 | Electrical Permit | Residential | New | Issued | Installation / Repair - Residential - ¦ 2FD + 2SS ¦ 2 SEPARATE 200A SERVICES ¦ *An approved mechanical permit is required for the installation of air conditioning or heat pump unit at the time of installation before an electrical inspection will be performed >BP: To construct a two-storey two-family dwelling with two secondary suites ($1,000,000) located in the basement, with a detached accessory building (garage) and 2 opened parking pads, provide a total of 4 parking spaces, having vehicular access from the lane. Note: This is a 2 storey building pursuant to the Zoning and Development By-Law. 1. Covenant registered CB602966-CB602967. 2. No strata titling of the secondary suites is permitted. 3. A/C units proposed in the front yard and the rear yard. 4. Schedule B: Antony Wang, 604-618-6236 Structural & Geotechnical 5. HPO: Residential Builder - Mosa Project Management Ltd ***This permit is issued under the VBBL 2019, with updated energy requirements as per bylaw # 12997 effective Jan 01, 2022.*** | MILKYWAY INDUSTRY LTD
PP-2023-01858 | 2023-05-26 | 6550 LANCASTER STREET, Vancouver, BC V5S 3A8 | Plumbing Permit | Residential | New | Issued | Residential - One outside sump | East West Excavating 2022 ltd
PP-2022-03091 | 2022-09-06 | 6589 LANCASTER STREET, Vancouver, BC V5S 3A7 | Plumbing Permit | Residential | New | Completed | Residential - Plumbing for: >BP: To construct a 2 storey one-family dwelling with a secondary suite located in the Basement ($766,710.00) with 1 open parking over gravel, providing 1 parking space, having vehicular access from the 20' Lane. | Ghuman Mechanical Ltd
MP-2022-00216 | 2022-09-13 | 6589 LANCASTER STREET, Vancouver, BC V5S 3A7 | Mechanical Permit | NULL | NULL | Completed | NULL | Ghuman Mechanical Ltd
EP-2022-09637 | 2022-11-16 | 6589 LANCASTER STREET, Vancouver, BC V5S 3A7 | Electrical Permit | Residential | New | Completed | Installation / Repair - Residential - tv,telephone,alarm prewire and complete >BP: To construct a 2 storey one-family dwelling with a secondary suite located in the Basement ($766,710.00) with 1 open parking over gravel, providing 1 parking space, having vehicular access from the 20' Lane. 1. Covenant registered at the Land Title Office under CA8085805 2. No Strata Titling permitted 3. No A/C Unit proposed 4. Schedule B: (Md. Shahidul Alam) P.Eng (604-653-7475) Structural & Geotechnical 5. BC Housing (Bright Star Holding Incorporated) This is a 2 storey building pursuant to the Zoning and Development By-Law ******THIS PERMIT HAS BEEN ISSUED UNDER THE REQUIREMENTS OF VBBL 2019****** All rooms adjacent to North and South elevations exposing building face shall be sprinklered. "Combustible projections or roof soffits on an exposing building face shall not project to less than .45m from the property line and shall be in compliance with VBBL 2014 9.10.15.5.(11) The entire building, to be sprinklered to NFPA 13D. | Tvisha Technologies Ltd
EP-2022-09384 | 2022-11-09 | 6589 LANCASTER STREET, Vancouver, BC V5S 3A7 | Electrical Permit | Residential | New | Completed | Installation / Repair - Residential - rough wiring and finishing of new house. There is already an existing lwh at this site. main service; 200 amps main house; 150 amps lwh; 100 amps >BP: To construct a 2 storey one-family dwelling with a secondary suite located in the Basement ($766,710.00) with 1 open parking over gravel, providing 1 parking space, having vehicular access from the 20' Lane. 1. Covenant registered at the Land Title Office under CA8085805 2. No Strata Titling permitted 3. No A/C Unit proposed 4. Schedule B: (Md. Shahidul Alam) P.Eng (604-653-7475) Structural & Geotechnical 5. BC Housing (Bright Star Holding Incorporated) This is a 2 storey building pursuant to the Zoning and Development By-Law ******THIS PERMIT HAS BEEN ISSUED UNDER THE REQUIREMENTS OF VBBL 2019****** All rooms adjacent to North and South elevations exposing building face shall be sprinklered. "Combustible projections or roof soffits on an exposing building face shall not project to less than .45m from the property line and shall be in compliance with VBBL 2014 9.10.15.5.(11) The entire building, to be sprinklered to NFPA 13D. | OPTIMUM ELECTRICAL LTD
SP-2022-01702 | 2022-10-19 | 6589 LANCASTER STREET, Vancouver, BC V5S 3A7 | Sprinkler Permit | Residential | New | Completed | Residential - sprinkler >>BP: To construct a 2 storey one-family dwelling with a secondary suite located in the Basement ($766,710.00) with 1 open parking over gravel, providing 1 parking space, having vehicular access from the 20' Lane. 1. Covenant registered at the Land Title Office under CA8085805 2. No Strata Titling permitted 3. No A/C Unit proposed 4. Schedule B: (Md. Shahidul Alam) P.Eng (604-653-7475) Structural & Geotechnical 5. BC Housing (Bright Star Holding Incorporated) This is a 2 storey building pursuant to the Zoning and Development By-Law ******THIS PERMIT HAS BEEN ISSUED UNDER THE REQUIREMENTS OF VBBL 2019****** All rooms adjacent to North and South elevations exposing building face shall be sprinklered. "Combustible projections or roof soffits on an exposing building face shall not project to less than .45m from the property line and shall be in compliance with VBBL 2014 9.10.15.5.(11) The entire building, to be sprinklered to NFPA 13D. | Ghuman Mechanical Ltd
GP-2022-03175 | 2022-10-17 | 6589 LANCASTER STREET, Vancouver, BC V5S 3A7 | Gas Permit | Residential | New | Completed | Residential - Gas piping >>BP: To construct a 2 storey one-family dwelling with a secondary suite located in the Basement ($766,710.00) with 1 open parking over gravel, providing 1 parking space, having vehicular access from the 20' Lane. 1. Covenant registered at the Land Title Office under CA8085805 2. No Strata Titling permitted 3. No A/C Unit proposed 4. Schedule B: (Md. Shahidul Alam) P.Eng (604-653-7475) Structural & Geotechnical 5. BC Housing (Bright Star Holding Incorporated) This is a 2 storey building pursuant to the Zoning and Development By-Law ******THIS PERMIT HAS BEEN ISSUED UNDER THE REQUIREMENTS OF VBBL 2019****** All rooms adjacent to North and South elevations exposing building face shall be sprinklered. "Combustible projections or roof soffits on an exposing building face shall not project to less than .45m from the property line and shall be in compliance with VBBL 2014 9.10.15.5.(11) The entire building, to be sprinklered to NFPA 13D. | Ghuman Mechanical Ltd
EP-2022-05289 | 2022-06-22 | 1842 MACDONALD STREET, Vancouver, BC V6K 3X9 | Electrical Permit | Residential | Addition | Completed | Installation / Repair - Residential - Install 15 amp branch circuit and receptacle in upstairs bedroom | Mott Electric General Partnership
GP-2023-03842 | 2023-12-04 | 1842 MACDONALD STREET, Vancouver, BC V6K 3X9 | Gas Permit | Residential | Addition | Completed | Residential - TO INSTALL 1 FURNACE | BC Care Heating Services Ltd
EP-2022-00867 | 2022-02-09 | 1848 MACDONALD STREET, Vancouver, BC V6K 3X9 | Electrical Permit | Commercial | Renovation | Completed | Installation / Repair - Commercial - electrical wiring for restore house (3 units) -CF-2018-010209 -fire alrm work : smoking detector at each family on each floor with strpbe lighting. active by fire water flow switch. EVSE is new. the service amount is same as before. scope lighting ; led pot light load calculation document see attached . BP: Exterior and interior alterations to the existing multiple conversion dwelling building containing three dwelling units on this inside without lane site. Work to include changes to the exterior decks and balconies and to reconstruct the third floor and roof. Entire building to be sprinklered to NFPA 13R Vinyl and wood windows are ok as per Nathaly Bahr and Lalitha Jayaraman July 6, 2021 | Dragon Electric Ltd
EP-2022-01134 | 2022-02-22 | 1848 MACDONALD STREET, Vancouver, BC V6K 3X9 | Electrical Permit | Residential | Renovation | Completed | Installation / Repair - Residential - extra low voltage wirimg : data , tv , door bell only >BP: Exterior and interior alterations to the existing multiple conversion dwelling building containing three dwelling units on this inside without lane site. Work to include changes to the exterior decks and balconies and to reconstruct the third floor and roof. Entire building to be sprinklered to NFPA 13R Vinyl and wood windows are ok as per Nathaly Bahr and Lalitha Jayaraman July 6, 2021 OK for DB per H.Aguirre, August 13, 2019 OK for field review per M.Carstairs, August 13, 2019 Letter of Assurance of Retention submitted by Scott Gordon, 604-220-8272 CRP Schedule A & Architectural Schedule B submitted by Scott Gordon, 604.220.8272 Structural Schedule B submitted by Grant Andersen, P.Eng., 604.946.0253 Note: Energy trigger chosen; L2 - Appliances - Upgrade to an Energuide/Energy Star appliance (fridge; dishwasher) Note: The work permitted under this permit is for fire restoration only. The building is to be restored to existing condition conditions. Safety glass/ laminated for all windows on North side elevation only. Existing cladding to remain. New cladding on North side elevation to be noncombustible smooth hardie siding. Any additional work beyond the fire damage repair will require a separate development and/or building permit. STRATA TITLING IS NOT PERMITTED UNDER THIS PERMIT. | Dragon Electric Ltd
PP-2022-00856 | 2022-03-14 | 1848 MACDONALD STREET, Vancouver, BC V6K 3X9 | Plumbing Permit | Commercial | Renovation | Completed | Commercial - drain tile replacement Exterior and interior alterations to the existing multiple conversion dwelling building containing three dwelling units on this inside without lane site. Work to include changes to the exterior decks and balconies and to reconstruct the third floor and roof. | T J Construction Ltd
GP-2022-01816 | 2022-06-14 | 1171 KEEFER STREET, Vancouver, BC V6A 1Z2 | Gas Permit | Residential | Renovation | Completed | Residential - Re&Re hot water tank BTU 40.000 | Milani Plumbing Heating & Air Conditioning Ltd
PP-2022-02401 | 2022-07-12 | 1585 KAMLOOPS STREET, Vancouver, BC V5K 3W1 | Plumbing Permit | Residential | Addition | Completed | Residential - Lawn irrigation | M&M Industries Ltd
PP-2022-02550 | 2022-07-21 | 1612 KAMLOOPS STREET, Vancouver, BC V5K 3W4 | Plumbing Permit | Residential | New | Completed | Residential - Install DCVA Backflow Preventer for Irrigation | David Bathurst
EP-2023-05701 | 2023-06-27 | 1645 KAMLOOPS STREET, Vancouver, BC V5K 3W3 | Electrical Permit | Residential | Renovation - Dwelling Unit(s) only | Completed | Installation / Repair - Residential - Replacement of 100A Main Panel for a new upgraded version. | P Freeman Electric Corporation
GP-2023-03934 | 2023-12-07 | 1645 KAMLOOPS STREET, Vancouver, BC V5K 3W3 | Gas Permit | Residential | Renovation | Completed | Residential - RE&RE tankless water heater | Milani Plumbing Heating & Air Conditioning Ltd
PP-2022-02252 | 2022-06-27 | 1660 KAMLOOPS STREET, Vancouver, BC V5K 3W4 | Plumbing Permit | Residential | Renovation | Completed | Residential - Small section of draintile repair and sanitary main repair. | Groundhog Excavating Ltd
EP-2022-10758 | 2023-01-03 | 1686 KAMLOOPS STREET, Vancouver, BC V5K 3W4 | Electrical Permit | Residential | Addition | Completed | Installation / Repair - Residential - Wiring circuits for bedroom smoke alarm and install alarm devices,wiring circuit for outdoor charger outlet,wiring circuits for second suit counter,install 90 A sub panel. -The grounding/bonding is for sub panel,no affecting to the service. (CF-2019-013717) >BP: Exterior and interior alterations to this existing one family dwelling including change of use from one family dwelling to one family dwelling with secondary suite. Scope of Work: add secondary suite to basement add two bedrooms and bathroom in the attic add new concrete in the rear yard | Myarc Electrical Inc
PP-2023-00709 | 2023-03-02 | 1686 KAMLOOPS STREET, Vancouver, BC V5K 3W4 | Plumbing Permit | Residential | Renovation | Completed | Residential - 1FD+SS - #1 & #2 - New auto washer and disconnect 2 showers >BP: Exterior and interior alterations to this existing one family dwelling including change of use from one family dwelling to one family dwelling with secondary suite. Scope of Work: add secondary suite to basement add two bedrooms and bathroom in the attic add new concrete in the rear yard add a new accessory building (work shop) in the rear yard | AMBER MECHANICAL LTD
EP-2022-00869 | 2022-02-17 | 1920 KAMLOOPS STREET, Vancouver, BC V5M 3A1 | Electrical Permit | Residential | Addition | Completed | Installation / Repair - Residential - Installation of 24 Solar PV panels on a sloped roof | Penfolds Roofing Inc.
EP-2022-00283 | NULL | 1920 KAMLOOPS STREET, Vancouver, BC V5M 3A1 | Electrical Permit | Residential | Addition | Applicant Revisions | Installation / Repair - Residential - ¦ 1FD: HP ¦ We are installing a circuit and disconnect for a heat pump GP-2021-04248: Completed for the installation of heat pump ¦ Work without permit fee to be paid prior to permit issuance | Douglas Millington o/a Moose Electric
EP-2022-07564 | 2022-09-09 | 1193 KINGSWAY, Vancouver, BC V5V 3C9 | Electrical Permit | Commercial | NULL | Expired | Annual / Operating - Annual repairs or maintenance that may be needed throughout the year. Renewal of EP-2021-06533 Valid: Aug 31, 2022 to Aug 30, 2022 | Norben Electric (2016) Ltd
EP-2023-08163 | 2023-09-08 | 1193 KINGSWAY, Vancouver, BC V5V 3C9 | Electrical Permit | Commercial | NULL | Issued | Annual / Operating - Annual repairs or maintenance that may be needed throughout the year. Renewal of EP-2022-07564 Valid: Aug 31, 2023 to Aug 30, 2024 | Norben Electric (2016) Ltd
EP-2023-08885 | 2023-10-19 | 1202 KINGSWAY, Vancouver, BC V5V 3E1 | Electrical Permit | Commercial | Renovation | Issued | Installation / Repair - Commercial - ¦ TI ¦ Install light fixtures,exit light units,wiring circuits for branches,wiring circuit for heat pump unit,install baseboard heats *An approved mechanical permit is required for the installation of air conditioning or heat pump unit at the time of installation before an electrical inspection will be performed >BP: Change of Major Occupancy - To combine 1210 Kingsway (existing billiard hall, Group A2) and 1202 Kingsway (existing restaurant, Group A2) and to change the use and major occupancy to a Vehicle Dealer (Group E) with ancillary repair shop (Group F2). Building Review Branch Notes: - Change of Major Occupancy exceeding 5-year limit, upgrade levels F4, S4, N4, A4 are required. *** Reviewed under the VBBL 2019 *** | Myarc Electrical Inc
PP-2023-03764 | 2023-10-27 | 1202 KINGSWAY, Vancouver, BC V5V 3E1 | Plumbing Permit | Commercial | Renovation | Issued | Commercial - Plumbing work for restaurant >BP: Change of Major Occupancy - To combine 1210 Kingsway (existing billiard hall, Group A2) and 1202 Kingsway (existing restaurant, Group A2) and to change the use and major occupancy to a Vehicle Dealer (Group E) with ancillary repair shop (Group F2). Building Review Branch Notes: - Change of Major Occupancy exceeding 5-year limit, upgrade levels F4, S4, N4, A4 are required. *** Reviewed under the VBBL 2019 *** | Rain Coast Plumbing & Heating Ltd
EP-2022-00005 | 2022-01-06 | 5240 KILLARNEY STREET, Vancouver, BC V5R 3V9 | Electrical Permit | Residential | Renovation | Completed | Installation / Repair - Residential - Renew service for the electric meter. Take out the old meter and replace with a new meter. There is no building permit, this is an old house with no renovation. The old electric meter was not up to code, so I need to relocate and install the meter up to electric code for BC hydro connection. | Aweico Electric Ltd
EP-2023-04652 | 2023-06-02 | 5240 KILLARNEY STREET, Vancouver, BC V5R 3V9 | Electrical Permit | Residential | Tenant Improvement | Completed | Installation / Repair - Residential - Safety check and correction for the homeowner garage wiring work. (CF-2021-003559) >BP: To construct a detached two-car garage at the rear of this existing one-family dwelling on this inside with lane site. Work to include removal of carport constructed without permit. This permit is to legalize the garage on this site only. Any unauthorized work on this site, existing or otherwise, is neither recognized nor approved and may be subject to enforcement action. Geotechnical/Structural Schedule B submitted by Zhanchao Zhao - 604.526.1305 | Bright Ocean Electric Ltd
GP-2023-00017 | 2023-01-04 | 4393 KNIGHT STREET, Vancouver, BC V5N 3M4 | Gas Permit | Residential | Renovation | Completed | Residential - Replace gas furnace on ground floor. | Canadian Care Heating & Cooling Ltd
EP-2022-04407 | 2022-06-08 | 2400 KINGSWAY, Vancouver, BC V5R 5G9 | Electrical Permit | Commercial | Addition | Stop Work | Installation / Repair - Commercial - Installing of 2XL2 Electric Chargers at 40A Each. The new EV charger is 32 A 208 volt 1-Phase, 3-wire. There are two new EV charger stations will be installed and each EV station contains of only one EV charger. The brand name of the new EV charger is Noodoe and the model of EV is S2000. | Sy Teh Engineering Ltd
PP-2023-01955 | 2023-06-01 | 2296 KITCHENER STREET, Vancouver, BC V5L 2X2 | Plumbing Permit | Residential | Renovation | Completed | Residential - Add bathroom to upper floor >BP: Exterior and interior alteration to install 3 skylights and a washroom on the upper floor of this existing Single Detached House with Secondary Suite on this site. Scope of work: New bathroom & closet on master bedroom, install 3 new skylights, plumbing fixtures & electrical work. | William Jones
EP-2023-03671 | 2023-04-27 | 2296 KITCHENER STREET, Vancouver, BC V5L 2X2 | Electrical Permit | Residential | Renovation | Completed | Installation / Repair - Residential - Renovation of upper floor - 2 new bedrooms + 1 bathroom + hardwired smoke/co alarms/detectors. >BP: Exterior and interior alteration to install 3 skylights and a washroom on the upper floor of this existing Single Detached House with Secondary Suite on this site. Scope of work: New bathroom & closet on master bedroom, install 3 new skylights, plumbing fixtures & electrical work. OK for Field Review as per J. Zhang REUP submitted as per Peter Cho, 778-316-9053, petersw.cho@gmail.com Install interconnected, hardwired, 120 volt smoke alarms with battery back-up and silencing feature, in each sleeping unit and within 5m outside each sleeping areas on each storey as per Building Bylaw 9.10.19.3 Install Carbon Monoxide Alarm as per Building By-Law 9.32.4.2 Ceiling height to be a min. 6'-5" over 80% of the suite area and all exit routes | Fowlstone Electric Ltd
GP-2023-03759 | 2023-11-29 | 2305 KITCHENER STREET, Vancouver, BC V5L 2X3 | Gas Permit | Residential | Renovation | Completed | Residential - 1 Fireplace WOOD TO E30ID INSERT 40’ OF GAS | BC Fireplace Service Inc
EP-2022-05979 | 2022-07-19 | 2306 KITCHENER STREET, Vancouver, BC V5L 2X4 | Electrical Permit | Residential | Renovation | Completed | Installation / Repair - Residential - Upgrade power from 60Amp to 200 Amp. | Key Electric Ltd
GP-2022-02137 | 2022-07-22 | 6352 LANARK STREET, Vancouver, BC V5P 2Z1 | Gas Permit | Residential | Addition | Completed | Residential - Stove installation RE: CF-2022-007221 | Deep Water Plumbing Heating & Gas Services Limited
GP-2022-00127 | 2022-01-15 | 6575 LANARK STREET, Vancouver, BC V5P 2Z2 | Gas Permit | Residential | Addition | Completed | Residential - TO INSTALL 1 FURNACE **Amend 01/17/2022** ADD 1 TANKLESS WATER HEATER INSTALLATION | BC Care Heating Services Ltd
MP-2022-00676 | 2022-12-09 | 4346 LOCARNO CRESCENT, Vancouver, BC V6R 1G3 | Mechanical Permit | NULL | NULL | Issued | NULL | Sodhi Development Ltd
EP-2022-08430 | 2022-10-04 | 4346 LOCARNO CRESCENT, Vancouver, BC V6R 1G3 | Electrical Permit | Residential | New | Expired | Temporary Power - Residential - To provide temporary power. | SEAN CHYSYK O/A HYCREST ELECTRICAL
PP-2022-04103 | 2022-11-16 | 4346 LOCARNO CRESCENT, Vancouver, BC V6R 1G3 | Plumbing Permit | Residential | New | Issued | Residential - new plumbing >>BP: To construct a 2 storey one-family dwelling with an attached 2 car garage being accessed from Locarno Crescent ($963,200). Rev #1: Main house changed to Part 5 Design. "Building envelope and environmental separation as per Part 5 Design". Arch Sch B: Min-Wei Chen, P. Eng. (604-449-7789) Bldg. Envelope Sch D: Min-Wei Chen, P. Eng. (604-449-7789) Sch A: Stefan Wiedemann, AIBC (604.313-4241) Arch Sch B: Stefan Wiedemann, AIBC (604-313-4241) Arch 1- Covenant registered at the Land Title Office under CA7237278 2- No strata titling permitted 3- A/C unit proposed in the rear yard. 4- Bar sink to be 8'-0" max. 5- Schedule B. Henry Sy-Ning Hsu P.Eng. (604-322-7158) Structural, Geotechnical & Architectural Item 1.5. 6 - HPO - Teragon Developments & Construction Inc. | Sodhi Development Ltd
EP-2023-03655 | 2023-06-09 | 4346 LOCARNO CRESCENT, Vancouver, BC V6R 1G3 | Electrical Permit | Residential | New | Issued | Installation / Repair - Residential - completed electrical work in the main house of 4346 Locarno Cr, Vancouver, not including laneway house: EP-2022-00780 200A Overhead service, 150 A to main house 4346 Locarno Cr, Vancouver and 100 A to laneway house 4348 Locarno Cr, Vancouver 1FD Additional Loads: 1 Dryer load 1500 W, 1 Oven load 1500W, 1 Elevator load 1500W , 1 Steam oven 875W *An approved mechanical permit is required for the installation of air conditioning or heat pump unit at the time of installation before an electrical inspection will be performed >BP: To construct a 2 storey one-family dwelling with an attached 2 car garage being accessed from Locarno Crescent ($963,200). Rev #1: Main house changed to Part 5 Design. "Building envelope and environmental separation as per Part 5 Design". Arch Sch B: Min-Wei Chen, P. Eng. (604-449-7789) Bldg. Envelope Sch D: Min-Wei Chen, P. Eng. (604-449-7789) Sch A: Stefan Wiedemann, AIBC (604.313-4241) Arch Sch B: Stefan Wiedemann, AIBC (604-313-4241) Arch 1- Covenant registered at the Land Title Office under CA7237278 2- No strata titling permitted 3- A/C unit proposed in the rear yard. 4- Bar sink to be 8'-0" max. 5- Schedule B. Henry Sy-Ning Hsu P.Eng. (604-322-7158) Structural, Geotechnical & Architectural Item 1.5. 6 - HPO - Teragon Developments & Construction Inc. This is a 2 storey building pursuant to the Zoning and Development By-Law ******THIS PERMIT HAS BEEN ISSUED UNDER THE REQUIREMENTS OF VBBL 2014 AND THE GREEN HOMES PROGRAM****** "Combustible projections or roof soffits on an exposing building face shall not project to less than .45m from the property line and shall be in compliance with VBBL 2014 9.10.15.5.(9)" | DMW Electric Ltd
GP-2023-01316 | 2023-04-21 | 4346 LOCARNO CRESCENT, Vancouver, BC V6R 1G3 | Gas Permit | Residential | Renovation | Issued | Residential - Installation of 1 gas fireplace - venting and hook up only. >BP: To construct a 2 storey one-family dwelling with an attached 2 car garage being accessed from Locarno Crescent. | Urban Fireplaces Ltd
PP-2023-00873 | 2023-03-15 | 4346 LOCARNO CRESCENT, Vancouver, BC V6R 1G3 | Plumbing Permit | Residential | New | Issued | Residential - Install outside sump | Nihal Excavating & Landscaping Ltd
NULL | NULL | 4346 LOCARNO CRESCENT, Vancouver, BC V6R 1G3 | Gas Permit | Residential | New | Draft | Residential - To install boiler 2 range BBQ fireplace 2 firepit There is pipping for fireplace 2 firepit 1 range | JOT MECHANICAL LTD
GP-2023-00800 | 2023-03-07 | 4346 LOCARNO CRESCENT, Vancouver, BC V6R 1G3 | Gas Permit | Residential | New | Issued | Residential - To install boiler 2 range BBQ fireplace 2 firepit There is pipping for 1 range 2 firepit fireplace >BP: To construct a 2 storey one-family dwelling with an attached 2 car garage being accessed from Locarno Crescent ($963,200). **Amendment**May 02, 2023 - Added 1 Fireplace - 45,000 BTU | JOT MECHANICAL LTD
EP-2023-04812 | 2023-05-31 | 4346 LOCARNO CRESCENT, Vancouver, BC V6R 1G3 | Electrical Permit | Residential | New | Issued | Installation / Repair - Residential - Extra low voltage installation of audio, video, data and cameras. >BP: To construct a 2 storey one-family dwelling with an attached 2 car garage being accessed from Locarno Crescent ($963,200). Rev #1: Main house changed to Part 5 Design. "Building envelope and environmental separation as per Part 5 Design". | ALM Electric Inc
MP-2023-00963 | 2023-05-30 | 4346 LOCARNO CRESCENT, Vancouver, BC V6R 1G3 | Mechanical Permit | NULL | NULL | Issued | NULL | NEWLINE PLUMBING & HEATING LTD.
SP-2023-00782 | 2023-05-04 | 4346 LOCARNO CRESCENT, Vancouver, BC V6R 1G3 | Sprinkler Permit | Residential | New | Issued | Residential - Install sprinklers in sfd >BP: To construct a 2 storey one-family dwelling with an attached 2 car garage being accessed from Locarno Crescent. 1- Covenant registered at the Land Title Office under CA7237278 2- No strata titling permitted 3- A/C unit proposed in the rear yard. 4- Bar sink to be 8'-0" max. 5- Schedule B. Henry Sy-Ning Hsu P.Eng. (604-322-7158) Structural, Geotechnical & Architectural Item 1.5. 6 - HPO - Teragon Developments & Construction Inc. The entire building, INCLUDING THE ATTACHED GARAGE, to be sprinklered to NFPA 13D. | Gold Key Fire Protection Ltd
EP-2023-08317 | 2023-09-22 | 4375 LOCARNO CRESCENT, Vancouver, BC V6R 1G2 | Electrical Permit | Residential | Renovation | Completed | Installation / Repair - Residential - Repairs for electrical safety check and insurance: -No change to service. Just adding a ground plate. -There is drywall cutting through ceiling or walls. -Install new Emily Knob/wire holder -install conduit straps on service conduit -Re tap panel screw holes and install machine screws -install ground plate -install GFCI protection for 9 knob and tube circuits. Troubleshoot all circuits to detemine which wiring is ead and delete wiring. Delete knob and tube wiring that has been tampered with and refeed with NMD90 wiring -Install knock out fillers on both panels. Install proper size connectors on 2 cables. Install larger nuetral lug. Confirm circuits and label panels -Restrap wiring in basement -install mechanical protection for wiring that is exposed under 1.5m -Delete extension cord wiring and install NMD90 wiring -Install cover plates on 2 junction boxes -Shift junction box over to enter wiring properly into box. -Install insulation between wiring and ducting in the basement -Replace 15 receptacles throughout home that are 2 prong, loose or not grounded. -Relocate bathroom light switch so that it is 1m away from the shower. -Replace light fixtures in master bedroom closet and basement stairwell with utility light. -Supply and install wiring and bonding clamp to bond gas piping to electrical system -Install GFCI receptacle next to wash basin in basement -install 1 hardwired CO/smoke detector, 2 battery operated CO/smoke detectors, 4 battery operated smoke detectors. All detectors have wireless interconnection. | Hot Electric Inc.
PP-2022-00069 | 2022-01-11 | 6963 LANARK STREET, Vancouver, BC V5P 2Z6 | Plumbing Permit | Residential | New | Completed | Residential - Installing Sumps | Hans Demolition and Excavating Ltd.
PP-2022-00812 | 2022-03-09 | 6963 LANARK STREET, Vancouver, BC V5P 2Z6 | Plumbing Permit | Residential | New | Completed | Residential - 2FD+2SS - SOUTH UNIT - 6963 LANARK ST - #1 & #2 NORTH UNIT - 6961 LANARK ST - #1 & #2 To install piping and fixtures for a new duplex. To construct a 2 storey two-family dwelling with (2) secondary suites located in the Basement with a detached accessory building (garage) and 2 open parking stalls at the rear providing 4 parking spaces, having vehicular access from the lane. 1. Covenant registered at the Land Title Office under CA929110 2. A/C proposed – Exterior component located in Rear Yard, Interior component located in closet at second floor. | Skyway Plumbing & gas Ltd
EP-2022-02831 | 2022-04-08 | 6963 LANARK STREET, Vancouver, BC V5P 2Z6 | Electrical Permit | Residential | New | Completed | Installation / Repair - Residential - TV/Tel./Data wiring, Security Alarm System, CCTV Camera System, Doorbell and Central Vacuum System. Amend: Aug 22, 2022 amend the permit - value to be $3000 >BP: To construct a 2 storey two-family dwelling with (2) secondary suites located in the Basement ($874,750.00) with a detached accessory building (garage) and 2 open parking stalls at the rear providing 4 parking spaces, having vehicular access from the lane. 1. Covenant registered at the Land Title Office under CA929110 2. A/C proposed – Exterior component located in Rear Yard, Interior component located in closet at second floor. 3. Schedule B: (A. S. Rathod) P.Eng (778.522.1559) Structural & Geotechnical 4. HPO: Residential Builder- Maplewest Homes Ltd. Note: This is a 2 storey building pursuant to the Zoning and Development By-Law Address Information: SOUTH UNIT #1-6963 Lanark St- One Family Dwelling (1st & 2nd floor) #2-6963 Lanark St - Secondary Suite (basement) NORTH UNIT #1-6961 Lanark St - One Family Dwelling (1st & 2nd floor) #2-6961 Lanark St - Secondary Suite (basement) Address and suite numbers assigned as per approved plans for Fire and Emergency response. The address numbers are to be posted on the building to be visible from the street and the suite numbers are to be posted at the suite entries in accordance with the Building By-law prior to final inspection. **THIS PERMIT HAS BEEN ISSUED UNDER THE REQUIREMENTS OF VBBL #12511 (2019)** | Westend Sound And Security Inc.
EP-2022-02970 | 2022-04-21 | 6963 LANARK STREET, Vancouver, BC V5P 2Z6 | Electrical Permit | Residential | New | Completed | Installation / Repair - Residential - New duplex house with new wiring. Main Consumer's Service: 200A. 2 Electric Meters. 125A Service for each dwelling unit. > BP: To construct a 2 storey two-family dwelling with (2) secondary suites located in the Basement ($874,750.00) with a detached accessory building (garage) and 2 open parking stalls at the rear providing 4 parking spaces, having vehicular access from the lane. 1. Covenant registered at the Land Title Office under CA929110 2. A/C proposed – Exterior component located in Rear Yard, Interior component located in closet at second floor. 3. Schedule B: (A. S. Rathod) P.Eng (778.522.1559) Structural & Geotechnical 4. HPO: Residential Builder- Maplewest Homes Ltd. | Maple Leaf Electrical Ltd
GP-2022-01133 | 2022-04-11 | 6963 LANARK STREET, Vancouver, BC V5P 2Z6 | Gas Permit | Residential | New | Completed | Residential - to install piping and appliances for a new duplex with complete installation. | Skyway Plumbing & gas Ltd
SP-2022-00596 | 2022-04-25 | 6963 LANARK STREET, Vancouver, BC V5P 2Z6 | Sprinkler Permit | Residential | New | Completed | Residential - Install sprinklers in duplex To construct a 2 storey two-family dwelling with (2) secondary suites located in the Basement with a detached accessory building (garage) and 2 open parking stalls at the rear providing 4 parking spaces, having vehicular access from the lane. 1. Covenant registered at the Land Title Office under CA929110 2. A/C proposed – Exterior component located in Rear Yard, Interior component located in closet at second floor. 3. Schedule B: (A. S. Rathod) P.Eng (778.522.1559) Structural & Geotechnical 4. HPO: Residential Builder- Maplewest Homes Ltd. | Gold Key Fire Protection Ltd
GP-2022-03493 | 2022-11-08 | 1070 LE ROI STREET, Vancouver, BC V5K 4G2 | Gas Permit | Residential | Renovation | Completed | Residential - Furnace & tankless re&re | Flame Co Heating Services Ltd
GP-2023-01025 | 2023-03-24 | 5938 LARCH STREET, Vancouver, BC V6M 4E4 | Gas Permit | Residential | Renovation | Completed | Residential - Boiler replacement | Maple Furnace Heating & Air Conditioning
GP-2022-03966 | 2022-12-13 | 6191 LARCH STREET, Vancouver, BC V6M 4E6 | Gas Permit | Residential | New | Completed | Residential - We installed a Furnace | Pro Ace Heating & Air Conditioning Services Ltd
GP-2022-00229 | 2022-02-01 | 5511 KILLARNEY STREET, Vancouver, BC V5R 3W3 | Gas Permit | Residential | New | Completed | Residential - Gas Piping of a Duplex House To construct a 2 storey two-family dwelling with (2) lock off unit(s) located in the Basement with a detached accessory building (2 car garage) at the rear providing 2 parking spaces, having vehicular access from the lane. 2. A/C proposed – Exterior component located in front and rear yard, Interior component located in second floor closet 3. Schedule B: (Jason Hui) P.Eng (778.319.3403) Structural 4. Schedule B: (Jason Hui) P.Eng (778.319.3403) Geotechnical 5. HPO: Residential Builder- Grand Van Homes Inc. Amend: Aug 8, 2022 amend the permit to RI only | Karan Plumbing & Heating Ltd
SP-2022-00157 | 2022-02-07 | 5511 KILLARNEY STREET, Vancouver, BC V5R 3W3 | Sprinkler Permit | Residential | New | Completed | Residential - new home >BP: COVENANT MUST BE REGISTERED PRIOR TO SHEATHING INSPECTION To construct a 2 storey two-family dwelling with (2) lock off unit(s) located in the Basement ($808,300) with a detached accessory building (2 car garage) at the rear providing 2 parking spaces, having vehicular access from the lane. 2. A/C proposed – Exterior component located in front and rear yard, Interior component located in second floor closet 3. Schedule B: (Jason Hui) P.Eng (778.319.3403) Structural 4. Schedule B: (Jason Hui) P.Eng (778.319.3403) Geotechnical 5. HPO: Residential Builder- Grand Van Homes Inc. Note: This is a 2 storey building pursuant to the Zoning and Development By-Law Address Information: Principle Dwelling (Front Unit): #1-5511 Killarney St (one family dwelling) / #2-5511 Killarney St (Lock off unit) Principle Dwelling (Rear Unit): #1-5509 Killarney St (one family dwelling) / #2-5509 Killarney St (Lock off unit) Address and suite numbers assigned as per approved plans for Fire and Emergency response. The Address numbers are to be posted to the building to be visible from the street and the suite numbers are to be posted at the suite entries in accordance with the Building By-law prior to final inspection. **THIS PERMIT HAS BEEN ISSUED UNDER THE REQUIREMENTS OF VBBL #12511 (2019)** ****ALL PROJECT COORIDINATOR NOTES HAS BEEN ACCEPTED BY THE APPLICANT**** | SBMS Construction Ltd
EP-2022-00724 | 2022-02-01 | 5511 KILLARNEY STREET, Vancouver, BC V5R 3W3 | Electrical Permit | Residential | New | Completed | Installation / Repair - Residential - tv,telephone,alarm prewire and complete >BP: To construct a 2 storey two-family dwelling with (2) lock off unit(s) located in the Basement ($808,300) with a detached accessory building (2 car garage) at the rear providing 2 parking spaces, having vehicular access from the lane. 2. A/C proposed – Exterior component located in front and rear yard, Interior component located in second floor closet 3. Schedule B: (Jason Hui) P.Eng (778.319.3403) Structural 4. Schedule B: (Jason Hui) P.Eng (778.319.3403) Geotechnical 5. HPO: Residential Builder- Grand Van Homes Inc. Note: This is a 2 storey building pursuant to the Zoning and Development By-Law Address Information: Principle Dwelling (Front Unit): #1-5511 Killarney St (one family dwelling) / #2-5511 Killarney St (Lock off unit) Principle Dwelling (Rear Unit): #1-5509 Killarney St (one family dwelling) / #2-5509 Killarney St (Lock off unit) Address and suite numbers assigned as per approved plans for Fire and Emergency response. The Address numbers are to be posted to the building to be visible from the street and the suite numbers are to be posted at the suite entries in accordance with the Building By-law prior to final inspection. **THIS PERMIT HAS BEEN ISSUED UNDER THE REQUIREMENTS OF VBBL #12511 (2019)** ****ALL PROJECT COORIDINATOR NOTES HAS BEEN ACCEPTED BY THE APPLICANT**** | Tvisha Technologies Ltd
GP-2022-02175 | 2022-07-25 | 2316 KAMLOOPS STREET, Vancouver, BC V5M 3A4 | Gas Permit | Residential | Renovation | Completed | Residential - replacing furnace | Ashton Service Group/Ashton Mechanical Ltd.
GP-2022-04085 | 2022-12-21 | 4035 KAMLOOPS STREET, Vancouver, BC V5R 1X5 | Gas Permit | Residential | Tenant Improvement | Completed | Residential - Re and Re the furnace | Moore & Russell Heating Ltd
EP-2022-09564 | 2022-11-16 | 2336 KITCHENER STREET, Vancouver, BC V5L 2X4 | Electrical Permit | Residential | Addition | Completed | Installation / Repair - Residential - Installing a hot tub circuit -No new structures for the hot tub. It’s placed in The back yard in sone compacted soil. We will be digging a trench and laying in teck cable out to the location of the hot tub. (CF-2022-012058) Amend: Dec 12, 2022 Adding a load calculation Amend: Dec 14th, 2022 New Load calculation | ACMann Electrical Ltd
GP-2022-00335 | 2022-02-03 | 2345 KITCHENER STREET, Vancouver, BC V5L 2X3 | Gas Permit | Residential | Renovation | Completed | Residential - RE & RE GAS COOKTOP | Coal Harbour Mechanical Ltd
NULL | NULL | 2346 KITCHENER STREET, Vancouver, BC V5L 2X4 | Plumbing Permit | Residential | Renovation | Draft | Residential - new piping & sump pump replacement | Morteza Shahrvand
GP-2022-02017 | 2022-07-08 | 2346 KITCHENER STREET, Vancouver, BC V5L 2X4 | Gas Permit | Residential | Addition | Completed | Residential - Run gasline outside for BBQ box and fire pit (CF-2021-003492) >BP: interior/exterior alterations to this one family dwelling with secondary suite scope of work: rebuild existing non conforming deck and storage under deck | Milton R P Gardner
GP-2022-01253 | 2022-04-25 | 2453 KITCHENER STREET, Vancouver, BC V5K 3C4 | Gas Permit | Residential | Renovation | Completed | Residential - upgrading to tankless water heater | Pioneer Plumbing & Heating Inc
EP-2022-02729 | 2022-04-05 | 2453 KITCHENER STREET, Vancouver, BC V5K 3C4 | Electrical Permit | Residential | Renovation | Completed | Installation / Repair - Residential - - Garage - Nema 14-30 - 30 amps -No charger will be installed. >>> May 18th Secondary 100A service drop to detached garage for car charger - Add additional circuit for a new AC unit | Hall Electrical Ltd
PP-2023-02848 | 2023-08-11 | 2508 KITCHENER STREET, Vancouver, BC V5K 3C6 | Plumbing Permit | Residential | Renovation | Completed | Residential - Replacing broken sewer line using trenchless method | Lawn Genius Mfg Inc DBA Drainmaster
EP-2023-01545 | 2023-03-01 | 2533 KITCHENER STREET, Vancouver, BC V5K 3C7 | Electrical Permit | Residential | Addition | Completed | Installation / Repair - Residential - Install a new branch circuit and an EV charger (11520W @240V) in garage. 50 amp breaker #6 copper. | Chris Ovington dba O & H Services
PP-2023-00815 | 2023-03-10 | 2587 KITCHENER STREET, Vancouver, BC V5K 3C7 | Plumbing Permit | Residential | New | Issued | Residential - 2FD - sump and underground | GNA Contracting Ltd
PP-2023-01704 | 2023-05-15 | 2587 KITCHENER STREET, Vancouver, BC V5K 3C7 | Plumbing Permit | Residential | New | Issued | Residential - 2FD - FRONT - 2587 KITCHENER ST BACK - 2589 KITCHENER ST Plumbing Of a new house The entire building to be sprinklered to 2 x NFPA 13D >DB: To construct a 2.5 storey duplex with a detached accessory building (garage) and at the rear providing 2 parking spaces, having vehicular access from the lane. 1. Heat Pump proposed – Exterior component located in front and rear yard, Interior component located in crawl space 2. Bar sink not proposed. | Karan Plumbing & Heating Ltd
MP-2023-01086 | 2023-06-14 | 2587 KITCHENER STREET, Vancouver, BC V5K 3C7 | Mechanical Permit | NULL | NULL | Issued | NULL | Sukhmani Mechanical Ltd
MP-2023-00932 | 2023-05-31 | 2587 KITCHENER STREET, Vancouver, BC V5K 3C7 | Mechanical Permit | NULL | NULL | Issued | NULL | Karan Plumbing & Heating Ltd
SP-2023-01130 | 2023-06-27 | 2587 KITCHENER STREET, Vancouver, BC V5K 3C7 | Sprinkler Permit | Residential | New | Issued | Residential - DUPLEX WITH NEW SPRINKLERS >BP: To construct a 2.5 storey duplex with a detached accessory building (garage) and at the rear providing 2 parking spaces, having vehicular access from the lane. 1. Heat Pump proposed – Exterior component located in front and rear yard, Interior component located in crawl space 2. Bar sink not proposed. 3. Schedule B: (Shaozhe Guo) P.Eng (778.926.0525) Structural + Geotechnical 4. HPO: Residential Builder- (LAT49 Builders Inc) | BC Fire Sprinklers Ltd
GP-2023-01875 | 2023-06-21 | 2587 KITCHENER STREET, Vancouver, BC V5K 3C7 | Gas Permit | Residential | New | Issued | Residential - 2 Range & 1 BBQ >BP: To construct a 2.5 storey duplex | Karan Plumbing & Heating Ltd
EP-2023-06073 | 2023-07-07 | 2587 KITCHENER STREET, Vancouver, BC V5K 3C7 | Electrical Permit | Residential | New | Issued | Installation / Repair - Residential - Pre wire and completion of alarm,Telus, tv, internet and vacuum. Cctv pre wire only. >BP: To construct a 2.5 storey duplex ($1,150,000.00) with a detached accessory building (garage) and at the rear providing 2 parking spaces, having vehicular access from the lane. 1. Heat Pump proposed – Exterior component located in front and rear yard, Interior component located in crawl space 2. Bar sink not proposed. 3. Schedule B: (Shaozhe Guo) P.Eng (778.926.0525) Structural + Geotechnical 4. HPO: Residential Builder- (LAT49 Builders Inc) Note: This is a 2.5 storey building pursuant to the Zoning and Development By-Law ***This permit is issued under the VBBL 2019, with updated energy requirements as per bylaw # 12997 effective Jan 01, 2022.*** | Pioneer Security and Communications Ltd
NULL | NULL | 2587 KITCHENER STREET, Vancouver, BC V5K 3C7 | Electrical Permit | Residential | New | Withdrawn | Installation / Repair - Residential - Pre wire and completion of alarm,Telus,tv,internet and pre wire only for cctv | Pioneer Security and Communications Ltd
EP-2023-06001 | 2023-07-19 | 2587 KITCHENER STREET, Vancouver, BC V5K 3C7 | Electrical Permit | Residential | New | Issued | Installation / Repair - Residential - duplex house wiring plus service. 200a each position. 400a primary dual meters >BP: To construct a 2.5 storey duplex ($1,150,000.00) with a detached accessory building (garage) and at the rear providing 2 parking spaces, having vehicular access from the lane. 1. Heat Pump proposed – Exterior component located in front and rear yard, Interior component located in crawl space 2. Bar sink not proposed. 3. Schedule B: (Shaozhe Guo) P.Eng (778.926.0525) Structural + Geotechnical 4. HPO: Residential Builder- (LAT49 Builders Inc) | WE WIRE IT ELECTRIC LTD
EP-2022-09686 | 2022-11-16 | 2587 KITCHENER STREET, Vancouver, BC V5K 3C7 | Electrical Permit | Residential | New | Expired | Temporary Power - Residential - To provide temporary power. | WE WIRE IT ELECTRIC LTD
EP-2023-04124 | 2023-05-29 | 2592 KITCHENER STREET, Vancouver, BC V5K 3C6 | Electrical Permit | Residential | Renovation | Completed | Installation / Repair - Residential - -Supply and install power for level 2 EV charging -EVEMS system is a EVEMS240-100 NEMA 1 & 3R by Black Box. | REDISON ELECTRIC LTD
GP-2024-00031 | 2024-01-05 | 2627 KITCHENER STREET, Vancouver, BC V5K 3C9 | Gas Permit | Residential | Renovation | Cancelled | Residential - Gas run only approx 28 ft | Urban Fireplaces Ltd
GP-2022-00754 | 2022-03-09 | 2630 KITCHENER STREET, Vancouver, BC V5K 3C8 | Gas Permit | Residential | Renovation | Completed | Residential - Gas furnace installation with 70,000 | ROMA Heating Ltd
GP-2023-01604 | 2023-05-23 | 7209 LANCASTER PLACE, Vancouver, BC V5S 3B5 | Gas Permit | Residential | New | Issued | Residential - 1 Range, 1 Boiler & 1 BBQ >BP: To construct a 2 storey one-family dwelling with a secondary suite | WDR CONTRACTING LTD
EP-2023-02624 | 2023-03-28 | 7209 LANCASTER PLACE, Vancouver, BC V5S 3B5 | Electrical Permit | Residential | New | Issued | Installation / Repair - Residential - Tel/TV/DATA, intercom, CCTV, alarm finish >BP: To construct a 2 storey one-family dwelling with a secondary suite located in the Basement ($943,712.50) with a detached accessory building (garage) ($10,000), at the rear providing 2 parking spaces, having vehicular access from the lane. 1. Covenant registered at the Land Title Office under CA9624961 2. No Strata Titling permitted 3. A/C proposed – Exterior component located in rear yard, Interior component located on second floor. 4. Bar sink located in basement. 5. Schedule B: (WEIZHENG SU) P.Eng (604-367-6645) Structural / Geotechnical / Architectural 6. HPO: Owner Builder- (Ken Wong) Note: This is a 2 storey building pursuant to the Zoning and Development By-Law **THIS PERMIT HAS BEEN ISSUED UNDER THE REQUIREMENTS OF VBBL #12511 (2019) ** | Anmi Technology Corp.
SP-2023-00452 | 2023-03-16 | 7209 LANCASTER PLACE, Vancouver, BC V5S 3B5 | Sprinkler Permit | Residential | New | Issued | Residential - Install sprinklers in sfd >BP: To construct a 2 storey one-family dwelling with a secondary suite located in the Basement with a detached accessory building (garage) access from the lane. 1. Covenant registered at the Land Title Office under CA9624961 2. No Strata Titling permitted 3. A/C proposed – Exterior component located in rear yard, Interior component located on second floor. 4. Bar sink located in basement. 5. Schedule B: (WEIZHENG SU) P.Eng (604-367-6645) Structural / Geotechnical / Architectural 6. HPO: Owner Builder- (Ken Wong) | Gold Key Fire Protection Ltd
PP-2022-02288 | 2022-06-30 | 7209 LANCASTER PLACE, Vancouver, BC V5S 3B5 | Plumbing Permit | Residential | New | Issued | Residential - Sump install | Kingsman Excavating Ltd.
EP-2022-07673 | 2022-09-15 | 7209 LANCASTER PLACE, Vancouver, BC V5S 3B5 | Electrical Permit | Residential | New | Issued | Installation / Repair - Residential - New house electrical wiring work >BP: To construct a 2 storey one-family dwelling with a secondary suite located in the Basement ($943,712.50) with a detached accessory building (garage) ($10,000), at the rear providing 2 parking spaces, having vehicular access from the lane. 1. Covenant registered at the Land Title Office under CA9624961 2. No Strata Titling permitted 3. A/C proposed – Exterior component located in rear yard, Interior component located on second floor. 4. Bar sink located in basement. 5. Schedule B: (WEIZHENG SU) P.Eng (604-367-6645) Structural / Geotechnical / Architectural 6. HPO: Owner Builder- (Ken Wong) | Q & L Construction Service Ltd
MP-2022-00189 | 2022-09-06 | 7209 LANCASTER PLACE, Vancouver, BC V5S 3B5 | Mechanical Permit | NULL | NULL | Issued | NULL | WDR CONTRACTING LTD
PP-2022-02884 | 2022-08-18 | 7209 LANCASTER PLACE, Vancouver, BC V5S 3B5 | Plumbing Permit | Residential | New | Issued | Residential - new plumbing for: >BP: To construct a 2 storey one-family dwelling with a secondary suite located in the Basement ($943,712.50) with a detached accessory building (garage) ($10,000), at the rear providing 2 parking spaces, having vehicular access from the lane. 1. Covenant registered at the Land Title Office under CA9624961 2. No Strata Titling permitted 3. A/C proposed – Exterior component located in rear yard, Interior component located on second floor. 4. Bar sink located in basement. 5. Schedule B: (WEIZHENG SU) P.Eng (604-367-6645) Structural / Geotechnical / Architectural 6. HPO: Owner Builder- (Ken Wong) | WDR CONTRACTING LTD
EP-2022-00875 | 2022-02-10 | 1575 KOOTENAY STREET, Vancouver, BC V5K 4Y3 | Electrical Permit | Commercial | New | Completed | Installation / Repair - Commercial - Installation of domestic water heat trace -Connected 208v line to a 50ft length of heat trace. Terminated in junction box. BP: To construct a five storey building consisting of Mini-storage Warehouse on the first to fifth storeys, accessory Office use on the ground floor and a Caretakers unit on the second storey, providing three (3) surface parking spaces, having vehicular access from Kootenay Street. *VBBL 2014 *Okay per Pat. Ryan for this project to use Ashrae 90.1.2010 checklist. STAGE 1 for site preparation, pile foundation at grade issued on March 6, 2020. Reviewed during the 2020 pandemic crisis. STAGE 2 - Full Construction issued on Sept. 1, 2020. | BC COMFORT AIR CONDITIONING LTD
EP-2022-01379 | 2022-02-23 | 1575 KOOTENAY STREET, Vancouver, BC V5K 4Y3 | Electrical Permit | Commercial | NULL | Expired | Annual / Operating - Annual / Operating Permit for 1575 Kootenay Street. Valid February 23, 2022 until February 22 2023. | Centre Electric Ltd
EP-2023-01595 | 2023-02-27 | 1575 KOOTENAY STREET, Vancouver, BC V5K 4Y3 | Electrical Permit | Commercial | NULL | Issued | Annual / Operating - Annual / Operating Permit for 1575 Kootenay Street. Renewal of EP-2022-01379 Valid February 23, 2023 until February 22 2024. | Centre Electric Ltd
EP-2023-02890 | 2023-04-03 | 1988 KOOTENAY STREET, Vancouver, BC V5M 4Y3 | Electrical Permit | Commercial | Tenant Improvement | Issued | Installation / Repair - Commercial - Electrical tenant improvement for vet clinic expansion, including electrical panel boards, lighting, emergency lighting, and plugs. -main service is not affected, grounding and bonding just included for transformer grounding. -This is a commercial building, no heat pump, just rooftop units >Permit Amendment Oct 10, 2023 -Add class 2 low voltage data and tel cabling to our scope of work. -Increase existing secondary service to 200Amp, 347/600V, 3 phase, 4 wire including installation of Hydro meterbase *Document(s) uploaded to "Application Documents" tab for Electrical Inspector review. Documents are at pending status at time of permit amendment approval >Permit Amendment Oct 05, 2023 -"Change to electrical one-line diagram" *Document(s) uploaded to "Application Documents" tab for Electrical Inspector review. Documents are at pending status at time of permit amendment approval >BP: Provide interior alterations and to change the use of 3623 E 4th Av from Wholesaling Class-A (F2) to Animal Clinic (D), creating one large single tenant space for the existing animal clinic (Canada West Veterinary) at 1988 Kootenay St, in this existing commercial building on this site. To be reviewed under the 2019 VBBL. | ARC Electric Ltd
PP-2023-01419 | 2023-05-02 | 1988 KOOTENAY STREET, Vancouver, BC V5M 4Y3 | Plumbing Permit | Commercial | Tenant Improvement | Issued | Commercial - Plumbing for animal clinic >BP: Provide interior alterations and to change the use of 3623 E 4th Av from Wholesaling Class-A (F2) to Animal Clinic (D), creating one large single tenant space for the existing animal clinic (Canada West Veterinary) at 1988 Kootenay St, in this existing commercial building on this site. To be reviewed under the 2019 VBBL. | Mountain View Mechanical Ltd
NULL | NULL | 1988 KOOTENAY STREET, Vancouver, BC V5M 4Y3 | Plumbing Permit | Commercial | Tenant Improvement | Draft | Commercial - Plumbing for animal clinic | Mountain View Mechanical Ltd
MP-2023-01394 | 2023-08-01 | 6810 LA SALLE STREET, Vancouver, BC V5S 3W5 | Mechanical Permit | NULL | NULL | Completed | NULL | Moore & Russell Heating Ltd
GP-2022-01862 | 2022-06-20 | 6810 LA SALLE STREET, Vancouver, BC V5S 3W5 | Gas Permit | Residential | Tenant Improvement | Completed | Residential - Re Re Furnace | Moore & Russell Heating Ltd
EP-2022-06169 | 2022-07-22 | 6810 LA SALLE STREET, Vancouver, BC V5S 3W5 | Electrical Permit | Residential | Tenant Improvement | Issued | Installation / Repair - Residential - - Electrical install for heat pump - No change to existing service - BP not required - Mechanical Permit to be obtained | Moore And Russell Heating And Air Conditioning Ltd
EP-2023-02333 | 2023-03-24 | 6830 LA SALLE STREET, Vancouver, BC V5S 3W5 | Electrical Permit | Residential | Renovation | Issued | Installation / Repair - Residential - Upgrade existing 100 Amps underground service to 200 Amps underground. | Bill's Electrical Services Ltd
MP-2022-00267 | 2022-09-26 | 5637 LARCH STREET, Vancouver, BC V6M 4C9 | Mechanical Permit | NULL | NULL | Completed | NULL | Thomson Industries Ltd
EP-2022-02960 | 2022-04-12 | 5637 LARCH STREET, Vancouver, BC V6M 4C9 | Electrical Permit | Residential | Renovation - Dwelling Unit(s) only | Completed | Installation / Repair - Residential - Service upgrade from 100A/1PH to 200A/1PH. Installation of overhead mast, 200A meterbase, ground plate, 200A panel located in the garage. underground cable installation from the garage to the main house, 150A panel installation in the main house. 1-1/4" overhead service for communications to the garage. 1-1/4" conduit from the garage to the main house for communications. | Serge Vasilyev
EP-2022-06147 | 2022-07-22 | 5700 LARCH STREET, Vancouver, BC V6M 4E2 | Electrical Permit | Commercial | Addition | Completed | Installation / Repair - Commercial - Electric Vehicle Charging Infrastructure - Wiring installation for future installation of electric vehicle supply equipment (EVSE) & electric vehicle energy management system (EVEMS). Install a 120/208-volt 200-amp 3-phase sub service to ensure, up to 30 charging stations can be installed. At the moment no chargers are to be installed, only the power infrastructure based on a 4 to 1 power sharing configuration. Signed and sealed drawings are attached. AMEND: JAN 19/2023 A service inspection needs to occur as a sub service is being installed. (GROUNDING & BONDING SELECTED & SERVICE MANUALLY ENTERED) | Cielo Electric Ltd
EP-2023-04810 | 2023-05-31 | 5700 LARCH STREET, Vancouver, BC V6M 4E2 | Electrical Permit | Commercial | Addition | Completed | Installation / Repair - Commercial - Install one charging station in the center of parking stalls 29/30. Existing wiring installed under EP-2022-06147 to be used. Maximum output of EVSE is 32-amps. | Cielo Electric Ltd
PP-2022-01528 | 2022-05-05 | 2107 MACDONALD STREET, Vancouver, BC V6K 3Y3 | Plumbing Permit | Residential | New | Completed | Residential - sump **Amendment May 11, 2022** Change to one sump with pump (storm) and one sump without. Engineer Letter uploaded >BP: To construct a 2 storey + crawl space one-family dwelling ($495,000) with a detached accessory building (carport), at the rear providing 2 parking spaces, having vehicular access from the lane. Note: This is a 2 storey building pursuant to the Zoning and Development By-Law 1- No Bar/Sink proposed 2- Heat pump unit proposed in the rear yard 3- Schedule B: Henry S. N. Hsu, P.Eng. (604-322-7158) Structural & Geotechnical 4- BC Housing Residential Builder - Eyco Building Group Ltd. ******THIS PERMIT HAS BEEN ISSUED UNDER THE REQUIREMENTS OF VBBL #12511 (2019)****** | Octiscapes Site Services Ltd
EP-2022-02194 | 2022-03-18 | 2107 MACDONALD STREET, Vancouver, BC V6K 3Y3 | Electrical Permit | Residential | Renovation | Expired | Temporary Power - Residential - To provide temporary power. | F & S Electrical Ltd
EP-2022-07629 | 2022-09-13 | 2107 MACDONALD STREET, Vancouver, BC V6K 3Y3 | Electrical Permit | Residential | New | Completed | Installation / Repair - Residential - Structured Wiring, Cameras, Video Intercom, Audio. - Complete Security Alarm System >BP: To construct a 2 storey + crawl space one-family dwelling ($495,000) with a detached accessory building (carport), at the rear providing 2 parking spaces, having vehicular access from the lane. Note: This is a 2 storey building pursuant to the Zoning and Development By-Law 1- No Bar/Sink proposed 2- Heat pump unit proposed in the rear yard 3- Schedule B: Henry S. N. Hsu, P.Eng. (604-322-7158) Structural & Geotechnical 4- BC Housing Residential Builder - Eyco Building Group Ltd. ******THIS PERMIT HAS BEEN ISSUED UNDER THE REQUIREMENTS OF VBBL #12511 (2019)****** | Prism Security Systems Ltd
GP-2022-02404 | 2022-08-16 | 2107 MACDONALD STREET, Vancouver, BC V6K 3Y3 | Gas Permit | Residential | New | Completed | Residential - Installation of 1 gas fireplace - venting and hook up only To construct a 2 storey + crawl space one-family dwelling with a detached accessory building (carport), at the rear providing 2 parking spaces, having vehicular access from the lane. Note: This is a 2 storey building pursuant to the Zoning and Development By-Law 1- No Bar/Sink proposed 2- Heat pump unit proposed in the rear yard | Urban Fireplaces Ltd
EP-2022-07520 | 2022-09-08 | 2107 MACDONALD STREET, Vancouver, BC V6K 3Y3 | Electrical Permit | Residential | New | Completed | Installation / Repair - Residential - New house wiring. 200A overhead service off of private pole. Single family dwelling, no secondary suite. >BP: To construct a 2 storey + crawl space one-family dwelling ($495,000) with a detached accessory building (carport), at the rear providing 2 parking spaces, having vehicular access from the lane. Note: This is a 2 storey building pursuant to the Zoning and Development By-Law 1- No Bar/Sink proposed 2- Heat pump unit proposed in the rear yard 3- Schedule B: Henry S. N. Hsu, P.Eng. (604-322-7158) Structural & Geotechnical 4- BC Housing Residential Builder - Eyco Building Group Ltd. ******THIS PERMIT HAS BEEN ISSUED UNDER THE REQUIREMENTS OF VBBL #12511 (2019)****** | F & S Electrical Ltd
GP-2022-02296 | 2022-08-05 | 2107 MACDONALD STREET, Vancouver, BC V6K 3Y3 | Gas Permit | Residential | New | Completed | Residential - 1FD - Supply & Install gas piping to the following fixtures To construct a 2 storey + crawl space one-family dwelling with a detached accessory building (carport), at the rear providing 2 parking spaces, having vehicular access from the lane. Note: This is a 2 storey building pursuant to the Zoning and Development By-Law 1- No Bar/Sink proposed 2- Heat pump unit proposed in the rear yard AMEND: MAY 30/2023 >ADD 1 BBQ @ 20,000 btus >ADD 15 feet of additional piping | McKellar Plumbing & Heating Ltd
SP-2022-01223 | 2022-08-02 | 2107 MACDONALD STREET, Vancouver, BC V6K 3Y3 | Sprinkler Permit | Residential | New | Completed | Residential - 1FD - Sprinkler system for new SFD To construct a 2 storey + crawl space one-family dwelling ($495,000) with a detached accessory building (carport), at the rear providing 2 parking spaces, having vehicular access from the lane. Note: This is a 2 storey building pursuant to the Zoning and Development By-Law 1- No Bar/Sink proposed 2- Heat pump unit proposed in the rear yard | Allright Sprinklers Ltd
PP-2022-02126 | 2022-06-17 | 2107 MACDONALD STREET, Vancouver, BC V6K 3Y3 | Plumbing Permit | Residential | New | Completed | Residential - rough in and finish drainage, venting and water piping >To construct a 2 storey + crawl space one-family dwelling ($495,000) with a detached accessory building (carport), at the rear providing 2 parking spaces, having vehicular access from the lane. Note: This is a 2 storey building pursuant to the Zoning and Development By-Law 1- No Bar/Sink proposed 2- Heat pump unit proposed in the rear yard 3- Schedule B: Henry S. N. Hsu, P.Eng. (604-322-7158) Structural & Geotechnical 4- BC Housing Residential Builder - Eyco Building Group Ltd. ******THIS PERMIT HAS BEEN ISSUED UNDER THE REQUIREMENTS OF VBBL #12511 (2019)****** | McKellar Plumbing & Heating Ltd
GP-2023-01489 | 2023-05-08 | 2128 MACDONALD STREET, Vancouver, BC V6K 3Y4 | Gas Permit | Residential | New | Completed | Residential - Replace existing hot water tank to upgrade to a Rinnai tankless water heater system. The Rinnai tankless water heater has a 96% efficiency rating and only heats the water when you need it, unlike a hot water tank which keeps a large volume of water hot at all times. The tankless water heater also provides a huge space saving benefit as it mounts on the wall and is only the size of a suitcase and never runs out of hot water. We mount all of our boilers and water heaters on 3/4" plywood backing which is then painted to protect it prior to mounting the water heater and piping onto it. New direct vent air intake and exhaust which terminates to outdoors. There are multiple venting options for this, but most often this is done through the sidewall of the house. Installation includes: -Removal and disposal of old equipment -Supply and install of Rinnai RI199iN -Condensate neutralizer to protect drains from acidic condensation from the condensing appliance -Tankless isolation valves to properly service and descale unit -All materials for water, gas, venting and electrical -Labour Manufacture residential warranty: Limited 15-year or 12,000 hrs. on heat exchanger, 5-year on parts, 1-year on labor | JJ&A Mechanical LTD
EP-2022-03623 | 2022-05-04 | 2204 MACDONALD STREET, Vancouver, BC V6K 3Y5 | Electrical Permit | Commercial | Renovation | Completed | Installation / Repair - Commercial - Maintenance replacement of fire alarm panel | Fina Electrical Systems Ltd
EP-2023-04595 | 2023-05-25 | 6779 LANCASTER STREET, Vancouver, BC V5S 3A9 | Electrical Permit | Residential | New | Issued | Temporary Power - Residential - To provide temporary power. | NORTHERN LIGHTS ELECTRIC LTD
GP-2023-01406 | 2023-12-12 | 6779 LANCASTER STREET, Vancouver, BC V5S 3A9 | Gas Permit | Residential | Renovation | Issued | Residential - We are going to install a 1" Black Iron Gas Line for Temporary purposes. They are currently demolishing their Outdoor sundeck where the existing gas line runs. We will run a temp line down the fence line and connect to existing house gas line, until new gas meter has been relocated when Laneway house has been built. >BP: Interior and exterior alterations to change the use from a one-family dwelling to one-family dwelling with a secondary suite, with one surface off-street parking spaces provided, having vehicular access off the rear lane. | Westcoast Waterworks Co Inc.
EP-2023-09091 | 2023-10-26 | 6779 LANCASTER STREET, Vancouver, BC V5S 3A9 | Electrical Permit | Residential | Renovation | Issued | Installation / Repair - Residential - Service changed/relocation from overhead to underground due to meter location change (due to construction of new laneway home)EP-2023-06804: Issued with load calculation | NORTHERN LIGHTS ELECTRIC LTD
GP-2022-01990 | 2022-07-05 | 6809 LANCASTER STREET, Vancouver, BC V5S 3A9 | Gas Permit | Residential | Renovation | Completed | Residential - Re&Re Furnace BTU 70.000 | Milani Plumbing Heating & Air Conditioning Ltd
EP-2022-06586 | 2022-08-17 | 6809 LANCASTER STREET, Vancouver, BC V5S 3A9 | Electrical Permit | Residential | Renovation | Completed | Installation / Repair - Residential - Electrical supply for AC. Note: A mechanical permit is required. | Milani Electric Limited
MP-2022-00338 | 2022-10-04 | 6809 LANCASTER STREET, Vancouver, BC V5S 3A9 | Mechanical Permit | NULL | NULL | Completed | NULL | Milani Electric Limited
EP-2022-04933 | 2022-06-10 | 11 KASLO STREET, Vancouver, BC V5K 3Y6 | Electrical Permit | Residential | New | Expired | Temporary Power - Residential - To provide temporary power. | Fairley Electric Ltd
GP-2022-01154 | 2022-04-12 | 11 KASLO STREET, Vancouver, BC V5K 3Y6 | Gas Permit | Residential | New | Completed | Residential - 4 Ranges, 4 Dryers, 2 Boilers 2 & BBQ's. 2FD+2SS - NORTH UNIT - 2796 DUNDAS ST - #1 & #2 SOUTH UNIT - 11 KASLO ST - #1 & #2 Residential new home construction. To construct a two-storey two-family dwelling with two secondary suites located in the basement, with a detached accessory building (garage) at the rear providing 3 parking spaces (2 enclosed and 1 surface), having vehicular access from the lane. Note: This is a 2 storey building pursuant to the Zoning and Development By-Law 1. Covenant registered at the Land Title Office under CA9114426 2. No A/C units proposed Amend: August 23, 2023 - Removed 2 Fireplaces and 2 Water heater. Added 4 Dryers, 2 Boilers & 2 BBQ's. As per energy requirements gas boiler allowed for heating with indirect or electric hot water heating | Curtis Thomas
PP-2022-01250 | 2022-04-12 | 11 KASLO STREET, Vancouver, BC V5K 3Y6 | Plumbing Permit | Residential | New | Completed | Residential - 2FD+2SS - NORTH UNIT - 2796 DUNDAS ST - #1 & #2 SOUTH UNIT - 11 KASLO ST - #1 & #2 Residential construction. To construct a two-storey two-family dwelling with two secondary suites located in the basement, with a detached accessory building (garage) at the rear providing 3 parking spaces (2 enclosed and 1 surface), having vehicular access from the lane. Note: This is a 2 storey building pursuant to the Zoning and Development By-Law 1. Covenant registered at the Land Title Office under CA9114426 2. No A/C units proposed | Curtis Thomas
EP-2022-00771 | 2022-05-12 | 11 KASLO STREET, Vancouver, BC V5K 3Y6 | Electrical Permit | Residential | New | Completed | Installation / Repair - Residential - Wiring for new duplex with basement suites and detached garage >BP: To construct a two-storey two-family dwelling with two secondary suites ($1,325,750) located in the basement, with a detached accessory building (garage) at the rear providing 3 parking spaces (2 enclosed and 1 surface), having vehicular access from the lane. Note: This is a 2 storey building pursuant to the Zoning and Development By-Law 1. Covenant registered at the Land Title Office under CA9114426 2. No A/C units proposed 3. Schedule B: SHAOZHE GUO, P.Eng. (778-926-0525) 4. Schedule D: Julio Reynel-Gracia, P.Eng. (778-998-0709) Building Envelope 5. HPO: Residential Builder - B Collective Homes Inc. Address Note: NORTH UNIT #1-2796 Dundas St - One Family Dwelling (1st-3rd floor) #2-2796 Dundas St - Secondary Suite (basement) SOUTH UNIT (primary) #1-11 Kaslo St - One Family Dwelling (1st-3rd floor) #2-11 Kaslo St - Secondary Suite (basement) Addresses and suite numbers have been assigned as per the approved plans for Fire and Emergency response. The building addresses must be posted to be visible from the street and the suite numbers posted on the suite entries in accordance with the Building By-law prior to Final Inspection. ******THIS PERMIT HAS BEEN ISSUED UNDER THE REQUIREMENTS OF VBBL #12511 (2019)****** | Fairley Electric Ltd
SP-2022-01667 | 2022-10-12 | 11 KASLO STREET, Vancouver, BC V5K 3Y6 | Sprinkler Permit | Residential | New | Completed | Residential - 2FD+2SS - NORTH - 2796 DUNDAS ST - #1 & #2 SOUTH - 11 KASLO ST - #1 & #2 Sprinkler system for duplex **Part 5 Bldg** To construct a two-storey two-family dwelling with two secondary suites located in the basement, with a detached accessory building (garage) at the rear providing 3 parking spaces (2 enclosed and 1 surface), having vehicular access from the lane. Note: This is a 2 storey building pursuant to the Zoning and Development By-Law 1. Covenant registered at the Land Title Office under CA9114426 2. No A/C units proposed | Titan Fire Protection Ltd
NULL | NULL | 11 KASLO STREET, Vancouver, BC V5K 3Y6 | Mechanical Permit | NULL | NULL | Withdrawn | NULL | Kits Plumbing and Heating Ltd
MP-2022-00425 | 2022-10-17 | 11 KASLO STREET, Vancouver, BC V5K 3Y6 | Mechanical Permit | NULL | NULL | Completed | NULL | Kits Plumbing and Heating Ltd
GP-2022-02427 | 2022-08-17 | 518 KASLO STREET, Vancouver, BC V5K 3Z2 | Gas Permit | Residential | Renovation - Dwelling Unit(s) only | Completed | Residential - replacement of gas furnace | Nova Heating & Sheet Metal (2013) Ltd
GP-2024-00176 | 2024-01-22 | 524 KASLO STREET, Vancouver, BC V5K 3Z2 | Gas Permit | Residential | Addition | Completed | Residential - Furnace 60,000 BTU & Tank-Less Water Heater 199,000 BTU re/re | HAMZEH GERAMI Dba Nation Heating & Cooling
EP-2022-03466 | 2022-04-28 | 546 KASLO STREET, Vancouver, BC V5K 3Z2 | Electrical Permit | Residential | New | Expired | Temporary Power - Residential - To provide temporary power. Amend: May 3, 2022 Change the main breaker from 100A to 60A | Powerful Electric Ltd
MP-2024-00068 | 2024-01-15 | 546 KASLO STREET, Vancouver, BC V5K 3Z2 | Mechanical Permit | NULL | NULL | Completed | NULL | Lumi HVAC Ltd
PP-2022-03152 | 2022-09-13 | 546 KASLO STREET, Vancouver, BC V5K 3Z2 | Plumbing Permit | Residential | New | Completed | Residential - 2FD+2SS - Install 2 sumps without pump | Van-City Excavating Ltd
SP-2023-00697 | 2023-04-20 | 546 KASLO STREET, Vancouver, BC V5K 3Z2 | Sprinkler Permit | Residential | New | Completed | Residential - 2FD+2SS - NORTH - 546 KASLO ST - #1 & #2 SOUTH - 548 KASLO ST - #1 & #2 to install a new Sprinkler system in the Duplex The entire building, INCLUDING THE ATTACHED GARAGE (if applicable), to be sprinklered to 2 x NFPA 13D. >DB: To construct a two-storey two-family dwelling with two secondary suites located in the basement, with a detached accessory building (garage) at the rear providing 2 parking spaces, plus 2 open parking spaces over gravel, all having vehicular access from the lane. Note: This is a 2 storey building pursuant to the Zoning and Development By-Law 1. Covenant registered at the Land Title Office under CA9664714 2. No strata titling permitted 3. A/C units proposed- in rear yard and upper floor 4. Bar sinks NOT proposed | ACME PLUMBING HEATING & GAS LTD.
EP-2023-03328 | 2023-04-20 | 546 KASLO STREET, Vancouver, BC V5K 3Z2 | Electrical Permit | Residential | New | Completed | Installation / Repair - Residential - Wiring new duplex house. >DB: To construct a two-storey two-family dwelling with two secondary suites ($784,000) located in the basement, with a detached accessory building (garage) at the rear providing 2 parking spaces, plus 2 open parking spaces over gravel, all having vehicular access from the lane. Note: This is a 2 storey building pursuant to the Zoning and Development By-Law 1. Covenant registered at the Land Title Office under CA9664714 2. No strata titling permitted 3. A/C units proposed- in rear yard and upper floor 4. Bar sinks NOT proposed 5. Schedule B: Shamsul Alam Shikder P.Eng (604) 255-3740 Structural & Geotechnical 6. HPO: Residential Builder - 0820163 B.C. Ltd | Powerful Electric Ltd
PP-2023-00626 | 2023-02-22 | 546 KASLO STREET, Vancouver, BC V5K 3Z2 | Plumbing Permit | Residential | New | Completed | Residential - 2FD+2SS - NORTH - 546 KASLO ST - #1 & #2 SOUTH - 548 KASLO ST - #1 & #2 to install new plumbing fixtures in the Duplex >DB: To construct a two-storey two-family dwelling with two secondary suites located in the basement, with a detached accessory building (garage) at the rear providing 2 parking spaces, plus 2 open parking spaces over gravel, all having vehicular access from the lane. Note: This is a 2 storey building pursuant to the Zoning and Development By-Law 1. Covenant registered at the Land Title Office under CA9664714 2. No strata titling permitted 3. A/C units proposed- in rear yard and upper floor 4. Bar sinks NOT proposed | ACME PLUMBING HEATING & GAS LTD.
MP-2023-00350 | 2023-03-12 | 546 KASLO STREET, Vancouver, BC V5K 3Z2 | Mechanical Permit | NULL | NULL | Completed | NULL | ACME PLUMBING HEATING & GAS LTD.
EP-2023-05145 | 2023-06-22 | 546 KASLO STREET, Vancouver, BC V5K 3Z2 | Electrical Permit | Residential | New | Completed | Installation / Repair - Residential - Extra low voltage wiring and installation. >BP: To construct a two-storey two-family dwelling with two secondary suites ($784,000) located in the basement, with a detached accessory building (garage) at the rear providing 2 parking spaces, plus 2 open parking spaces over gravel, all having vehicular access from the lane. Note: This is a 2 storey building pursuant to the Zoning and Development By-Law 1. Covenant registered at the Land Title Office under CA9664714 2. No strata titling permitted 3. A/C units proposed- in rear yard and upper floor 4. Bar sinks NOT proposed 5. Schedule B: Shamsul Alam Shikder P.Eng (604) 255-3740 Structural & Geotechnical 6. HPO: Residential Builder - 0820163 B.C. Ltd ******THIS PERMIT HAS BEEN ISSUED UNDER THE REQUIREMENTS OF VBBL #12511 (2019)****** | Creative Security Solutions Ltd
GP-2023-01505 | 2023-05-10 | 546 KASLO STREET, Vancouver, BC V5K 3Z2 | Gas Permit | Residential | New | Completed | Residential - 2 Boilers and 2 gas ranges >BP: To construct a two-storey two-family dwelling with two secondary suites | ACME PLUMBING HEATING & GAS LTD.
GP-2023-02636 | 2023-09-08 | 605 KASLO STREET, Vancouver, BC V5K 3Z4 | Gas Permit | Residential | Renovation | Completed | Residential - re re furnace | Thomson Industries Ltd
MP-2023-01648 | 2023-09-08 | 605 KASLO STREET, Vancouver, BC V5K 3Z4 | Mechanical Permit | NULL | NULL | Issued | NULL | Thomson Industries Ltd
EP-2023-08061 | 2023-10-12 | 605 KASLO STREET, Vancouver, BC V5K 3Z4 | Electrical Permit | Residential | Addition | Issued | Installation / Repair - Residential - wire in heat pump *MP-2023-01648: Issued (Heating and Cooling) | Thomson Industries Ltd
PP-2022-04026 | 2022-11-08 | 1379 KINGSWAY, Vancouver, BC | Plumbing Permit | Commercial | Renovation | Completed | Commercial - Removal of backflow | Benchmark Mechanical Ltd
EP-2022-07949 | 2022-09-23 | 1427 KINGSWAY, Vancouver, BC V5N 2R6 | Electrical Permit | Commercial | Addition | Completed | Installation / Repair - Commercial - Re-lamp, re-ballast for T8 fixture. Replace old fluorencent potlight into LED potlight | Atlantic Electric Ltd
GP-2023-02967 | 2023-10-06 | 1461 KINGSWAY, Vancouver, BC V5N 2R6 | Gas Permit | Residential | Renovation | Cancelled | Residential - RE&RE hot water tank | Milani Plumbing Heating & Air Conditioning Ltd
SP-2022-00604 | 2022-04-25 | 2689 KITCHENER STREET, Vancouver, BC V5K 3C9 | Sprinkler Permit | Residential | New | Completed | Residential - install fire sprinkler systems To construct a 2.5 storey two-family dwelling with a detached accessory building (2 car garage) providing 2 parking spaces, having vehicular access from the lane. 1. A/C proposed – Exterior component located in front yard and rear yard, Interior component located in second floor closet 2. Schedule B: (S Dulay) P.Eng (604.603.7254) Structural 3. Schedule B: (S Dulay) P.Eng (604.603.7254) Geotechnical 4. HPO: Residential Builder- Ranauta Homes Inc **Amend 06/22/2022** Revised Drawings uploaded **Amend 11/08/2022** Uploaded Schedule C and flow test reports | FIRE-TECH SPRINKLERS LTD
GP-2022-01522 | 2022-05-17 | 2689 KITCHENER STREET, Vancouver, BC V5K 3C9 | Gas Permit | Residential | New | Completed | Residential - 1 fire place - 1 Bbq ( piping only) 1 range - 1 boiler installation ( venting including) each side. | MSN Gas & Heating Ltd
EP-2022-03995 | 2022-05-16 | 2689 KITCHENER STREET, Vancouver, BC V5K 3C9 | Electrical Permit | Residential | New | Completed | Installation / Repair - Residential - Pre wire and completion of alarm,Telus,tv and internet >BP: To construct a 2.5 storey two-family dwelling ($747,772.5) with a detached accessory building (2 car garage) providing 2 parking spaces, having vehicular access from the lane. 1. A/C proposed – Exterior component located in front yard and rear yard, Interior component located in second floor closet 2. Schedule B: (S Dulay) P.Eng (604.603.7254) Structural 3. Schedule B: (S Dulay) P.Eng (604.603.7254) Geotechnical 4. HPO: Residential Builder- Ranauta Homes Inc Note: This is a 2 storey building pursuant to the Zoning and Development By-Law Address Information: Principle Dwelling #1: 2689 Kitchener St (Front Unit) Principle Dwelling #2: 2691 Kitchener St (Back Unit) Address numbers assigned as per approved plans for Fire and Emergency response. The address numbers are to be posted to the building to be visible from the street and in accordance with the Building By-law prior to final inspection. **THIS PERMIT HAS BEEN ISSUED UNDER THE REQUIREMENTS OF VBBL #12511 (2019) ** | Pioneer Security and Communications Ltd
NULL | NULL | 2689 KITCHENER STREET, Vancouver, BC V5K 3C9 | Electrical Permit | Residential | New | Withdrawn | Installation / Repair - Residential - Pre wire and completion of alarm,Telus,tv and internet | Pioneer Security and Communications Ltd
GP-2022-01587 | 2022-05-26 | 2689 KITCHENER STREET, Vancouver, BC V5K 3C9 | Gas Permit | Residential | New | Completed | Residential - Venting & Hookup Only | REAL LIGHTING & FIREPLACES LTD
EP-2022-02863 | 2022-04-14 | 2689 KITCHENER STREET, Vancouver, BC V5K 3C9 | Electrical Permit | Residential | New | Completed | Installation / Repair - Residential - Overhead 200 Amps Electrical main service and Each Duplex 125 Amps. Electrical service and all Electrical rough wiring and finishing. BP: To construct a 2.5 storey two-family dwelling ($747,772.5) with a detached accessory building (2 car garage) providing 2 parking spaces, having vehicular access from the lane. 1. A/C proposed – Exterior component located in front yard and rear yard, Interior component located in second floor closet 2. Schedule B: (S Dulay) P.Eng (604.603.7254) Structural 3. Schedule B: (S Dulay) P.Eng (604.603.7254) Geotechnical 4. HPO: Residential Builder- Ranauta Homes Inc | Boss Electric Ltd.
PP-2022-00838 | 2022-03-11 | 2689 KITCHENER STREET, Vancouver, BC V5K 3C9 | Plumbing Permit | Residential | New | Completed | Residential - 2FD - FRONT UNIT - 2689 KITCHENER ST BACK UNIT - 2691 KITCHENER ST Install sump for drain tile To construct a 2.5 storey two-family dwelling with a detached accessory building (2 car garage) providing 2 parking spaces, having vehicular access from the lane. 1. A/C proposed – Exterior component located in front yard and rear yard, Interior component located in second floor closet | G & K Excavation and Demolition Services Ltd
PP-2022-01658 | 2022-05-13 | 2728 KITCHENER STREET, Vancouver, BC V5K 3E1 | Plumbing Permit | Residential | New | Completed | Residential - sump >BP: To construct a 2 storey two-family dwelling with (1) secondary suite located in the Basement ($745,500.00) with a detached accessory building (garage) and 1 open parking at the rear providing 3 parking spaces, having vehicular access from the lane. 1. Covenant registered at the Land Title Office under CA9406510 2. A/C proposed – Exterior component located in Rear & Front Yard, Interior component located in closets on Second Floor. 3. Schedule B: (YATENDRA KUMAR SHARMA) P.Eng (778-863-7076) Structural & Geotechnical 4. HPO: Residential Builder- (MAXIMUS VISION GROUP LTD.) Note: This is a 2 storey building pursuant to the Zoning and Development By-Law Address Information: FRONT UNIT 2728 Kitchener St - One Family Dwelling (north portion of 1st-2nd floor) BACK UNIT #1-2730 Kitchener St - One Family Dwelling (south portion of 1st-2nd floor) #2-2730 Kitchener St - Secondary Suite (south portion of basement) Address and suite numbers assigned as per approved plans for Fire and Emergency response. The address numbers are to be posted to the building to be visible from the street and the suite numbers are to be posted at the suite entries in accordance with the Building By-law prior to final inspection. **THIS PERMIT HAS BEEN ISSUED UNDER THE REQUIREMENTS OF VBBL #12511 (2019)** | JVT EXCAVATING & DEMOLITION LTD
EP-2022-08040 | 2022-09-23 | 2728 KITCHENER STREET, Vancouver, BC V5K 3E1 | Electrical Permit | Residential | New | Completed | Installation / Repair - Residential - ALARM TV TEL DATA VACUUM DOORBELL CAMERAS SOUND | Sidhu, Bhag Singh DBA: Astech Automation & Security Technologies
GP-2022-02628 | 2022-09-02 | 2728 KITCHENER STREET, Vancouver, BC V5K 3E1 | Gas Permit | Residential | New | Completed | Residential - 2FD+SS - FRONT - 2728 KITCHENER ST BACK - 2730 KITCHENER ST - #1 & #2 new gas line >DB: To construct a 2 storey two-family dwelling with (1) secondary suite located in the Basement with a detached accessory building (garage) and 1 open parking at the rear providing 3 parking spaces, having vehicular access from the lane. 1. Covenant registered at the Land Title Office under CA9406510 2. A/C proposed – Exterior component located in Rear & Front Yard, Interior component located in closets on Second Floor. | GAHEER Bros Mechanical Ltd
PP-2022-02157 | 2022-06-20 | 2728 KITCHENER STREET, Vancouver, BC V5K 3E1 | Plumbing Permit | Residential | New | Completed | Residential - residential single faimly To construct a 2 storey two-family dwelling with (1) secondary suite located in the Basement with a detached accessory building (garage) and 1 open parking at the rear providing 3 parking spaces, having vehicular access from the lane. 1. Covenant registered at the Land Title Office under CA9406510 2. A/C proposed – Exterior component located in Rear & Front Yard, Interior component located in closets on Second Floor. 3. Schedule B: (YATENDRA KUMAR SHARMA) P.Eng (778-863-7076) Structural & Geotechnical 4. HPO: Residential Builder- (MAXIMUS VISION GROUP LTD.) | GAHEER Bros Mechanical Ltd
SP-2022-01706 | 2022-10-17 | 2728 KITCHENER STREET, Vancouver, BC V5K 3E1 | Sprinkler Permit | Residential | New | Completed | Residential - New piping and head installation >To construct a 2 storey two-family dwelling with (1) secondary suite located in the Basement ($745,500.00) with a detached accessory building (garage) and 1 open parking at the rear providing 3 parking spaces, having vehicular access from the lane. 1. Covenant registered at the Land Title Office under CA9406510 2. A/C proposed – Exterior component located in Rear & Front Yard, Interior component located in closets on Second Floor. 3. Schedule B: (YATENDRA KUMAR SHARMA) P.Eng (778-863-7076) Structural & Geotechnical 4. HPO: Residential Builder- (MAXIMUS VISION GROUP LTD.) Note: This is a 2 storey building pursuant to the Zoning and Development By-Law **THIS PERMIT HAS BEEN ISSUED UNDER THE REQUIREMENTS OF VBBL #12511 (2019)** | MP FIRE PROTECTION LTD
EP-2022-08918 | 2022-10-26 | 2728 KITCHENER STREET, Vancouver, BC V5K 3E1 | Electrical Permit | Residential | New | Completed | Installation / Repair - Residential - Duplex house electrical rough wiring and finishing with 200 amp overhead service. Also de attached Garage. Front unit Address: 2728 Kitchener st. One family dwelling Back unit Address: #1-2730 Kitchener st. One family dwelling # 2-2730 Kitchener st. Secondary suit basement >BP: To construct a 2 storey two-family dwelling with (1) secondary suite located in the Basement ($745,500.00) with a detached accessory building (garage) and 1 open parking at the rear providing 3 parking spaces, having vehicular access from the lane. 1. Covenant registered at the Land Title Office under CA9406510 2. A/C proposed – Exterior component located in Rear & Front Yard, Interior component located in closets on Second Floor. 3. Schedule B: (YATENDRA KUMAR SHARMA) P.Eng (778-863-7076) Structural & Geotechnical 4. HPO: Residential Builder- (MAXIMUS VISION GROUP LTD.) Note: This is a 2 storey building pursuant to the Zoning and Development By-Law **THIS PERMIT HAS BEEN ISSUED UNDER THE REQUIREMENTS OF VBBL #12511 (2019)** | E G ELECTRICAL LTD.
EP-2023-08405 | 2023-09-25 | 2786 KITCHENER STREET, Vancouver, BC V5K 3E1 | Electrical Permit | Residential | Renovation | Completed | Installation / Repair - Residential - Residential house 100A to 200A electrical service upgrade (overhead type) | Magtion Electric Ltd
EP-2022-04181 | 2022-05-24 | 2822 KITCHENER STREET, Vancouver, BC V5K 3E3 | Electrical Permit | Residential | Renovation | Completed | Installation / Repair - Residential - through out the house : Kitchen Reno new plugs and switches. Adding potlights in bedrooms and hallway and kitchen area. Adding new kitchen counter ccts, ensuite bathroom reno and adding baseboard heaters to the suite only. >BP: Interior alterations to provide improvements to this one family dwelling with a secondary suite on this site. Heat pump added as a part of this permit application. Scope of work includes: 1) Alterations to interior walls. 2) Relocating of plumbing fixtures in main floor kitchen and upper floor ensuite bathroom. 3) Installation of new interior pot lights and lighting fixtures. 4) Installation of new heat pump. 5) Installation of a new backup furnace. DBI to determine if structural drawings are required. | David Stein
PP-2022-01809 | 2022-05-30 | 2822 KITCHENER STREET, Vancouver, BC V5K 3E3 | Plumbing Permit | Residential | Renovation | Completed | Residential - Re-pipe all water pipe. Switching 3 shower diverters, one laundry, one kitchen sink one dishwasher, 3 toilets >BP: Interior alterations to provide improvements to this one family dwelling with a secondary suite on this site. Heat pump added as a part of this permit application. Scope of work includes: 1) Alterations to interior walls. 2) Relocating of plumbing fixtures in main floor kitchen and upper floor ensuite bathroom. 3) Installation of new interior pot lights and lighting fixtures. 4) Installation of new heat pump. 5) Installation of a new backup furnace. DBI to determine if structural drawings are required. OK for Field Review per W.Wong | Hashtag Plumbing Inc
GP-2022-01819 | 2022-06-15 | 2822 KITCHENER STREET, Vancouver, BC V5K 3E3 | Gas Permit | Residential | Renovation | Completed | Residential - Installation of 1 gas fireplace - venting and hook up only >BP: 2822 Kitchener Street. Interior alterations to provide improvements to this one family dwelling with a secondary suite on this site. Heat pump added as a part of this permit application. Scope of work includes: 1) Alterations to interior walls. 2) Relocating of plumbing fixtures in main floor kitchen and upper floor ensuite bathroom. 3) Installation of new interior pot lights and lighting fixtures. 4) Installation of new heat pump. 5) Installation of a new backup furnace. | Urban Fireplaces Ltd
SP-2022-00815 | 2022-05-24 | 2835 KITCHENER STREET, Vancouver, BC V5K 3E4 | Sprinkler Permit | Residential | New | Completed | Residential - New sprinkler system To construct a 2.5 storey two-family dwelling with a detached accessory building (garage) at the rear providing 2 parking spaces, having vehicular access from the lane. 1. A/C proposed – Exterior component located in Rear Yard, Interior component located in Mech room on half-storey floor (“Attic Floor Plan”) 2. Bar sink not proposed 3. Schedule A: (ALAN PRAHALAD) P.Eng (604-831-1431) 4. Schedule B: (ALAN PRAHALAD) P.Eng (604-831-1431) Structural / Geotechnical 5. Schedule B: (SEYED A. PISHVAEI) P.Eng (604.992-9481) Architectural 6. HPO: Residential Builder- ASANTI DEVELOPMENT LTD. | Haven Fire Protection Ltd
GP-2022-01409 | 2022-05-10 | 2835 KITCHENER STREET, Vancouver, BC V5K 3E4 | Gas Permit | Residential | New | Completed | Residential - To install 2 boiler 2 range 2 bbq There is piping 2 bbq | JOT MECHANICAL LTD
EP-2022-01355 | 2022-02-22 | 2835 KITCHENER STREET, Vancouver, BC V5K 3E4 | Electrical Permit | Residential | New | Completed | Installation / Repair - Residential - security, camera,tel,tv,data speaker wiring and completion >BP: To construct a 2.5 storey two-family dwelling ($628,875.00) with a detached accessory building (garage) at the rear providing 2 parking spaces, having vehicular access from the lane. 1. A/C proposed – Exterior component located in Rear Yard, Interior component located in Mech room on half-storey floor (“Attic Floor Plan”) 2. Bar sink not proposed 3. Schedule A: (ALAN PRAHALAD) P.Eng (604-831-1431) 4. Schedule B: (ALAN PRAHALAD) P.Eng (604-831-1431) Structural / Geotechnical 5. Schedule B: (SEYED A. PISHVAEI) P.Eng (604.992-9481) Architectural 6. HPO: Residential Builder- ASANTI DEVELOPMENT LTD. Note: This is a 2.5 storey building pursuant to the Zoning and Development By-Law Address Information: Principal Dwelling (South / Front unit): 2835 Kitchener St Principal Dwelling (North / Back unit): 2833 Kitchener St Address numbers assigned as per approved plans for Fire and Emergency response. The address numbers are to be posted to the building to be visible from the street and in accordance with the Building By-law prior to final inspection. **THIS PERMIT HAS BEEN ISSUED UNDER THE REQUIREMENTS OF VBBL #12511 (2019)** | Repel Security Systems Ltd
PP-2022-00225 | 2022-01-25 | 2835 KITCHENER STREET, Vancouver, BC V5K 3E4 | Plumbing Permit | Residential | New | Completed | Residential - 2FD - **FRONT - 2835 KITCHENER ST - SOUTH PORTION BACK - 2833 KITCHENER ST - NORTH PORTION ROUGH IN AND INSTALLATION OF FIXTURES To construct a 2.5 storey two-family dwelling with a detached accessory building (garage) at the rear providing 2 parking spaces, having vehicular access from the lane. 1. A/C proposed – Exterior component located in Rear Yard, Interior component located in Mech room on half-storey floor (“Attic Floor Plan”) 2. Bar sink not proposed | Parm Plumbing & heating Ltd
EP-2022-00343 | 2022-01-19 | 2835 KITCHENER STREET, Vancouver, BC V5K 3E4 | Electrical Permit | Residential | New | Completed | Installation / Repair - Residential - Wiring of new duplex construction To construct a 2.5 storey two-family dwelling with a detached accessory building (garage) at the rear providing 2 parking spaces, having vehicular access from the lane. 1. A/C proposed – Exterior component located in Rear Yard, Interior component located in Mech room on half-storey floor (“Attic Floor Plan”) 2. Bar sink not proposed 3. Schedule A: (ALAN PRAHALAD) P.Eng (604-831-1431) 4. Schedule B: (ALAN PRAHALAD) P.Eng (604-831-1431) Structural / Geotechnical 5. Schedule B: (SEYED A. PISHVAEI) P.Eng (604.992-9481) Architectural 6. HPO: Residential Builder- ASANTI DEVELOPMENT LTD. | JR ELECTRIC LTD.
PP-2022-02426 | 2022-07-13 | 2835 KITCHENER STREET, Vancouver, BC V5K 3E4 | Plumbing Permit | Residential | New | Completed | Residential - lawn irrigation | Yue Jin Qiu
GP-2023-02099 | 2023-07-13 | 2838 KITCHENER STREET, Vancouver, BC V5K 3E3 | Gas Permit | Residential | Renovation | Completed | Residential - replace gas water heater | Joyce Heating Services Ltd
EP-2022-05553 | 2022-06-30 | 8108 LAUREL STREET, Vancouver, BC V6P 3V1 | Electrical Permit | Residential | Tenant Improvement | Completed | Installation / Repair - Residential - Electrical install of AC. BP not required. No change to existing service. | Moore And Russell Heating And Air Conditioning Ltd
GP-2023-01069 | 2023-03-28 | 8349 LAUREL STREET, Vancouver, BC V6P 3V4 | Gas Permit | Residential | Renovation | Completed | Residential - Decommission and remove old furnace and install new high efficient funace | Ashton Service Group/Ashton Mechanical Ltd.
GP-2023-03001 | 2023-10-10 | 8388 LAUREL STREET, Vancouver, BC V6P 6T5 | Gas Permit | Residential | Tenant Improvement | Completed | Residential - Rinnai MD#i060CN combi boiler replacement | Wah Fai Plumbing & Heating Inc
EP-2022-07369 | 2022-09-08 | 8635 LAUREL STREET, Vancouver, BC V6P 3V5 | Electrical Permit | Commercial | Renovation | Completed | Installation / Repair - Commercial - Maintenance replacement of fire alarm panel | Fina Electrical Systems Ltd
GP-2022-02723 | 2022-09-09 | 1325 LABURNUM STREET, Vancouver, BC V6J 3W4 | Gas Permit | Residential | Renovation - Dwelling Unit(s) only | Completed | Residential - RE&RE furnace | Kits Plumbing and Heating Ltd
PP-2022-02040 | 2022-06-14 | 1343 LABURNUM STREET, Vancouver, BC V6J 3W4 | Plumbing Permit | Residential | Renovation | Completed | Residential - all new below slab and above grade drainage and water piping & fixtures >BP: Exterior and interior alterations to alter the existing front facade, add a new front bay window, new front porch with stairs and planters, convert bay window at rear of main floor into habitable space and to change the use from two family dwelling to a two storey plus basement one family dwelling on this inside with lane site. No work proposed to the existing approved garage. interior/exterior alterations to existing single family dwelling with suite change of use to single family dwelling | Terra Mechanical Ltd
EP-2022-07558 | 2023-02-13 | 1343 LABURNUM STREET, Vancouver, BC V6J 3W4 | Electrical Permit | Residential | Renovation | Completed | Installation / Repair - Residential - Full renovation and re-wire of existing house. No change to service. Fittings & fixtures. >BP: Exterior and interior alterations to alter the existing front facade, add a new front bay window, new front porch with stairs and planters, convert bay window at rear of main floor into habitable space and to change the use from two family dwelling to a two storey plus basement one family dwelling on this inside with lane site. No work proposed to the existing approved garage. interior/exterior alterations to existing single family dwelling with suite change of use to single family dwelling Exterior alteration and new stacked bay window approved per D. Jung, March 11, 2022. Building is sprinklered - any changes to the sprinkler system will require a separate sprinkler permit. Structural Schedule B provided by: Richard Herfst, P.Eng., P. Eng. 604.553.0524 1343 Laburnum St Address and suite numbers assigned as per approved plans for Fire and Emergency response. The address number is to be posted to the building to be visible from the street and the suite numbers are to be posted at the suite entries in accordance with the Building By-law prior to final inspection. Rev #1 - Project value $10,000 Scope of work: 1. Window, door & skylight sizes revised 2. Outdoor heatpump added below porch 3. Minor interior layout revisions 4. Minor electrical & HRC revisions 5. Exterior Revisions - cladding, pathways, porch finish *Protrusion at relocated chimney to be max.21" from the exterior building face. | F & S Electrical Ltd
GP-2023-00265 | 2023-01-24 | 1343 LABURNUM STREET, Vancouver, BC V6J 3W4 | Gas Permit | Residential | New | Completed | Residential - New gas piping >BP: Exterior and interior alterations to alter the existing front facade, add a new front bay window, new front porch with stairs and planters, convert bay window at rear of main floor into habitable space and to change the use from two family dwelling to a two storey plus basement one family dwelling on this inside with lane site. No work proposed to the existing approved garage. interior/exterior alterations to existing single family dwelling with suite change of use to single family dwelling | Terra Mechanical Ltd
EP-2023-00739 | 2023-01-30 | 1343 LABURNUM STREET, Vancouver, BC V6J 3W4 | Electrical Permit | Residential | Renovation | Completed | Installation / Repair - Residential - Extra Low voltage only Tel/data security Audio/video >BP: Exterior and interior alterations to alter the existing front facade, add a new front bay window, new front porch with stairs and planters, convert bay window at rear of main floor into habitable space and to change the use from two family dwelling to a two storey plus basement one family dwelling on this inside with lane site. No work proposed to the existing approved garage. interior/exterior alterations to existing single family dwelling with suite change of use to single family dwelling Exterior alteration and new stacked bay window approved per D. Jung, March 11, 2022. Building is sprinklered - any changes to the sprinkler system will require a separate sprinkler permit. Structural Schedule B provided by: Richard Herfst, P.Eng., P. Eng. 604.553.0524 1343 Laburnum St Address and suite numbers assigned as per approved plans for Fire and Emergency response. The address number is to be posted to the building to be visible from the street and the suite numbers are to be posted at the suite entries in accordance with the Building By-law prior to final inspection. | Hook It Up Solutions Ltd
NULL | NULL | 1343 LABURNUM STREET, Vancouver, BC V6J 3W4 | Mechanical Permit | NULL | NULL | Draft | NULL | Terra Mechanical Ltd
GP-2023-00108 | 2023-01-11 | 1343 LABURNUM STREET, Vancouver, BC V6J 3W4 | Gas Permit | Residential | Renovation | Completed | Residential - Installation of 3 gas fireplace -venting and hook up only >BP: Exterior and interior alterations to alter the existing front facade, add a new front bay window, new front porch with stairs and planters, convert bay window at rear of main floor into habitable space and to change the use from two family dwelling to a two storey plus basement one family dwelling on this inside with lane site. No work proposed to the existing approved garage. interior/exterior alterations to existing single family dwelling with suite change of use to single family dwelling | Urban Fireplaces Ltd
SP-2023-00457 | 2023-03-16 | 1343 LABURNUM STREET, Vancouver, BC V6J 3W4 | Sprinkler Permit | Residential | New | Completed | Residential - Sprinkler system for new SFD >BP: Exterior and interior alterations to alter the existing front facade, add a new front bay window, new front porch with stairs and planters, convert bay window at rear of main floor into habitable space and to change the use from two family dwelling to a two storey plus basement one family dwelling on this inside with lane site. No work proposed to the existing approved garage. interior/exterior alterations to existing single family dwelling with suite change of use to single family dwelling Exterior alteration and new stacked bay window approved per D. Jung, March 11, 2022. Building is sprinklered - any changes to the sprinkler system will require a separate sprinkler permit. | Allright Sprinklers Ltd
EP-2023-00879 | 2023-02-02 | 1343 LABURNUM STREET, Vancouver, BC V6J 3W4 | Electrical Permit | Residential | Renovation | Completed | Installation / Repair - Residential - Alarm system installation >BP: Exterior and interior alterations to alter the existing front facade, add a new front bay window, new front porch with stairs and planters, convert bay window at rear of main floor into habitable space and to change the use from two family dwelling to a two storey plus basement one family dwelling on this inside with lane site. No work proposed to the existing approved garage. interior/exterior alterations to existing single family dwelling with suite change of use to single family dwelling Exterior alteration and new stacked bay window approved per D. Jung, March 11, 2022. Building is sprinklered - any changes to the sprinkler system will require a separate sprinkler permit. Structural Schedule B provided by: Richard Herfst, P.Eng., P. Eng. 604.553.0524 Rev #1 - Project value $10,000 Scope of work: 1. Window, door & skylight sizes revised 2. Outdoor heatpump added below porch 3. Minor interior layout revisions 4. Minor electrical & HRC revisions 5. Exterior Revisions - cladding, pathways, porch finish *Protrusion at relocated chimney to be max.21" from the exterior building face. | Alarm Max Security Inc
EP-2023-03686 | 2023-05-08 | 2718 LYNBROOK DRIVE, Vancouver, BC V5S 2C4 | Electrical Permit | Residential | Renovation | Issued | Installation / Repair - Residential - Interconnecting Smoke Fix / Repair / Remove any unsafe work that was done by others. -There is No AC unit The heating system is using boiler and hot water baseboard heater (gas) The work value of this house would be $10,000.00 Scope of work - interconnect smoke alarm - check lighting / plug wiring and polarity - remove all the electrical work that was done by others that are not legal and up to code - make sure all electrical work are safe and up to code. CF-2022-012731 - Electrical CF-2022-009035 - Z&D CF-2022-012992 - Building | Ryoku Electrical Limited
GP-2023-01459 | 2023-05-05 | 2718 LYNBROOK DRIVE, Vancouver, BC V5S 2C4 | Gas Permit | Residential | New | Completed | Residential - Combi boiler instalaltion | Infinity Pacific Mechanical Ltd
GP-2022-02696 | 2022-09-08 | 6424 MACKENZIE PLACE, Vancouver, BC V6N 1H7 | Gas Permit | Residential | Renovation | Completed | Residential - Installed Tankless water heater | BNA Systems Inc and/or Kirkland Metal Shop Ltd
GP-2022-01942 | 2022-06-28 | 3525 MACDONALD STREET, Vancouver, BC V6L 2N5 | Gas Permit | Residential | Renovation | Completed | Residential - replacement of on demand water heater | Xpert Mechanical
EP-2022-06028 | 2022-07-20 | 4126 MACDONALD STREET, Vancouver, BC V6L 2P2 | Electrical Permit | Commercial | Renovation | Completed | Installation / Repair - Commercial - Upgrade existing alarm panel to Bosch and add new Glass breaks and motion sensors NO MAG LOCKS | PALADIN TECHNOLOGIES INC
EP-2022-10168 | 2022-12-02 | 4126 MACDONALD STREET, Vancouver, BC V6L 2P2 | Electrical Permit | Commercial | Addition | Issued | Installation / Repair - Commercial - Installation for 3 new cameras. Pull new FT6 Cat 6 Cabling and Install cameras. No Mag Locks | PALADIN TECHNOLOGIES INC
GP-2022-00453 | 2022-02-11 | 5932 KERR STREET, Vancouver, BC V5R 4C1 | Gas Permit | Residential | Tenant Improvement | Completed | Residential - Installing furnace | Gandy Installations Ltd
GP-2023-00079 | 2023-01-09 | 6111 KERR STREET, Vancouver, BC V5S 3B6 | Gas Permit | Residential | Renovation | Completed | Residential - Removal and replacement of 40 us gallon hwt | Pioneer Plumbing & Heating Inc
GP-2022-00515 | 2022-02-16 | 6143 KERR STREET, Vancouver, BC V5S 3B6 | Gas Permit | Residential | Tenant Improvement | Completed | Residential - Furnace Replacement | General Heating Ltd
PP-2023-03783 | 2023-10-30 | 6791 KERR STREET, Vancouver, BC V5S 3C7 | Plumbing Permit | Residential | Renovation | Issued | Residential - OWNER PERMIT Some drainage work around the back deck. >BP: Exterior alterations to validate a new mechanical/storage room addition (approx. 245 sq. ft.), an unvented roof/deck over, new patio with a hot tub, remove existing stucco, install new rainscreen and Hardie board siding, windows removed and replaced; interior alterations to relocate the bathroom and change the layout on the 1st (lower) floor of this existing two storey, one family dwelling building with a carport at the rear having vehicular access from the lane. | NULL
GP-2023-02614 | 2023-09-07 | 6811 KERR STREET, Vancouver, BC V5S 3C7 | Gas Permit | Residential | Renovation | Completed | Residential - hwt re&re | Ferenc Nagy
GP-2023-02816 | 2023-09-26 | 6811 KERR STREET, Vancouver, BC V5S 3C7 | Gas Permit | Residential | Renovation | Completed | Residential - furnace re&re | Ferenc Nagy
EP-2022-05066 | 2022-06-17 | 2854 KITCHENER STREET, Vancouver, BC V5K 3E3 | Electrical Permit | Residential | New | Completed | Installation / Repair - Residential - Electrical installation for duplex single family dwelling >BP: To construct a two-storey two-family dwelling with two L/O ($732,852.50) located in the basement, with a detached accessory building (garage) at the rear providing 2 parking spaces, having vehicular access from the lane. Note: This is a 2 storey building pursuant to the Zoning and Development By-Law 1. No A/C units proposed 4. No Bar sinks proposed 5. Schedule B:Shambu Biswas P Eng. (604-250-8666) Structural & Geotechnical 6. HPO: Residential Builder -Ess & Ess Enterprises Ltd. Address Note: #1-2854 Kitchener St - North/Front Unit, 1 Family Dwelling (1st & 2nd storey) #2-2854 Kitchener St - Lock-off (basement) #1-2856 Kitchener St - South/Rear Unit, 1 Family Dwelling (1st & 2nd storey) #2-2856 Kitchener St - Lock-off (basement) Addresses assigned per the approved plans, Fire and Emergency street access (walkway) to the rear unit is from the East side. Street access must be provided & maintained at all times and the building addresses posted to be visible from the street in accordance with the Building By-law prior to Final Inspection. ******THIS PERMIT HAS BEEN ISSUED UNDER THE REQUIREMENTS OF VBBL #12511 (2019)****** Amend: Dec 12, 2022 Add A/C Unit for House 2854 location Front west side Add A/C unit for House 2856 Location Rear east side 1. Rev#1: 2 mini-split A/C units proposed 4. No Bar sinks proposed 5. Schedule B:Shambu Biswas P Eng. (604-250-8666) Structural & Geotechnical 6. HPO: Residential Builder -Ess & Ess Enterprises Ltd. | ORBIT ENERGY CONTROLS LTD
SP-2022-00812 | 2022-05-24 | 2854 KITCHENER STREET, Vancouver, BC V5K 3E3 | Sprinkler Permit | Residential | New | Completed | Residential - New sprinkler system 2FD + 2 LO To construct a two-storey two-family dwelling with two L/O located in the basement, with a detached accessory building (garage) at the rear providing 2 parking spaces, having vehicular access from the lane. Note: This is a 2 storey building pursuant to the Zoning and Development By-Law 1. No A/C units proposed 4. No Bar sinks proposed 5. Schedule B:Shambu Biswas P Eng. (604-250-8666) Structural & Geotechnical 6. HPO: Residential Builder -Ess & Ess Enterprises Ltd. | Haven Fire Protection Ltd
GP-2022-01651 | 2022-06-02 | 2854 KITCHENER STREET, Vancouver, BC V5K 3E3 | Gas Permit | Residential | New | Completed | Residential - To install 2 boiler 2 range 1 BBQ There is pipping for BBQ This is duplex house each has 2854 kitchener has boiler and range 2856 kitchener has boiler range BBQ 2FD + 2 LO To construct a two-storey two-family dwelling with two L/O located in the basement, with a detached accessory building (garage) at the rear providing 2 parking spaces, having vehicular access from the lane. Note: This is a 2 storey building pursuant to the Zoning and Development By-Law 1. No A/C units proposed 4. No Bar sinks proposed 5. Schedule B:Shambu Biswas P Eng. (604-250-8666) Structural & Geotechnical 6. HPO: Residential Builder -Ess & Ess Enterprises Ltd. | JOT MECHANICAL LTD
PP-2022-01397 | 2022-04-29 | 2854 KITCHENER STREET, Vancouver, BC V5K 3E3 | Plumbing Permit | Residential | New | Completed | Residential - Plumbing of duplex house 2FD + 2 LO To construct a two-storey two-family dwelling with two L/O located in the basement, with a detached accessory building (garage) at the rear providing 2 parking spaces, having vehicular access from the lane. | Karan Plumbing & Heating Ltd
PP-2022-00685 | 2022-03-21 | 2854 KITCHENER STREET, Vancouver, BC V5K 3E3 | Plumbing Permit | Residential | New | Completed | Residential - 2FD+2 LOCK OFF UNITS - FRONT - 2854 KITCHENER ST - #1 & #2 REAR - 2856 KITCHENER ST - #1 & #2 sump, sanitary, and storm connection To construct a two-storey two-family dwelling with two L/O located in the basement, with a detached accessory building (garage) at the rear providing 2 parking spaces, having vehicular access from the lane. Note: This is a 2 storey building pursuant to the Zoning and Development By-Law 1. No A/C units proposed 4. No Bar sinks proposed | GNA Contracting Ltd
EP-2022-05279 | 2022-06-24 | 2854 KITCHENER STREET, Vancouver, BC V5K 3E3 | Electrical Permit | Residential | New | Completed | Installation / Repair - Residential - Extra low voltage ,TV ,Data, Telephone, Vacuum Systems, Camera Systems,Alarm Systems, Audio , Video and networking | Orbit Home Automation Ltd
EP-2022-10439 | 2022-12-12 | 3363 KINGSWAY, Vancouver, BC V5R 5K6 | Electrical Permit | Commercial | New | Completed | Installation / Repair - Commercial - complete Security alarm system -BP: Interior alterations: Interior alterations, change of major occupancy for the entire building from office (group D) to Retail (group E) and to reduce the total floor area to not more than 300m2 in this existing 2 story building on this site. Building Review Branch Notes: 1) Restricted Change of Occupancy accepted by CBO office for total floor area not more than 300m2. CRP: David Wong, architect, tel. 604-340-3793 email: david@davidwong.ca Note: "This permit has been reviewed under the provision of Vancouver Building By-law 2019 (#12511)." | APC ALARM CORP
PP-2022-03595 | 2022-10-11 | 3363 KINGSWAY, Vancouver, BC V5R 5K6 | Plumbing Permit | Commercial | Tenant Improvement | Completed | Commercial - Remove existing bathrooms , Install new plumbing and fixtures for: >BP: Interior alterations: Interior alterations, change of major occupancy for the entire building from office (group D) to Retail (group E) and to reduce the total floor area to not more than 300m2 in this existing 2 story building on this site. | Royal Mechanical Ltd
EP-2022-08638 | 2022-10-12 | 3363 KINGSWAY, Vancouver, BC V5R 5K6 | Electrical Permit | Commercial | Renovation | Completed | Installation / Repair - Commercial - Interior alterations, change of major occupancy for the entire building from office to retail. Continue use the occupancy building original brand circuits and add some new circuits ( lighting and power) to the new retail store. >BP: Interior alterations: Interior alterations, change of major occupancy for the entire building from office (group D) to Retail (group E) and to reduce the total floor area to not more than 300m2 in this existing 2 story building on this site. Building Review Branch Notes: 1) Restricted Change of Occupancy accepted by CBO office for total floor area not more than 300m2. CRP: David Wong, architect, tel. 604-340-3793 email: david@davidwong.ca Note: "This permit has been reviewed under the provision of Vancouver Building By-law 2019 (#12511)." | Scion Electric Ltd
EP-2022-10296 | 2022-12-07 | 3366 KINGSWAY, Vancouver, BC V5R 5L2 | Electrical Permit | Commercial | Tenant Improvement | Completed | Installation / Repair - Commercial - Replacement of fluorescent and HID lights to LED | MEK ENTERPRISES LTD
EP-2023-01231 | NULL | 2977 KITCHENER STREET, Vancouver, BC V5K 3E6 | Electrical Permit | Residential | Addition | Withdrawn | Installation / Repair - Residential - install a 30A air conditional circuit | Powerlink Electric Ltd
NULL | NULL | 2980 KITCHENER STREET, Vancouver, BC V5K 3E5 | Mechanical Permit | NULL | NULL | Withdrawn | NULL | 0994152 BC Ltd
MP-2022-00159 | 2022-08-29 | 2980 KITCHENER STREET, Vancouver, BC V5K 3E5 | Mechanical Permit | NULL | NULL | Completed | NULL | 0994152 BC Ltd
GP-2022-02551 | 2022-08-26 | 2980 KITCHENER STREET, Vancouver, BC V5K 3E5 | Gas Permit | Residential | Tenant Improvement | Completed | Residential - Decommissioned gas furnace | 0994152 BC Ltd
EP-2022-04735 | 2022-06-22 | 2980 KITCHENER STREET, Vancouver, BC V5K 3E5 | Electrical Permit | Residential | Renovation | Completed | Installation / Repair - Residential - 200 amp service upgrade plus we are hooking up the power for a HVAC unit MP-2022-00159: Issued | Vancity Electric Inc
PP-2022-02026 | 2022-06-14 | 2984 KITCHENER STREET, Vancouver, BC V5K 3E5 | Plumbing Permit | Residential | New | Completed | Residential - plumbing To construct a 2 storey one-family dwelling with a secondary suite located in the Basement 1. Covenant registered at the Land Title Office under CA9523848 2. A/C unit proposed -located at rear yard and second floor 3. Bar sink located at basement 4. Schedule B Jason Hui P.Eng (778-319-3403) Structural & Geotechnical 5. BC Housing: AI Jas Quality Homes Ltd. | Ajit's Plumbing Heating & Electrical Contracting Ltd
EP-2022-04267 | 2022-05-25 | 2984 KITCHENER STREET, Vancouver, BC V5K 3E5 | Electrical Permit | Residential | New | Completed | Installation / Repair - Residential - New construction >BP: To construct a 2 storey one-family dwelling with a secondary suite located in the Basement ($744,292.50) 1. Covenant registered at the Land Title Office under CA9523848 2. A/C unit proposed -located at rear yard and second floor 3. Bar sink located at basement 4. Schedule B Jason Hui P.Eng (778-319-3403) Structural & Geotechnical 5. BC Housing: AI Jas Quality Homes Ltd. Address and suite numbers assigned as per approved plans for Fire and Emergency response. The address number is to be posted on the building to be visible from the street and the suite numbers are to be posted at the suite entries in accordance with the Building By-law prior to final inspection. ******THIS PERMIT HAS BEEN ISSUED UNDER THE REQUIREMENTS OF VBBL 2019****** | MSD Electrical Ltd.
EP-2022-02198 | 2022-03-18 | 2984 KITCHENER STREET, Vancouver, BC V5K 3E5 | Electrical Permit | Residential | New | Expired | Temporary Power - Residential - To provide temporary power. | MSD Electrical Ltd.
GP-2022-02086 | 2022-07-15 | 2984 KITCHENER STREET, Vancouver, BC V5K 3E5 | Gas Permit | Residential | New | Completed | Residential - Complete boiler, 2range, bbq and piping only for fireplace. >To construct a 2 storey one-family dwelling with a secondary suite located in the Basement ($744,292.50) 1. Covenant registered at the Land Title Office under CA9523848 2. A/C unit proposed -located at rear yard and second floor 3. Bar sink located at basement 4. Schedule B Jason Hui P.Eng (778-319-3403) Structural & Geotechnical 5. BC Housing: AI Jas Quality Homes Ltd. Address and suite numbers assigned as per approved plans for Fire and Emergency response. The address number is to be posted on the building to be visible from the street and the suite numbers are to be posted at the suite entries in accordance with the Building By-law prior to final inspection. ******THIS PERMIT HAS BEEN ISSUED UNDER THE REQUIREMENTS OF VBBL 2019****** | Deep Gas Fitting Ltd.
EP-2022-06000 | 2022-07-22 | 2984 KITCHENER STREET, Vancouver, BC V5K 3E5 | Electrical Permit | Residential | New | Completed | Installation / Repair - Residential - 1FD+SS- #1 & #2 - Security Alarm, Tv, Tel, Internet. COMPLETE SECURITY ALARM SYSTEM To construct a 2 storey one-family dwelling with a secondary suite located in the Basement 1. Covenant registered at the Land Title Office under CA9523848 2. A/C unit proposed -located at rear yard and second floor 3. Bar sink located at basement | Covert Security Solutions Inc
SP-2022-01202 | 2022-07-28 | 2984 KITCHENER STREET, Vancouver, BC V5K 3E5 | Sprinkler Permit | Residential | New | Completed | Residential - 1FD+SS - #1 & #2 - Piping and fixture installation To construct a 2 storey one-family dwelling with a secondary suite located in the Basement 1. Covenant registered at the Land Title Office under CA9523848 2. A/C unit proposed -located at rear yard and second floor 3. Bar sink located at basement | RG Plumbing Ltd
GP-2022-02212 | 2022-07-28 | 2984 KITCHENER STREET, Vancouver, BC V5K 3E5 | Gas Permit | Residential | New | Completed | Residential - 1FD+SS - #1 & #2 - To install gas fireplace To construct a 2 storey one-family dwelling with a secondary suite located in the Basement 1. Covenant registered at the Land Title Office under CA9523848 2. A/C unit proposed -located at rear yard and second floor 3. Bar sink located at basement | JOT MECHANICAL LTD
MP-2023-00902 | 2023-05-22 | 2990 KITCHENER STREET, Vancouver, BC V5K 3E5 | Mechanical Permit | NULL | NULL | Completed | NULL | Rio Heating and Cooling
EP-2023-04256 | 2023-06-19 | 2990 KITCHENER STREET, Vancouver, BC V5K 3E5 | Electrical Permit | Residential | Renovation | Completed | Installation / Repair - Residential - -Overhead service upgrade from 100-200amps -install circuit for new AC unit -MP-2023-00902 *Amend Jun 22, 2023 -UPDATED LOAD CALCULATION TO SHOW 2 SEPERATE HEAT PUMP UNITS AND SUITE RANGE | Terradyne Electrical Services Inc
GP-2023-03155 | 2023-10-20 | 3002 KITCHENER STREET, Vancouver, BC V5K 3E7 | Gas Permit | Residential | Renovation | Issued | Residential - navien Combi Boiler replacemen | Angels Heating & Cooling Ltd
GP-2023-00715 | 2023-02-28 | 3039 KITCHENER STREET, Vancouver, BC V5K 3E8 | Gas Permit | Residential | Renovation - Dwelling Unit(s) only | Completed | Residential - boiler replacement | Central Commercial & Residential Services
MP-2023-00666 | 2023-04-19 | 3051 KITCHENER STREET, Vancouver, BC V5K 3E8 | Mechanical Permit | NULL | NULL | Completed | NULL | Moore And Russell Heating And Air Conditioning Ltd
EP-2023-03399 | 2023-04-24 | 3051 KITCHENER STREET, Vancouver, BC V5K 3E8 | Electrical Permit | Residential | Tenant Improvement | Issued | Installation / Repair - Residential - Electrical installation of mini split *MP-2023-00666 | Moore And Russell Heating And Air Conditioning Ltd
EP-2022-04942 | 2022-06-13 | 1406 LABURNUM STREET, Vancouver, BC V6J 3W3 | Electrical Permit | Commercial | Renovation | Issued | Installation / Repair - Commercial - We will be replacing the existing defective fire alarm panel with a new Mircom FA-106. Material and verification will be provided by Fairlane Fire Protection. This replacement falls under category 2a of Bulletin 2018-004-BU/EL. | Top Solutions Systems Integration Ltd
EP-2022-06272 | 2022-07-26 | 1450 LABURNUM STREET, Vancouver, BC V6J 3W3 | Electrical Permit | Residential | Renovation | Completed | Installation / Repair - Residential - Replace faulty Fire panel and lobby annunciatior. No wiring or device boxes will be replaced or added. ( As per Bulletin 2018-004-BU/EL 1. C. ) | C M & Sons Electrical Inc
PP-2023-02360 | 2023-07-05 | 1490 LABURNUM STREET, Vancouver, BC V6J 3W3 | Plumbing Permit | Commercial | Addition | Completed | Commercial - Addition of one backflow device & replacement of another backflow device | Tri-City Plumbing & Heating Ltd
GP-2022-00168 | 2022-01-20 | 5929 KNIGHT STREET, Vancouver, BC V5P 2V6 | Gas Permit | Residential | Addition | Completed | Residential - re and re gas range | Christopher Sterling
GP-2021-03808 | 2022-02-27 | 6049 KNIGHT STREET, Vancouver, BC V5P 2V6 | Gas Permit | Residential | Renovation | Completed | Residential - Furnace and tankless | Central Commercial & Residential Services
EP-2022-09460 | 2022-11-07 | 6337 LARCH STREET, Vancouver, BC V6M 4E8 | Electrical Permit | Commercial | NULL | Expired | Movie Set / Filming - To allow for Movie Set/Filming Applicant shall provide completed Contractor Declaration form, and dates of filming and associated location(s) to csinspection.clerks@vancouver.ca prior to the commencement of filming. Visit vancouver.ca/inspections for more details. | Means of Production Inc
GP-2022-00357 | 2022-02-03 | 6360 LARCH STREET, Vancouver, BC V6M 4E9 | Gas Permit | Residential | Renovation | Completed | Residential - replace gas furnace | Joyce Heating Services Ltd
MP-2023-00249 | 2023-02-23 | 1188 LE ROI STREET, Vancouver, BC V5K 4G2 | Mechanical Permit | NULL | NULL | Completed | NULL | Thomson Industries Ltd
EP-2023-01398 | 2023-02-21 | 1188 LE ROI STREET, Vancouver, BC V5K 4G2 | Electrical Permit | Residential | Renovation | Completed | Installation / Repair - Residential - Dedicated circuit for heat pump *An approved mechanical permit is required for the installation of air conditioning or heat pump unit at the time of installation before an electrical inspection will be performed MP-2023-00249 | Pacific Star Electric Inc
EP-2023-00930 | 2023-02-06 | 1212 LE ROI STREET, Vancouver, BC V5K 4G2 | Electrical Permit | Residential | New | Completed | Installation / Repair - Residential - Security alarm, tv cables, telephone and door chime >BP: To construct a two-storey two-family dwelling with two secondary suites located in the basement, with a detached accessory building (garage) at the rear and two open parking pad providing 4 parking spaces, having vehicular access from the lane. Note: This is a 2 storey building pursuant to the Zoning and Development By-Law 1. Covenant registered at the Land Title Office under CA9461372 2. No strata titling permitted 3. A/C units proposed in rear yard. 4. Bar sinks proposed in main floor. 5. Schedule B: Govinder S Dhesi, P.Eng ( 604-580-3275) Structural & Geotechnical 6. HPO: Owner Builder-0685024 BC Ltd. ******THIS PERMIT HAS BEEN ISSUED UNDER THE REQUIREMENTS OF VBBL #12511 (2019)****** Combustible projections or roof soffits on an exposing building face shall not project to less than .45m from the property line and shall be in compliance with VBBL 2019 9.10.15.5.(9) The entire building, to be sprinklered to NFPA 13D. | A B L SECURITY SYSTEMS LTD.
PP-2022-04143 | 2022-11-22 | 1212 LE ROI STREET, Vancouver, BC V5K 4G2 | Plumbing Permit | Residential | New | Completed | Residential - to install new plumbing fixtures in the Duplex >BP: To construct a two-storey two-family dwelling with two secondary suites located in the basement, with a detached accessory building (garage) at the rear and two open parking pad providing 4 parking spaces, having vehicular access from the lane. This Building Permit will remain in a suspended status until the associated (green) Demolition Permit BP-2021-05289 is completed. Note: This is a 2 storey building pursuant to the Zoning and Development By-Law 1. Covenant registered at the Land Title Office under CA9461372 2. No strata titling permitted 3. A/C units proposed in rear yard. 4. Bar sinks proposed in main floor. 5. Schedule B: Govinder S Dhesi, P.Eng ( 604-580-3275) Structural & Geotechnical 6. HPO: Owner Builder-0685024 BC Ltd. ******THIS PERMIT HAS BEEN ISSUED UNDER THE REQUIREMENTS OF VBBL #12511 (2019)****** | ACME PLUMBING HEATING & GAS LTD.
PP-2022-03545 | 2022-10-07 | 1212 LE ROI STREET, Vancouver, BC V5K 4G2 | Plumbing Permit | Residential | New | Cancelled | Residential - 2FD+2SS - Sump. Sanitary and storm connection | GNA Contracting Ltd
MP-2022-00642 | 2022-12-04 | 1212 LE ROI STREET, Vancouver, BC V5K 4G2 | Mechanical Permit | NULL | NULL | Completed | NULL | ACME PLUMBING HEATING & GAS LTD.
EP-2023-00363 | 2023-01-23 | 1212 LE ROI STREET, Vancouver, BC V5K 4G2 | Electrical Permit | Residential | New | Completed | Installation / Repair - Residential - 2FD+2SS - NORTH - 1212 LE ROI ST - #1 & #2 SOUTH - 1218 LE ROI ST - #1 & #2 200 amp main service 125 amp for each unit duplex house >DB: To construct a two-storey two-family dwelling with two secondary suites located in the basement, with a detached accessory building (garage) at the rear and two open parking pad providing 4 parking spaces, having vehicular access from the lane. Note: This is a 2 storey building pursuant to the Zoning and Development By-Law 1. Covenant registered at the Land Title Office under CA9461372 2. No strata titling permitted 3. A/C units proposed in rear yard. 4. Bar sinks proposed in main floor. The entire building, to be sprinklered to NFPA 13D. | H.L. ELECTRICAL LTD
SP-2023-00078 | 2023-01-16 | 1212 LE ROI STREET, Vancouver, BC V5K 4G2 | Sprinkler Permit | Residential | New | Completed | Residential - 2FD+2SS - NORTH - 1212 LE ROI - #1 & #2 SOUTH - 1218 LE ROI - #1 & #2 to install a new sprinkler system in the Duplex To construct a two-storey two-family dwelling with two secondary suites located in the basement, with a detached accessory building (garage) at the rear and two open parking pad providing 4 parking spaces, having vehicular access from the lane. 1. Covenant registered at the Land Title Office under CA9461372 2. No strata titling permitted 3. A/C units proposed in rear yard. 4. Bar sinks proposed in main floor. The entire building, to be sprinklered to NFPA 13D. | ACME PLUMBING HEATING & GAS LTD.
GP-2023-00231 | 2023-01-19 | 1212 LE ROI STREET, Vancouver, BC V5K 4G2 | Gas Permit | Residential | New | Completed | Residential - 2FD+2SS - NORTH UNIT - 1212 LE ROI ST - #1 & #2 SOUTH UNIT - 1218 LE ROI ST - #1 & #2 to install 2 boilers,rough-in for 2 ranges and 2 bbq in the Duplex >DB: To construct a two-storey two-family dwelling with two secondary suites located in the basement, with a detached accessory building (garage) at the rear and two open parking pad providing 4 parking spaces, having vehicular access from the lane. This Building Permit will remain in a suspended status until the associated (green) Demolition Permit BP-2021-05289 is completed. Note: This is a 2 storey building pursuant to the Zoning and Development By-Law 1. Covenant registered at the Land Title Office under CA9461372 2. No strata titling permitted 3. A/C units proposed in rear yard. 4. Bar sinks proposed in main floor. The entire building, to be sprinklered to NFPA 13D. | ACME PLUMBING HEATING & GAS LTD.
PP-2022-02727 | 2022-08-08 | 1212 LE ROI STREET, Vancouver, BC V5K 4G2 | Plumbing Permit | Residential | New | Completed | Residential - 2FD+2SS - Sump, sanitary and storm connection | GNA Contracting Ltd
EP-2022-05495 | 2022-06-28 | 1212 LE ROI STREET, Vancouver, BC V5K 4G2 | Electrical Permit | Residential | New | Expired | Temporary Power - Residential - To provide temporary power. | H.L. ELECTRICAL LTD
EP-2022-06977 | 2022-08-18 | 375 MAIN STREET, Vancouver, BC V6A 2S9 | Electrical Permit | Commercial | Renovation | Completed | Installation / Repair - Commercial - Replace the fire alarm panel - due to damage from a flood. RE: CF-2022-008683 EMERGENCY REPAIRS | MCKINLEY ELECTRIC LTD
EP-2023-01615 | 2023-02-27 | 401 MAIN STREET, Vancouver, BC V6A 2T7 | Electrical Permit | Commercial | Renovation | Completed | Installation / Repair - Commercial - Supply and install electrical system including lighting, EM lighting, lighting controls, power for ground floor washrooms. Data, Tel wiring. >BP: Exterior and Interior alterations to the Municipally Designated, Vancouver Heritage A institutional building (social service centre Carnegie Community Centre) on this site. Work to include reconfiguring washrooms and new HVC ducting including a louvre on building exterior. Schedule A - Melissa Higgs - 604.732.6620 Schedule B - Architectural - Melissa Higgs 604.732.6620 Schedule B - Electrical - S.S. Dhaliwal 604.609.0500 - 108 Schedule B - Mechanical & Plumbing - Ronald Braun - 604.609.0500 Energy Upgrade: E2 - Lighting - Upgrade to incorporate Automatic Full OFF (per 9.4.1.1.(h) of ASHRAE 90.1-2016) Dwg #: E2.0 | Action Electric Ltd
PP-2023-00714 | 2023-06-16 | 401 MAIN STREET, Vancouver, BC V6A 2T7 | Plumbing Permit | Commercial | Renovation | Completed | Commercial - Interior alterations to reconfigure washrooms >DB: 401 Main Street Exterior and Interior alterations to the Municipally Designated, Vancouver Heritage A institutional building (social service centre Carnegie Community Centre) on this site. Work to include reconfiguring washrooms and new HVC ducting including a louvre on building exterior. | KERN BSG MANAGEMENT LTD
EP-2023-06083 | 2023-07-11 | 401 MAIN STREET, Vancouver, BC V6A 2T7 | Electrical Permit | Commercial | Addition | Issued | Temporary Power - Commercial - To provide temporary power. | 0777792 BC Ltd
EP-2023-07186 | 2023-08-08 | 401 MAIN STREET, Vancouver, BC V6A 2T7 | Electrical Permit | Commercial | Addition | Completed | Installation / Repair - Commercial - Install 2 Cat6 data drops for new CCTV cameras on the main floor. Install new 3/4" EMT conduit from Front Lobby across newly built washrooms and thru existing pathway on the Theatre ceiling. | 4th Utility Inc
SP-2023-00970 | 2023-06-05 | 401 MAIN STREET, Vancouver, BC V6A 2T7 | Sprinkler Permit | Commercial | Tenant Improvement | Completed | Commercial - Add and Relocated Sprinkler Heads >DB: 401 Main Street Exterior and Interior alterations to the Municipally Designated, Vancouver Heritage A institutional building (social service centre Carnegie Community Centre) on this site. Work to include reconfiguring washrooms and new HVC ducting including a louvre on building exterior. *****This application does not include any of the following: 1. Not more than 20 sprinklers (add, relocate, or remove), 2. hydraulic calculations, 3. change in occupancy and /or hazard classification, 4. warehouse storage arrangements, 5. mobile compact storage arrangements, 6. alternative solutions, 7. changes to the sprinkler system supply piping (e.g. valves, mains, cross-mains, branch-lines, etc.), or 8. flexible sprinkler pipe. | Viking Fire Protection Inc
EP-2022-00538 | NULL | 475 MAIN STREET, Vancouver, BC V6A 2T7 | Electrical Permit | Commercial | Tenant Improvement | Withdrawn | Installation / Repair - Commercial - Install switch power for interior sign -It's a simple lighted neon sign that they want installed inside as an art piece. They had it at their old location. -Working Gear" unit 228 | TCA Industries Ltd
SP-2023-01488 | 2023-08-23 | 475 MAIN STREET, Vancouver, BC V6A 2T7 | Sprinkler Permit | Commercial | Tenant Improvement | Completed | Commercial - Turn 5 sprinkler to upright position >BP: #215 - 475 Main St (2nd floor) Interior alterations for interior demolition to shell of this existing 'Miscellaneous Products Manufacturing Class B' Suite #215 on the 2nd floor in this existing two-storey commercial building on this site. *****This application does not include any of the following: 1. Not more than 20 sprinklers (add, relocate, or remove), 2. hydraulic calculations, 3. change in occupancy and /or hazard classification, 4. warehouse storage arrangements, 5. mobile compact storage arrangements, 6. alternative solutions, 7. changes to the sprinkler system supply piping (e.g. valves, mains, cross-mains, branch-lines, etc.), or 8. flexible sprinkler pipe. | Ace Fire Prevention Ltd
EP-2022-02984 | 2022-04-12 | 501 MAIN STREET, Vancouver, BC V6A 2V2 | Electrical Permit | Commercial | Renovation | Completed | Installation / Repair - Commercial - LED UPGRADE - LAMPS & BALLAST Retrofit Potlights | Energy Network Services Inc
PP-2022-02839 | 2022-08-16 | 6951 KERR STREET, Vancouver, BC V5S 3C9 | Plumbing Permit | Residential | New | Completed | Residential - To install plumbing DWV and water line for plumbing fixtures, install all plumbing fixtures for the building. >To construct a 2 storey + basement one-family dwelling with a secondary suite ($915,325.00) located in the basement with a surface parking at the rear providing 1 parking space, having vehicular access from the lane. Note: This is a 2 storey building pursuant to the Zoning and Development By-Law 1- Covenant registered at the Land Title Office under CA9909326 2- No strata titling permitted 3- Bar sink proposed in the basement 4- A/C unit proposed in the rear yard 5- Schedule B: Shambhu N. Biswas P.Eng (604-250-8666) Structural & Geotechnical 6- HPO: Residential Builder – Ashok Kumar Bihal 7- The entire building, INCLUDING THE ATTACHED GARAGE (if applicable), to be sprinklered to NFPA 13D. Address Note: Building 1 #1-6951 Kerr St - One Family Dwelling (1st-2nd floor, south side basement) #2-6951 Kerr St - Secondary Suite (north side basement) Note: As the result of a new one family dwelling with a secondary, the existing laneway house address, 6953 Kerr St, will be replaced with "#3-6953 Kerr St". The site will be as follows: #1-6951 Kerr St - Principal Dwelling / One Family Dwelling #2-6951 Kerr St - Secondary Suite #3-6953 Kerr St - Laneway House Address and suite numbers assigned as per approved plans for Fire and Emergency response. The address number is to be posted to the building to be visible from the street and the suite numbers are to be posted at the suite entries in accordance with the Building By-law prior to final inspection. ******THIS PERMIT HAS BEEN ISSUED UNDER THE REQUIREMENTS OF VBBL #12511 (2019)****** | Bright Star Plumbing & Heating Supply Ltd
GP-2022-02399 | 2022-08-24 | 6951 KERR STREET, Vancouver, BC V5S 3C9 | Gas Permit | Residential | New | Completed | Residential - To install gas piping for fireplace, bbq, stove and boiler. boiler complete installation. >BP: To construct a 2 storey + basement one-family dwelling with a secondary suite ($915,325.00) located in the basement with a surface parking at the rear providing 1 parking space, having vehicular access from the lane. Note: This is a 2 storey building pursuant to the Zoning and Development By-Law 1- Covenant registered at the Land Title Office under CA9909326 2- No strata titling permitted 3- Bar sink proposed in the basement 4- A/C unit proposed in the rear yard 5- Schedule B: Shambhu N. Biswas P.Eng (604-250-8666) Structural & Geotechnical 6- HPO: Residential Builder – Ashok Kumar Bihal 7- The entire building, INCLUDING THE ATTACHED GARAGE (if applicable), to be sprinklered to NFPA 13D. | Bright Star Plumbing & Heating Supply Ltd
PP-2022-02728 | 2022-08-08 | 6951 KERR STREET, Vancouver, BC V5S 3C9 | Plumbing Permit | Residential | New | Completed | Residential - 1FD+SS - #1 & #2 - Sump, sanitary and storm connection | GNA Contracting Ltd
SP-2022-01633 | 2022-10-05 | 6951 KERR STREET, Vancouver, BC V5S 3C9 | Sprinkler Permit | Residential | New | Completed | Residential - 1FD+SS - #1 & #2 - Install 40 heads fire sprinkler system for the building. >DB: To construct a 2 storey + basement one-family dwelling with a secondary suite located in the basement with a surface parking at the rear providing 1 parking space, having vehicular access from the lane. Note: This is a 2 storey building pursuant to the Zoning and Development By-Law 1- Covenant registered at the Land Title Office under CA9909326 2- No strata titling permitted 3- Bar sink proposed in the basement 4- A/C unit proposed in the rear yard 7- The entire building, INCLUDING THE ATTACHED GARAGE (if applicable), to be sprinklered to NFPA 13D. | Bright Star Plumbing & Heating Supply Ltd
EP-2022-08572 | 2022-10-18 | 6951 KERR STREET, Vancouver, BC V5S 3C9 | Electrical Permit | Residential | New | Completed | Installation / Repair - Residential - New home electrical and low voltage wiring telephone cable security wiring and finishing. 200 amp main service 150 amp to main house and laneway 125 amp To construct a 2 storey + basement one-family dwelling with a secondary suite located in the basement with a surface parking at the rear providing 1 parking space, having vehicular access from the lane. Note: This is a 2 storey building pursuant to the Zoning and Development By-Law 1- Covenant registered at the Land Title Office under CA9909326 2- No strata titling permitted 3- Bar sink proposed in the basement 4- A/C unit proposed in the rear yard 5- Schedule B: Shambhu N. Biswas P.Eng (604-250-8666) Structural & Geotechnical 6- HPO: Residential Builder – Ashok Kumar Bihal 7- The entire building, INCLUDING THE ATTACHED GARAGE (if applicable), to be sprinklered to NFPA 13D. | Uppal Electrical Ltd
EP-2022-08779 | 2022-10-17 | 6951 KERR STREET, Vancouver, BC V5S 3C9 | Electrical Permit | Residential | New | Completed | Installation / Repair - Residential - tv,telephone,data,intercom, alarm, and vaccum complete >BP: To construct a 2 storey + basement one-family dwelling with a secondary suite ($915,325.00) located in the basement with a surface parking at the rear providing 1 parking space, having vehicular access from the lane. Note: This is a 2 storey building pursuant to the Zoning and Development By-Law 1- Covenant registered at the Land Title Office under CA9909326 2- No strata titling permitted 3- Bar sink proposed in the basement 4- A/C unit proposed in the rear yard 5- Schedule B: Shambhu N. Biswas P.Eng (604-250-8666) Structural & Geotechnical 6- HPO: Residential Builder – Ashok Kumar Bihal 7- The entire building, INCLUDING THE ATTACHED GARAGE (if applicable), to be sprinklered to NFPA 13D. Note: As the result of a new one family dwelling with a secondary, the existing laneway house address, 6953 Kerr St, will be replaced with "#3-6953 Kerr St". The site will be as follows: #1-6951 Kerr St - Principal Dwelling / One Family Dwelling #2-6951 Kerr St - Secondary Suite #3-6953 Kerr St - Laneway House Address and suite numbers assigned as per approved plans for Fire and Emergency response. The address number is to be posted to the building to be visible from the street and the suite numbers are to be posted at the suite entries in accordance with the Building By-law prior to final inspection. ******THIS PERMIT HAS BEEN ISSUED UNDER THE REQUIREMENTS OF VBBL #12511 (2019)****** | Supertech Systems Ltd
EP-2022-03585 | 2022-05-03 | 7101 KERR STREET, Vancouver, BC V5S 3E2 | Electrical Permit | Commercial | Addition | Completed | Installation / Repair - Commercial - Installation of 2 bollards. To include feeding from existing exterior lighting circuit. | Berts Electric (2001) Ltd
EP-2023-02065 | 2023-03-10 | 7180 KERR STREET, Vancouver, BC V5S 4W2 | Electrical Permit | Commercial | Renovation | Completed | Installation / Repair - Commercial - Maintenance replacement of fire alarm (control unit and all initiating devices [manual pulls, heat detectors, smoke detectors]). Note: This permit has been issued based on Bulletin 2018-004-BU/EL. | Fina Electrical Systems Ltd
EP-2024-00479 | 2024-01-31 | 7180 KERR STREET, Vancouver, BC V5S 4W2 | Electrical Permit | Commercial | Tenant Improvement | Issued | Installation / Repair - Commercial - Installation of new lighting, power outlets for retail food service. >BP: Interior alteration to change the use from Repair Shop to Retail limited food service in this unit #120 in this existing commercial building. Tenant: Bubble Waffle Cafe Scope of work includes: new service counter, new interior partitions, new plumbing fixtures and appliances, next T-bar ceiling and light fixtures. New floor and wall finishes. This building is sprinklered | Makle Electric Ltd
PP-2023-04335 | 2023-12-18 | 7180 KERR STREET, Vancouver, BC V5S 4W2 | Plumbing Permit | Commercial | Renovation | Issued | Commercial - Upgrading existing space to become restaurant | Monolith Mechanical Services Inc
EP-2022-04359 | 2022-05-26 | 7736 KERR STREET, Vancouver, BC V5S 3E6 | Electrical Permit | Residential | Tenant Improvement | Completed | Installation / Repair - Residential - Electrical install of heat pump. BP not required. No change to existing service. | Moore And Russell Heating And Air Conditioning Ltd
GP-2022-00986 | 2022-03-30 | 7736 KERR STREET, Vancouver, BC V5S 3E6 | Gas Permit | Residential | Tenant Improvement | Completed | Residential - Re Re Furnace | Moore & Russell Heating Ltd
GP-2023-02844 | 2023-09-28 | 3069 KITCHENER STREET, Vancouver, BC V5K 3E8 | Gas Permit | Residential | New | Issued | Residential - 2 Ranges, 2 Boilers & 2 BBQ's >BP: To construct a two and a half storey two-family dwelling ($760,130), with a detached accessory building (garage) at the rear providing 2 parking spaces, having vehicular access from the lane. | AKAL Plumbing & Heating Ltd
MP-2023-01720 | 2023-09-21 | 3069 KITCHENER STREET, Vancouver, BC V5K 3E8 | Mechanical Permit | NULL | NULL | Issued | NULL | AKAL Plumbing & Heating Ltd
PP-2023-03267 | 2023-09-14 | 3069 KITCHENER STREET, Vancouver, BC V5K 3E8 | Plumbing Permit | Residential | New | Issued | Residential - This is a new duplex house with 30 fixtures >BP: To construct a two and a half storey two-family dwelling , with a detached accessory building (garage) at the rear providing 2 parking spaces, having vehicular access from the lane. The entire building, INCLUDING THE ATTACHED GARAGE (if applicable), to be sprinklered to 2 x NFPA 13D. 1. Internal mechanical unit proposed in half storey 2. No Bar sinks proposed 3. Schedule B: Jason Hui, P .Eng (778.319.3403) Structural & Geotechnical 4. HPO: Residential Builder - Saninder Singh Gill | AKAL Plumbing & Heating Ltd
EP-2023-09059 | 2023-10-23 | 3069 KITCHENER STREET, Vancouver, BC V5K 3E8 | Electrical Permit | Residential | New | Issued | Installation / Repair - Residential - New duplex home wiring Mechanical Permit *An approved mechanical permit is required for the installation of air conditioning or heat pump unit before final electrical inspection will be performed >BP: To construct a two and a half storey two-family dwelling ($760,130), with a detached accessory building (garage) at the rear providing 2 parking spaces, having vehicular access from the lane. The entire building, INCLUDING THE ATTACHED GARAGE (if applicable), to be sprinklered to 2 x NFPA 13D. 1. Internal mechanical unit proposed in half storey 2. No Bar sinks proposed 3. Schedule B: Jason Hui, P .Eng (778.319.3403) Structural & Geotechnical 4. HPO: Residential Builder - Saninder Singh Gill ******THIS PERMIT HAS BEEN ISSUED UNDER THE REQUIREMENTS OF VBBL 2019****** | Eminence Electrical Ltd
EP-2023-09206 | 2023-10-12 | 3069 KITCHENER STREET, Vancouver, BC V5K 3E8 | Electrical Permit | Residential | New | Issued | Installation / Repair - Residential - Installation of Security Alarm, Internet, Intercom, Telephone, TV. >BP: To construct a two and a half storey two-family dwelling ($760,130), with a detached accessory building (garage) at the rear providing 2 parking spaces, having vehicular access from the lane. The entire building, INCLUDING THE ATTACHED GARAGE (if applicable), to be sprinklered to 2 x NFPA 13D. | Covert Security Solutions Inc
SP-2023-01896 | 2023-10-13 | 3069 KITCHENER STREET, Vancouver, BC V5K 3E8 | Sprinkler Permit | Residential | New | Issued | Residential - Install sprinklers in Duplex >BP: To construct a two and a half storey two-family dwelling with a detached accessory building (garage) at the rear providing 2 parking spaces, having vehicular access from the lane. The entire building, INCLUDING THE ATTACHED GARAGE (if applicable), to be sprinklered to 2 x NFPA 13D. 1. Internal mechanical unit proposed in half storey 2. No Bar sinks proposed 3. Schedule B: Jason Hui, P .Eng (778.319.3403) Structural & Geotechnical 4. HPO: Residential Builder - Saninder Singh Gill | Gold Key Fire Protection Ltd
EP-2023-04368 | 2023-05-17 | 3069 KITCHENER STREET, Vancouver, BC V5K 3E8 | Electrical Permit | Residential | New | Issued | Temporary Power - Residential - To provide temporary power. | Eminence Electrical Ltd
PP-2023-02748 | 2023-08-08 | 3069 KITCHENER STREET, Vancouver, BC V5K 3E8 | Plumbing Permit | Residential | New | Issued | Residential - 2FD - NEW CONSTRUCTION NEED NEW SUMP AT FRONT TO BACK DUPLEX | Bison Excavation & Demolition
PP-2022-00621 | 2022-03-24 | 3181 KITCHENER STREET, Vancouver, BC V5K 3E9 | Plumbing Permit | Residential | New | Completed | Residential - 2FD+2SS - WEST UNIT - 3181 KITCHENER ST - #1 & #2 EAST UNIT - 3183 KITCHENER ST - #1 & #2 Draintile,RWL,Sanitary,Storm,sump(Outside Services) To construct a two-storey two-family dwelling with two secondary suites located in the basement, with a detached accessory building (garage) at the rear providing 3 parking spaces, having vehicular access from the lane. Note: This Building Permit will remain in a suspended status until the associated (green) Demolition Permit BP-2021-05650 is completed. Note: This is a 2 storey building pursuant to the Zoning and Development By-Law 1. Covenant registered at the Land Title Office under CA9517582 2. A/C units proposed in the rear yard. | Khela Excavating Ltd.
EP-2022-00378 | 2022-01-20 | 3181 KITCHENER STREET, Vancouver, BC V5K 3E9 | Electrical Permit | Residential | New | Expired | Temporary Power - Residential - To provide temporary power. NOTE: Work authorized by this permit is for placement of a temporary power pole only and does not authorize any site construction and/or excavation. A separate Building Permit will be required prior to commencement of any other work on this site. | Blueridge Electrical Ltd.
EP-2022-03129 | 2022-04-20 | 3181 KITCHENER STREET, Vancouver, BC V5K 3E9 | Electrical Permit | Residential | New | Completed | Installation / Repair - Residential - Duplex house with legal suites in each unit . Electrical and extra low voltage work. Main Consumer's Service: 200A. 2 Electric Meters. Service for each unit: 125A. >BP: To construct a two-storey two-family dwelling with two secondary suites ($884,430.00) located in the basement, with a detached accessory building (garage) at the rear providing 3 parking spaces, having vehicular access from the lane. Note: This Building Permit will remain in a suspended status until the associated (green) Demolition Permit BP-2021-05650 is completed. Note: This is a 2 storey building pursuant to the Zoning and Development By-Law 1. Covenant registered at the Land Title Office under CA9517582 2. A/C units proposed in the rear yard. 3. Schedule B: Sharat Chande, P.Eng. (604-723-7534) Structural & Geotechnical 4. HPO: Residential Builder - European Style Homes Ltd. Address Note: WEST UNIT #1-3181 Kitchener St - One Family Dwelling (1st-2nd floor) #2-3181 Kitchener St - Secondary Suite (basement) EAST UNIT #1-3183 Kitchener St - One Family Dwelling (1st-2nd floor) #2-3183 Kitchener St - Secondary Suite (basement) Address and suite numbers assigned as per approved plans for Fire and Emergency response. The address numbers are to be posted to the building to be visible from the street and the suite numbers are to be posted at the suite entries in accordance with the Building By-law prior to final inspection. ******THIS PERMIT HAS BEEN ISSUED UNDER THE REQUIREMENTS OF VBBL #12511 (2019)****** | Blueridge Electrical Ltd.
PP-2022-01900 | 2022-06-06 | 3181 KITCHENER STREET, Vancouver, BC V5K 3E9 | Plumbing Permit | Residential | New | Completed | Residential - Installing new plumbing fixtures inside the duplex >BP: To construct a two-storey two-family dwelling with two secondary suites ($884,430.00) located in the basement, with a detached accessory building (garage) at the rear providing 3 parking spaces, having vehicular access from the lane. Note: This is a 2 storey building pursuant to the Zoning and Development By-Law 1. Covenant registered at the Land Title Office under CA9517582 2. A/C units proposed in the rear yard. 3. Schedule B: Sharat Chande, P.Eng. (604-723-7534) Structural & Geotechnical 4. HPO: Residential Builder - European Style Homes Ltd. Address Note: WEST UNIT #1-3181 Kitchener St - One Family Dwelling (1st-2nd floor) #2-3181 Kitchener St - Secondary Suite (basement) EAST UNIT #1-3183 Kitchener St - One Family Dwelling (1st-2nd floor) #2-3183 Kitchener St - Secondary Suite (basement) Address and suite numbers assigned as per approved plans for Fire and Emergency response. The address numbers are to be posted to the building to be visible from the street and the suite numbers are to be posted at the suite entries in accordance with the Building By-law prior to final inspection. ******THIS PERMIT HAS BEEN ISSUED UNDER THE REQUIREMENTS OF VBBL #12511 (2019)****** | SUNSHINE PLUMBING LTD
MP-2022-00067 | 2022-08-03 | 3181 KITCHENER STREET, Vancouver, BC V5K 3E9 | Mechanical Permit | NULL | NULL | Completed | NULL | SUNSHINE PLUMBING LTD
SP-2022-01451 | 2022-09-07 | 3181 KITCHENER STREET, Vancouver, BC V5K 3E9 | Sprinkler Permit | Residential | New | Completed | Residential - 2FD+2SS - WEST - 3181 KITCHENER ST - #1 & #2 EAST - 3183 KITCHENER ST - #1 & #2 Install sprinklers in duplex >DB: To construct a two-storey two-family dwelling with two secondary suites located in the basement, with a detached accessory building (garage) at the rear providing 3 parking spaces, having vehicular access from the lane. Note: This is a 2 storey building pursuant to the Zoning and Development By-Law 1. Covenant registered at the Land Title Office under CA9517582 2. A/C units proposed in the rear yard. | Gold Key Fire Protection Ltd
GP-2022-02707 | 2022-09-09 | 3181 KITCHENER STREET, Vancouver, BC V5K 3E9 | Gas Permit | Residential | New | Completed | Residential - To install 2 boiler 2 range 2 BBQ & 4 dryer for: >BP: To construct a two-storey two-family dwelling with two secondary suites ($884,430.00) located in the basement, with a detached accessory building (garage) at the rear providing 3 parking spaces, having vehicular access from the lane. Amend: May 18, 2023 Amend permit to: 3181 kitchener st to 1 BBQ at 45000 btus and 1 Dryer at 22000 btus to rough in only 3183 kitchener st to 1 BBQ at 45000 btus and 1 dryer at 22000 to rough in only | Symbolistic Heating Ltd
EP-2023-04027 | 2023-05-16 | 3193 KITCHENER STREET, Vancouver, BC V5K 3E9 | Electrical Permit | Residential | Addition | Completed | Installation / Repair - Residential - new service upgrade for car charger outlet and heat pump power. MP-2023-01000. *An approved mechanical permit is required for the installation of air conditioning or heat pump unit at the time of installation before an electrical inspection will be performed | Bisco Electrical Contracting Ltd
MP-2023-01000 | 2023-06-05 | 3193 KITCHENER STREET, Vancouver, BC V5K 3E9 | Mechanical Permit | NULL | NULL | Completed | NULL | Pioneer Plumbing & Heating Inc
EP-2022-08940 | 2022-10-20 | 3206 KITCHENER STREET, Vancouver, BC V5K 3G2 | Electrical Permit | Residential | Renovation | Completed | Installation / Repair - Residential - cap wiring for oven in basement suite, -remove range plug and cut wires short at panel -remove wires feeding hood in west suite -remove feed to cook too in east suite REFER TO: CF-2022-009619 AMEND: NOV 3/2022 Change the scope of work to the following: -remove range plug and cut wires short at panel -remove wires feeding hood in west suite -remove feed to cook too in east suite | Pacific Storm Power and Electrical Services Ltd
GP-2023-03161 | 2023-10-20 | 5505 KNIGHT STREET, Vancouver, BC V5P 2V1 | Gas Permit | Residential | Tenant Improvement | Completed | Residential - Goodman Furnace replacement | Wah Fai Plumbing & Heating Inc
GP-2023-01519 | 2023-05-10 | 6063 KNIGHT STREET, Vancouver, BC V5P 2V6 | Gas Permit | Residential | Renovation | Completed | Residential - hwt re&re | Ferenc Nagy
NULL | NULL | 5903 LARCH STREET, Vancouver, BC V6M 4E5 | Gas Permit | Residential | Renovation | Draft | Residential - Boiler replacement | NULL
EP-2023-07253 | 2023-08-18 | 5541 LANARK STREET, Vancouver, BC V5P 2Y2 | Electrical Permit | Residential | Renovation - Dwelling Unit(s) only | Issued | Installation / Repair - Residential - repair overhead service to home damaged by fire -second floor service connection -service was disconnected by BC Hydro and now needs to be reconnected | James P Kennedy
GP-2023-00703 | 2023-02-28 | 5597 LANARK STREET, Vancouver, BC V5P 2Y2 | Gas Permit | Residential | Renovation | Completed | Residential - furnace/tankless water heater re&re | Flame Co Heating Services Ltd
PP-2023-01848 | 2023-05-25 | 5605 LANARK STREET, Vancouver, BC V5P 2Y2 | Plumbing Permit | Residential | New | Issued | Residential - new plumbing >BP: To construct a two-storey + basement two-family dwelling with a detached accessory building (garage) at the rear providing 2 parking spaces, having vehicular access from the lane. Note: This is a 2 storey building pursuant to the Zoning and Development By-Law 1. A/C units proposed in rear yard 2. No Bar sinks proposed 3. Schedule B: Ke Jian (604.599.8890) Structural 4. Schedule B: Heqing Jian (778.987.7461) Geotechnical 5. HPO: Residential Builder - RICHTOWN CONSTRUCTION LTD | Avion Mechanical Ltd
MP-2023-00924 | 2023-05-24 | 5605 LANARK STREET, Vancouver, BC V5P 2Y2 | Mechanical Permit | NULL | NULL | Issued | NULL | Avion Mechanical Ltd
PP-2023-02528 | 2023-07-17 | 5605 LANARK STREET, Vancouver, BC V5P 2Y2 | Plumbing Permit | Residential | New | Issued | Residential - 2FD - install two sumps | Kara Holdings Ltd
EP-2022-09860 | 2022-11-21 | 5605 LANARK STREET, Vancouver, BC V5P 2Y2 | Electrical Permit | Residential | Addition | Expired | Temporary Power - Residential - To provide temporary power. | Powerful Electric Ltd
EP-2023-08872 | 2023-10-23 | 5605 LANARK STREET, Vancouver, BC V5P 2Y2 | Electrical Permit | Residential | New | Issued | Installation / Repair - Residential - ¦ 2FD- 200A ¦ DUPLEX HOUSE WIRING AND FINISHING WITH SEPERATE GARRAGE ,200 AMPS MAIN SERVICE WITH DUPLEX METEBASE ,AC, CAR CHARGER 20 AMPS, SUMP PUMP *An approved mechanical permit is required for the installation of air conditioning or heat pump unit at the time of installation before an electrical inspection will be performed >BP: To construct a two-storey + basement two-family dwelling ($702,500), with a detached accessory building (garage) at the rear providing 2 parking spaces, having vehicular access from the lane. Note: This is a 2 storey building pursuant to the Zoning and Development By-Law 1. A/C units proposed in rear yard 2. No Bar sinks proposed 3. Schedule B: Ke Jian (604.599.8890) Structural 4. Schedule B: Heqing Jian (778.987.7461) Geotechnical 5. HPO: Residential Builder - RICHTOWN CONSTRUCTION LTD ******THIS PERMIT HAS BEEN ISSUED UNDER THE REQUIREMENTS OF VBBL #12511 (2019)****** | Positive Electric Ltd
SP-2023-02113 | 2023-11-20 | 5605 LANARK STREET, Vancouver, BC V5P 2Y2 | Sprinkler Permit | Residential | New | Issued | Residential - new duplex >BP: To construct a two-storey + basement two-family dwelling , with a detached accessory building (garage) at the rear providing 2 parking spaces, having vehicular access from the lane. Note: This is a 2 storey building pursuant to the Zoning and Development By-Law 1. A/C units proposed in rear yard 2. No Bar sinks proposed 3. Schedule B: Ke Jian (604.599.8890) Structural 4. Schedule B: Heqing Jian (778.987.7461) Geotechnical 5. HPO: Residential Builder - RICHTOWN CONSTRUCTION LTD | Yu Fire Protection Inc.
EP-2024-00212 | 2024-01-09 | 5605 LANARK STREET, Vancouver, BC V5P 2Y2 | Electrical Permit | Residential | New | Issued | Installation / Repair - Residential - installation Tv/Data Intercom Camera and full Alarm systems To construct a two-storey + basement two-family dwelling , with a detached accessory building (garage) at the rear providing 2 parking spaces, having vehicular access from the lane. Note: This is a 2 storey building pursuant to the Zoning and Development By-Law 1. A/C units proposed in rear yard 2. No Bar sinks proposed 3. Schedule B: Ke Jian (604.599.8890) Structural 4. Schedule B: Heqing Jian (778.987.7461) Geotechnical 5. HPO: Residential Builder - RICHTOWN CONSTRUCTION LTD | EASYAN TECHOLOGIES LTD
EP-2022-08625 | 2022-10-12 | 658 LEG-IN-BOOT SQUARE, Vancouver, BC V5Z 4B3 | Electrical Permit | Commercial | Tenant Improvement | Completed | Installation / Repair - Commercial - Fire alarm device replacement, reuse existing wiring. Supply and install new annunciator panel, addressable heat/smoke detectors, addressable pull stations, bells. Note: This permit has been issued based on Bulletin 2018-004-BU/EL. | Action Electric Ltd
EP-2023-05626 | 2023-07-17 | 658 LEG-IN-BOOT SQUARE, Vancouver, BC V5Z 4B3 | Electrical Permit | Commercial | Tenant Improvement | Issued | Installation / Repair - Commercial - Modification of existing fire alarm system as per Bulletin 2018-004-BU/EL Option #3 triggered by the automatic elevator recall as follows: · Provide new addressable smoke detectors w/ sounder bases in elevator lobbies and the elevator machine room to initiate emergency recall of the elevator upon actuation as per VBBL Bulletin 2018-004-BU/EL and b44-16 (as referenced in VBBL-2019). ? No changes to the existing fire alarm zones. · Provide new fused disconnects for the elevator controller and cab light. · Provide new #6 ground wire. · Provide new telephone line to elevator machine room. · Provide & new addressable relays in elevator machine room. · Replacement of existing receptacles with new GFCI type receptacles in elevator machine room & pit. · Replacement of existing fixtures with new LED type fixtures c/w with wire cages in elevator machine room & pit. · Verification of the fire alarm system in conformance with CAN/ULC S537. >BP: Modification of existing fire alarm system as per Bulletin 2018-004-BU/EL Option #3 triggered by the automatic elevator recall to this existing 5-storey multiple dwelling building. | Action Electric Ltd
EP-2023-05624 | 2023-07-19 | 666 LEG-IN-BOOT SQUARE, Vancouver, BC V5Z 4B3 | Electrical Permit | Commercial | Tenant Improvement | Issued | Installation / Repair - Commercial - Modification of existing fire alarm system as per Bulletin 2018-004-BU/EL Option #3 triggered by the automatic elevator recall as follows: · Provide new addressable smoke detectors w/ sounder bases in elevator lobbies and the elevator machine room to initiate emergency recall of the elevator upon actuation as per VBBL Bulletin 2018-004-BU/EL and b44-16 (as referenced in VBBL-2019). ? No changes to the existing fire alarm zones. · Provide new fused disconnects for the elevator controller and cab light. · Provide new #6 ground wire. · Provide new telephone line to elevator machine room. · Provide & new addressable relays in elevator machine room. · Replacement of existing receptacles with new GFCI type receptacles in elevator machine room & pit. · Replacement of existing fixtures with new LED type fixtures c/w with wire cages in elevator machine room & pit. · Verification of the fire alarm system in conformance with CAN/ULC S537. >BP: Modification of existing fire alarm system as per Bulletin 2018-004-BU/EL Option #3 triggered by the automatic elevator recall. | Action Electric Ltd
EP-2022-08626 | 2022-10-12 | 666 LEG-IN-BOOT SQUARE, Vancouver, BC V5Z 4B3 | Electrical Permit | Commercial | Tenant Improvement | Completed | Installation / Repair - Commercial - Fire alarm device replacement, reuse existing wiring. Supply and install new annunciator panel, addressable heat/smoke detectors, addressable pull stations, bells. Note: This permit has been issued based on Bulletin 2018-004-BU/EL. | Action Electric Ltd
EP-2022-04351 | 2022-05-26 | 4825 LANARK STREET, Vancouver, BC V5N 3S1 | Electrical Permit | Residential | Tenant Improvement | Completed | Installation / Repair - Residential - Electrical install of AC. BP not required. No change to electrical service. | Moore And Russell Heating And Air Conditioning Ltd
GP-2022-00837 | 2022-03-16 | 4825 LANARK STREET, Vancouver, BC V5N 3S1 | Gas Permit | Residential | Tenant Improvement | Completed | Residential - Re Re Furnace | Moore & Russell Heating Ltd
EP-2023-00706 | 2023-02-06 | 5711 LANCASTER STREET, Vancouver, BC V5R 4A8 | Electrical Permit | Residential | Addition | Completed | Installation / Repair - Residential - relocating houses service to laneway with double meter, new laneway house in under construction with seperate permit this is a permit application for main house service -5711 lancaster this permit is for work being done on main house new 100 A service fed from double meter base on laneway | Coast to Coast Electric Ltd
EP-2023-07922 | 2023-11-17 | 5786 LANCASTER STREET, Vancouver, BC V5R 4A7 | Electrical Permit | Residential | Renovation | Issued | Installation / Repair - Residential - Renovation, service upgrade Scope is as follows: -Install private class 6 pole for new hydro underground service -Trench underground -250kcmil 3c au teck + ground plate w/ #6 bare ground -Demo all old cable, devices and pull new circuits for everything. ( potlights, gfcis, heat pumps, t stats, smokes, co2) -Install 200 amp panel downstairs and sub 100amp upstairs. -Install media panel for all low voltage networking and Led drivers. -Install heat pump +30amp disconnect Aswell as all low voltage wiring. MP-2023-01819 New 200A Service: 120/240V 200A single phase >BP: Interior alterations to provide improvements to this existing One Family Dwelling on this site. Scope of work: Deconstruct interior wall on Upper Floor. Install shower in master bath. Main floor; Full renovation. DBI to determine if peng required for wall removal and beam installation. | Metaverse Electric Inc
EP-2022-07438 | 2022-09-08 | 5786 LANCASTER STREET, Vancouver, BC V5R 4A7 | Electrical Permit | Residential | Renovation | Cancelled | Installation / Repair - Residential - *****HOMEOWNER PERMIT***** install new 200amp panel on ground floor, and sub panel on main floor replace all existing electrical outlets, switches and light fixtures new washer and dryer on ground floor and main floor install new heat pump total of 7 or 8 heads new electric baseboard heaters in bathrooms >BP: Interior alterations to provide improvements to this existing One Family Dwelling on this site. Scope of work: Deconstruct interior wall on Upper Floor. Install shower in master bath. Main floor; Full renovation. DBI to determine if peng required for wall removal and beam installation. | NULL
PP-2022-02667 | 2022-08-23 | 5786 LANCASTER STREET, Vancouver, BC V5R 4A7 | Plumbing Permit | Residential | Renovation | Issued | Residential - ***HOMEOWNER PERMIT**** Basement floor - new bar sink, new bathroom group (sink, toilet & bathtub). washer/ dryer. the exsiting bathroom will be removed and replaced with new fixtures. existing toilet will be relocated. upstairs- masterbedroom will have new bathtub added. existing sink will be relocated. new washer/dryer. existing bathroom will have fixtures replaced. >Interior alterations to provide improvements to this existing One Family Dwelling on this site. Scope of work: Deconstruct interior wall on Upper Floor. Install shower in master bath. Main floor; Full renovation. DBI to determine if peng required for wall removal and beam installation. | NULL
GP-2024-00094 | 2024-01-23 | 5786 LANCASTER STREET, Vancouver, BC V5R 4A7 | Gas Permit | Residential | Renovation | Completed | Residential - Install a gas line for a new gas range. Remove and replace Hot Water Tank with a new tank. >BP: Interior alterations to provide improvements to this existing One Family Dwelling on this site. Scope of work: Deconstruct interior wall on Upper Floor. Install shower in master bath. Main floor; Full renovation. DBI to determine if peng required for wall removal and beam installation. | Across Town Plumbing & Heating (2017) Ltd
MP-2023-01819 | 2023-11-01 | 5786 LANCASTER STREET, Vancouver, BC V5R 4A7 | Mechanical Permit | NULL | NULL | Issued | NULL | 1236318 BC Ltd DBA Aquatech Vancouver
NULL | NULL | 5786 LANCASTER STREET, Vancouver, BC V5R 4A7 | Mechanical Permit | NULL | NULL | Draft | NULL | NULL
NULL | NULL | 5786 LANCASTER STREET, Vancouver, BC V5R 4A7 | Mechanical Permit | NULL | NULL | Draft | NULL | NULL
GP-2023-03278 | 2023-10-30 | 1995 LILLOOET STREET, Vancouver, BC V5M 4M9 | Gas Permit | Residential | Tenant Improvement | Completed | Residential - remove old natural draft boiler and install a high efficiency boiler | Dynamic Plumbing & Heating Inc
PP-2022-03401 | 2022-09-27 | 8683 KERR STREET, Vancouver, BC V5S 0A4 | Plumbing Permit | Commercial | Renovation | Completed | Commercial - Adding 3 washrooms. Including 4 toilets. 1 urinal and 4 basins Interior and exterior alterations: Interior and exterior alterations of this existing restaurant expanding into part of the adjacent Community Centre to add additional seating and washrooms, in this existing mixed-use building on this site. No changes to the existing kitchen equipment and layout. | WAGER BROTHERS PLUMBING
EP-2022-08092 | 2022-09-26 | 8683 KERR STREET, Vancouver, BC V5S 0A4 | Electrical Permit | Commercial | Renovation | Completed | Installation / Repair - Commercial - Wire new convenience receptacles, emergency lighting and data in new walls, steel stud application so ac90 (bx) used. all cables ran through walls an into crawl space, strapped in crawl space to under panel in electrical room. reconfigure lighting to accommodate new layout. | Farrwest Electrical Inc
SP-2022-02013 | 2022-12-02 | 8683 KERR STREET, Vancouver, BC V5S 0A4 | Sprinkler Permit | Commercial | Renovation | Completed | Commercial - Adds and relocates Interior and exterior alterations: Interior and exterior alterations of this existing restaurant expanding into part of the adjacent Community Centre to add additional seating and washrooms, in this existing mixed-use building on this site. No changes to the existing kitchen equipment and layout. *****This application does not include any of the following: 1. Not more than 20 sprinklers (add, relocate, or remove), 2. hydraulic calculations, 3. change in occupancy and /or hazard classification, 4. warehouse storage arrangements, 5. mobile compact storage arrangements, 6. alternative solutions, 7. changes to the sprinkler system supply piping (e.g. valves, mains, cross-mains, branch-lines, etc.), or 8. flexible sprinkler pipe. | Christopher M Schultz
GP-2023-02269 | 2023-07-31 | 4288 KEVIN PLACE, Vancouver, BC V6S 2K8 | Gas Permit | Residential | Addition | Issued | Residential - 2 Gas fireplace installation | Vaglio Fireplace LTD
PP-2024-00142 | 2024-01-22 | 2860 KINGSWAY, Vancouver, BC | Plumbing Permit | Residential | Renovation | Issued | Residential - Scope of work: re/re of Plumbing fixtures | Via Plumbing Heating and Drainage Ltd
EP-2024-00630 | 2024-02-01 | 2860 KINGSWAY, Vancouver, BC | Electrical Permit | Commercial | Renovation | Issued | Installation / Repair - Commercial - Damage repair due to fire in unit 5 and 11 in this existing multiple dwelling building. Not the whole unit, just the affected area. CF-2023-003305 CF-2023-012730 CF-2024-000447 >BP: Damage repair due to fire at dwelling unit 5 and 11 in this existing multiple dwelling building on this site. Schedule B/D provided by Carlito Redoblado, P.Eng 604-533-8423 Related to CF-2023-003305. | BC1196168 Ltd
EP-2024-00179 | 2024-01-08 | 3410 KINGSWAY, Vancouver, BC | Electrical Permit | Commercial | NULL | Issued | Annual / Operating - ANNUAL/OPERATING PERMIT EXPIRED PERMIT EP-2022-10682 VALID DEC 22st, 2023 until DEC 21st, 2024 Electrical Maintenance work throughout store up to 750V. High Voltage electrical repair and maintenance will be conducted by a FSR A contractor. Quantum lighting manages and assigns the high voltage work to a FSR contractor. All HV maintenance and repair will be carried out on an as needed basis by FSR A contractor. | Quantum Lighting Inc
EP-2023-03010 | NULL | 3410 KINGSWAY, Vancouver, BC | Electrical Permit | Commercial | Tenant Improvement | Applicant Revisions | Installation / Repair - Commercial - Installing 2 Level 2 chargers into parking lot | Trudel, Daniel, DBA: Electrum Charging Solutions Inc.
EP-2022-10682 | 2022-12-19 | 3410 KINGSWAY, Vancouver, BC | Electrical Permit | Commercial | NULL | Expired | Annual / Operating - ANNUAL OPERATING PERMIT Renewal of EP-2021-09372 Effective: Dec. 22, 2022 - Dec. 21, 2023 Electrical maintenance throughout store up to 750V. Any high voltage maintenance and repair (above 750V) will be done by an A FSR electrical contractor only. Quantum Lighting Inc. will manage/organize any HV work as reuqired but will not conduct any HV work unless under direct supervision of HV contractor. | Quantum Lighting Inc
EP-2022-06724 | 2022-08-11 | 3410 KINGSWAY, Vancouver, BC | Electrical Permit | Commercial | Renovation | Completed | Installation / Repair - Commercial - Replace existing lottery kiosk and 30 AMP sub panel . Install new 30 AMP sub panel with 6 circuits , there are 17 receptacles and one small wall heater under this panel. | Lang's Ventures Inc
EP-2022-09471 | 2022-11-08 | 3410 KINGSWAY, Vancouver, BC | Electrical Permit | Commercial | Tenant Improvement | Completed | Installation / Repair - Commercial - Re & Re existing refrigeration cases | High Point Electric Ltd
EP-2022-10321 | 2022-12-09 | 3484 KINGSWAY, Vancouver, BC V5R 5L6 | Electrical Permit | Commercial | Renovation | Completed | Installation / Repair - Commercial - Rewire of unit #118 -- After a fire, rewire [1] hotel room that has a bathroom and no kitchen. Rewire the lights, plugs and baseboard heater as required - Service is not affected | Wespac Electrical Contractor Ltd
EP-2022-03984 | 2022-05-16 | 3484 KINGSWAY, Vancouver, BC V5R 5L6 | Electrical Permit | Commercial | Renovation | Completed | Installation / Repair - Commercial - Remove and replace Heat Pump -Same for Same - exact same location | Just Mechanical Ltd
SP-2021-01629 | 2022-04-22 | 3505 KINGSWAY, Vancouver, BC V5R 5L8 | Sprinkler Permit | Commercial | New | Completed | Commercial - For all sprinkler work to the 2019 VBBL; NFPA 13R, 2013 to allow for interior and exterior alterations including enclosing the covered parking on the first floor, sprinklering the building and installing a single stage fire alarm to this existing three storey hotel, to be used as social housing, part of the RHI program. The approved use of this building is to remain hotel use per J Greer. One class 3 cooking operation on the second floor. Notes: 1. Sprinkler engineer of record Mr. Ryan Pavey of Cardinal Engineering. T: (604) 605 0606. E: pavey@cardinalfire.ca | Kraico Mechanical Ltd
EP-2022-09175 | 2022-10-28 | 3505 KINGSWAY, Vancouver, BC V5R 5L8 | Electrical Permit | Commercial | Tenant Improvement | Completed | Installation / Repair - Commercial - Extra Low Voltage - Installing upgraded Access Control System >BP: Interior and exterior alterations including enclosing the covered parking on the first floor, sprinklering the building and installing a single stage fire alarm to this existing three storey hotel, to be used as social housing, part of the RHI program. The approved use of this building is to remain hotel use per J Greer. One class 3 cooking operation on the second floor. To be sprinklered to NFPA 13R To be reviewed under the 2019 VBBL. | Tyco Integrated Fire & Security Canada Inc/Tyco Feu Et Securite Integres Canada Inc
EP-2022-06732 | 2022-08-11 | 3505 KINGSWAY, Vancouver, BC V5R 5L8 | Electrical Permit | Commercial | Renovation | Cancelled | Temporary Power - Commercial - To provide temporary power. | Greater Vancouver Electric Inc.
GP-2022-02710 | 2022-09-09 | 3596 KINGSWAY, Vancouver, BC V5R 5L7 | Gas Permit | Residential | Renovation | Completed | Residential - Gas furnace replacement | Flame Co Heating Services Ltd
PP-2022-01553 | 2022-05-05 | 3596 KINGSWAY, Vancouver, BC V5R 5L7 | Plumbing Permit | Commercial | Renovation | Completed | Commercial - rough in and finishing for 2 toilets, 2 basins, 2 kitchen sinks >Interior and exterior alteration to demise the existing retail store on the first floor of this 2-storey mixed use (retail and residential) building into 2 retails stores. Notes: 1- BP-2021-02220 was replaced by DB-2021-02220. | BD Plumbing
EP-2022-04314 | 2022-05-25 | 3596 KINGSWAY, Vancouver, BC V5R 5L7 | Electrical Permit | Commercial | Renovation | Completed | Installation / Repair - Commercial - - rework plug ccts - split existing store into separate zones - add a few ccts in new store space - add 2nd bathrm >Permit Amendment Sep 06, 2023 -"include LV wiring" *Document(s) uploaded to "Application Documents" tab for Electrical Inspector review. Documents are at pending status at time of permit amendment approval >BP: Interior and exterior alteration to demise the existing retail store on the first floor of this 2-storey mixed use (retail and residential) building into 2 retails stores. Notes: 1- BP-2021-02220 was replaced by DB-2021-02220. | Hugh Ian Dercole
EP-2023-01116 | 2023-02-09 | 3611 KINGSWAY, Vancouver, BC V5R 5M1 | Electrical Permit | Commercial | Renovation | Issued | Installation / Repair - Commercial - RE&RE fire alarm panel. Note: This permit has been issued based on Bulletin 2018-004-BU/EL. This fire alarm system upgrade is limited only to the replacement of existing panel without altering the existing wiring or outlet boxes. | Cobing Building Solutions Ltd
EP-2023-10099 | NULL | 3611 KINGSWAY, Vancouver, BC V5R 5M1 | Electrical Permit | Commercial | Renovation | Withdrawn | Installation / Repair - Commercial - rewiring a section where the fire alarm bell no longer functions | Cobing Building Solutions Ltd
EP-2024-00141 | 2024-01-05 | 3665 KINGSWAY, Vancouver, BC V5R 5W2 | Electrical Permit | Commercial | NULL | Issued | Annual / Operating - ANNUAL/OPERATING PERMIT EXPIRED PERMIT EP-2022-09040 VALID October 25th, 2023 Until October 24th, 2024 Electrical Maintenance work throughout store up to 750V. High Voltage electrical repair and maintenance will be conducted by a FSR A contractor. Quantum lighting manages and assigns the high voltage work to a FSR contractor. All HV maintenance and repair will be carried out on an as needed basis by FSR A contractor. | Quantum Lighting Inc
EP-2024-00287 | NULL | 3665 KINGSWAY, Vancouver, BC V5R 5W2 | Electrical Permit | Commercial | Renovation | Application Incomplete | Installation / Repair - Commercial - Install 3x led strobe smoke alarms one in front of desk, one in hallway, one centered in lobby of office. -3x strobe smoke | All Tech Fire Solutions Inc
EP-2023-10818 | 2023-12-18 | 3665 KINGSWAY, Vancouver, BC V5R 5W2 | Electrical Permit | Commercial | Addition | Issued | Installation / Repair - Commercial - Panel Changes -no affect to service just a replacement Amend: Dec 22, 2023 Materials and labor, panel replacements change job value to $20,000 | Wire-Man Electric Ltd
EP-2023-04308 | 2023-12-13 | 3665 KINGSWAY, Vancouver, BC V5R 5W2 | Electrical Permit | Commercial | Renovation | Completed | Installation / Repair - Commercial - Cooling tower is getting re and re, like for like same location connection of pump, actuator, heater, and fan. Demo of existing wiring to the unit and replace with new. New equipment is less ampacity for motor smaller load than exisitng.Troubleshooting and testing. -reference: OP-2020-00196 | MJR Electric Ltd
NULL | NULL | 3665 KINGSWAY, Vancouver, BC V5R 5W2 | Electrical Permit | Commercial | Tenant Improvement | Draft | Installation / Repair - Commercial - Replacing New ITE VHJ3605 400A/600V 3 PHASE DISCCONECT | Quantum Lighting Inc
EP-2022-09309 | 2022-11-02 | 3665 KINGSWAY, Vancouver, BC V5R 5W2 | Electrical Permit | Commercial | New | Completed | Installation / Repair - Commercial - Emergency service to provide 200A 120/208V 3-phase, 4-wire, service for temporary power to 1 elevator, 1 make up air, 1 circulating pump, and miscellaneous lighting and control circuits. Utilizing unused existing electrical distribution equipment. While original damaged 600A 3-phase, 4-wire panel board replacement is engineered and plans are developed. | Quantum Lighting Inc
EP-2022-09040 | 2022-10-25 | 3665 KINGSWAY, Vancouver, BC V5R 5W2 | Electrical Permit | Commercial | NULL | Expired | Annual / Operating - Electrical maintenance throughout the building; except for the existing high voltage equipment (service, unit substation) (See special permission attachment). Maintenance work done by Quantum Lighting Inc will be kept to low voltage equipment. All High Voltage mainteance and repair work will be done by a FSR A contractor. Note: See Term. October 25, 2022 Amendment: Electrical maintenance throughout the building; except for the existing high voltage equipment (service, unit substation) (See special permission attachment). Maintenance work done by Quantum Lighting Inc will be kept to low voltage equipment. All High Voltage mainteance and repair work will be done by a FSR A contractor. Note: See Term. | Quantum Lighting Inc
NULL | NULL | 3665 KINGSWAY, Vancouver, BC V5R 5W2 | Electrical Permit | Commercial | NULL | Withdrawn | Annual / Operating - General maintenance of electrical equipment up to 750 V. Plus special permission for HV equipent. | Quantum Lighting Inc
EP-2022-09906 | 2022-11-23 | 3665 KINGSWAY, Vancouver, BC V5R 5W2 | Electrical Permit | Commercial | New | Completed | Installation / Repair - Commercial - 600A/600V disconnect replacement, (2) 200A panel 3 phase replacement, (1) 400A panel 3 phase replacement, new 750 MCM cable pull | Wire-Man Electric Ltd
GP-2023-01364 | 2023-04-26 | 7717 KINROSS STREET, Vancouver, BC V5S 3K1 | Gas Permit | Residential | Renovation | Completed | Residential - replace furnace | Pioneer Plumbing & Heating Inc
EP-2023-08080 | 2023-09-15 | 7721 KINROSS STREET, Vancouver, BC V5S 3K1 | Electrical Permit | Residential | Renovation | Issued | Installation / Repair - Residential - ¦ 1FD- HP/ 200A SERVICE UPGRADE ¦ We will be adding a circuit for a heat pump, back up heat and upgrading the service from 100amps to 200amps installing a new meterbase, new ground plate and new panel *MP-2023-01612: Issued (Heating and Cooling) | Douglas Millington o/a Moose Electric
MP-2023-01612 | 2023-09-01 | 7721 KINROSS STREET, Vancouver, BC V5S 3K1 | Mechanical Permit | NULL | NULL | Issued | NULL | Ashton Service Group/Ashton Mechanical Ltd.
GP-2023-02558 | 2023-09-01 | 7721 KINROSS STREET, Vancouver, BC V5S 3K1 | Gas Permit | Residential | Renovation | Issued | Residential - Decommission and remove old furnace and install new Heat Pump | Ashton Service Group/Ashton Mechanical Ltd.
EP-2022-02544 | 2022-03-29 | 6540 KNIGHT STREET, Vancouver, BC V5P 2W2 | Electrical Permit | Residential | New | Expired | Temporary Power - Residential - To provide temporary power. | AECOM ELECTRIC LTD
GP-2023-00182 | 2023-01-16 | 4846 LANARK STREET, Vancouver, BC V5N 3S2 | Gas Permit | Residential | Renovation | Completed | Residential - replacement gas furnace and gas water heater | Joyce Heating Services Ltd
PP-2023-00225 | 2023-01-23 | 4855 LANARK STREET, Vancouver, BC V5N 3S1 | Plumbing Permit | Residential | New | Completed | Residential - 2FD+2LO - FRONT - 4855 LANARK ST - #1 & #2 BACK - 4857 LANARK ST - #1 & #2 Installing plumbing piping and fixtures. >DB: To construct a two-storey two-family dwelling with two lock off units ($772,415) located in the basement, with a detached accessory building (garage) at the rear providing 2 parking spaces, having vehicular access from the lane. The entire building to be sprinklered to 2 x NFPA 13D. Note: This is a 2 storey building pursuant to the Zoning and Development By-Law 1. Covenant registered at the Land Title Office under CA9351703 2. No strata titling permitted 3. A/C units proposed in rear yard & second storey 4. Bar sinks proposed | BRAR PLUMBING & HEATING LTD
PP-2022-03627 | 2022-10-12 | 4855 LANARK STREET, Vancouver, BC V5N 3S1 | Plumbing Permit | Residential | New | Completed | Residential - Sump | JVT EXCAVATING & DEMOLITION LTD
EP-2023-01219 | 2023-02-13 | 4855 LANARK STREET, Vancouver, BC V5N 3S1 | Electrical Permit | Residential | New | Completed | Installation / Repair - Residential - Extra low voltage permit >BP: To construct a two-storey two-family dwelling with two lock off units ($772,415) located in the basement, with a detached accessory building (garage) at the rear providing 2 parking spaces, having vehicular access from the lane. The entire building to be sprinklered to 2 x NFPA 13D. Note: This is a 2 storey building pursuant to the Zoning and Development By-Law 1. Covenant registered at the Land Title Office under CA9351703 2. No strata titling permitted 3. A/C units proposed in rear yard & second storey 4. Bar sinks proposed 5. Schedule B: Seyed A. Pishvaei, P.Eng Structural & Geotechnical 6. HPO: Residential Builder - First Home - Mart Development Ltd. & North Pacific Development Ltd ******THIS PERMIT HAS BEEN ISSUED UNDER THE REQUIREMENTS OF VBBL #12511 (2019)****** | Orbit Home Automation Ltd
SP-2023-00269 | 2023-02-16 | 4855 LANARK STREET, Vancouver, BC V5N 3S1 | Sprinkler Permit | Residential | New | Completed | Residential - NEW HOME >BP: To construct a two-storey two-family dwelling with two lock off units located in the basement, with a detached accessory building (garage) at the rear providing 2 parking spaces, having vehicular access from the lane. The entire building to be sprinklered to 2 x NFPA 13D. Note: This is a 2 storey building pursuant to the Zoning and Development By-Law 1. Covenant registered at the Land Title Office under CA9351703 2. No strata titling permitted 3. A/C units proposed in rear yard & second storey 4. Bar sinks proposed 5. Schedule B: Seyed A. Pishvaei, P.Eng Structural & Geotechnical 6. HPO: Residential Builder - First Home - Mart Development Ltd. & North Pacific Development Ltd Feb 27/23 - AMEND REMOVE DRYHEAD FROM BSMT REVISION PLAN Sept 1/2023-AMEND -remove dryhead from main floor | SBMS Construction Ltd
MP-2023-00118 | 2023-01-29 | 4855 LANARK STREET, Vancouver, BC V5N 3S1 | Mechanical Permit | NULL | NULL | Completed | NULL | BRAR PLUMBING & HEATING LTD
EP-2023-01426 | 2023-03-07 | 4855 LANARK STREET, Vancouver, BC V5N 3S1 | Electrical Permit | Residential | New | Completed | Installation / Repair - Residential - We'll be installing 200 amp duplex service, new wiring and finishing and will be installing new appliances in the duplex house *An approved mechanical permit is required for the installation of air conditioning or heat pump unit at the time of installation before an electrical inspection will be performed >BP: To construct a two-storey two-family dwelling with two lock off units ($772,415) located in the basement, with a detached accessory building (garage) at the rear providing 2 parking spaces, having vehicular access from the lane. The entire building to be sprinklered to 2 x NFPA 13D. Note: This is a 2 storey building pursuant to the Zoning and Development By-Law 1. Covenant registered at the Land Title Office under CA9351703 2. No strata titling permitted 3. A/C units proposed in rear yard & second storey 4. Bar sinks proposed 5. Schedule B: Seyed A. Pishvaei, P.Eng Structural & Geotechnical 6. HPO: Residential Builder - First Home - Mart Development Ltd. & North Pacific Development Ltd | NEWTON ELECTRICAL LTD
GP-2023-00619 | 2023-02-24 | 4855 LANARK STREET, Vancouver, BC V5N 3S1 | Gas Permit | Residential | New | Completed | Residential - Install one gas fireplace > BP: To construct a two-storey two-family dwelling with two lock off units ($772,415) located in the basement, with a detached accessory building (garage) at the rear providing 2 parking spaces, having vehicular access from the lane. | JOT MECHANICAL LTD
GP-2023-00757 | 2023-03-03 | 4855 LANARK STREET, Vancouver, BC V5N 3S1 | Gas Permit | Residential | New | Completed | Residential - 2FD+2LO - FRONT 4855 LANARK ST - #1 & #2 BACK - 4857 LANARK ST - #1 & #2 Installing gas piping and appliances. PIPING ONLY >DB: To construct a two-storey two-family dwelling with two lock off units ($772,415) located in the basement, with a detached accessory building (garage) at the rear providing 2 parking spaces, having vehicular access from the lane. The entire building to be sprinklered to 2 x NFPA 13D. Note: This is a 2 storey building pursuant to the Zoning and Development By-Law 1. Covenant registered at the Land Title Office under CA9351703 2. No strata titling permitted 3. A/C units proposed in rear yard & second storey 4. Bar sinks proposed AMEND: SEPT 19/2023 PIPING ONLY OF GAS APPLIANCES AMEND: OCT 5/2023 ADD: 2 more ranges to the units being constructed. | BRAR PLUMBING & HEATING LTD
EP-2022-03391 | 2022-04-27 | 4855 LANARK STREET, Vancouver, BC V5N 3S1 | Electrical Permit | Residential | New | Expired | Temporary Power - Residential - To provide temporary power... | NEWTON ELECTRICAL LTD
GP-2022-00602 | 2022-02-24 | 4861 LANARK STREET, Vancouver, BC V5N 3S1 | Gas Permit | Residential | Renovation | Completed | Residential - Re&Re Furnace BTU:60.000 | Milani Plumbing Heating & Air Conditioning Ltd
EP-2022-01413 | 2022-02-23 | 5352 LANARK STREET, Vancouver, BC V5P 2Y1 | Electrical Permit | Residential | New | Expired | Temporary Power - Residential - To provide temporary power. NOTE: Work authorized by this permit is for placement of a temporary power pole only and does not authorize any site construction and/or excavation. A separate Building Permit will be required prior to commencement of any other work on this site. | Ample Star Electrical Ltd.
EP-2023-01805 | 2023-03-06 | 5352 LANARK STREET, Vancouver, BC V5P 2Y1 | Electrical Permit | Residential | New | Expired | Temporary Power - Residential - To provide temporary power. expire permit no is EP--2022--01413 | Ample Star Electrical Ltd.
SP-2023-00347 | 2023-02-28 | 5352 LANARK STREET, Vancouver, BC V5P 2Y1 | Sprinkler Permit | Residential | New | Completed | Residential - New sprinkler system >BP: To construct a two-storey two-family dwelling, with a detached accessory building (garage) at the rear providing 2 parking spaces, having vehicular access from the lane. Note: This is a 2.5 storey building pursuant to the Zoning and Development By-Law 1. No strata titling permitted. 2. A/C units proposed in front and rear yard. 3. Bar sinks proposed in main floor. 4. Schedule B: Hain Hsueh (604-282-6601) Geotechnical. 5. Schedule B: Yongkang Deng (604.505.6816) Structural. 6. HPO: Procasa Developments Limited | Haven Fire Protection Ltd
EP-2023-03018 | 2023-04-17 | 5352 LANARK STREET, Vancouver, BC V5P 2Y1 | Electrical Permit | Residential | New | Completed | Installation / Repair - Residential - this is duplex house and we are doing electrical rough wiring and finishing and also installing New 200amp service its overhead service MP-2022-00587 >BP: To construct a two-storey two-family dwelling, with a detached accessory building (garage) at the rear providing 2 parking spaces, having vehicular access from the lane. Note: This is a 2.5 storey building pursuant to the Zoning and Development By-Law 1. No strata titling permitted. 2. A/C units proposed in front and rear yard. 3. Bar sinks proposed in main floor. 4. Schedule B: Hain Hsueh (604-282-6601) Geotechnical. 5. Schedule B: Yongkang Deng (604.505.6816) Structural. 6. HPO: Procasa Developments Limited Combustible projections or roof soffits on an exposing building face shall not project to less than .45m from the property line and shall be in compliance with VBBL 2019 9.10.15.5.(9) The entire building, to be sprinklered to 2 x NFPA 13D. ******THIS PERMIT HAS BEEN ISSUED UNDER THE REQUIREMENTS OF VBBL #12511 (2019)****** | Ample Star Electrical Ltd.
EP-2023-02444 | 2023-03-22 | 5352 LANARK STREET, Vancouver, BC V5P 2Y1 | Electrical Permit | Residential | New | Completed | Installation / Repair - Residential - Extra Low Voltage. Data/Voice/TV Cable, Security Camera, Alarm Prewire, Door Bell, Central Vacuum Prewire. >BP: To construct a two-storey two-family dwelling, with a detached accessory building (garage) at the rear providing 2 parking spaces, having vehicular access from the lane. Note: This is a 2.5 storey building pursuant to the Zoning and Development By-Law 1. No strata titling permitted. 2. A/C units proposed in front and rear yard. 3. Bar sinks proposed in main floor. 4. Schedule B: Hain Hsueh (604-282-6601) Geotechnical. 5. Schedule B: Yongkang Deng (604.505.6816) Structural. 6. HPO: Procasa Developments Limited | SECUTECH DEVELOPMENT LTD.
GP-2023-01061 | 2023-03-28 | 5352 LANARK STREET, Vancouver, BC V5P 2Y1 | Gas Permit | Residential | New | Completed | Residential - 2 boilers with venting & 2 ranges Installed on each side of the duplex. >BP: To construct a two-storey two-family dwelling, with a detached accessory building | MSN Gas & Heating Ltd
PP-2022-03935 | 2022-11-01 | 5352 LANARK STREET, Vancouver, BC V5P 2Y1 | Plumbing Permit | Residential | New | Completed | Residential - PLUMBING >To construct a two-storey two-family dwelling, with a detached accessory building (garage) at the rear providing 2 parking spaces, having vehicular access from the lane. Note: This is a 2.5 storey building pursuant to the Zoning and Development By-Law 1. No strata titling permitted. 2. A/C units proposed in front and rear yard. 3. Bar sinks proposed in main floor. 4. Schedule B: Hain Hsueh (604-282-6601) Geotechnical. 5. Schedule B: Yongkang Deng (604.505.6816) Structural. 6. HPO: Procasa Developments Limited Combustible projections or roof soffits on an exposing building face shall not project to less than .45m from the property line and shall be in compliance with VBBL 2019 9.10.15.5.(9) The entire building, to be sprinklered to 2 x NFPA 13D. ******THIS PERMIT HAS BEEN ISSUED UNDER THE REQUIREMENTS OF VBBL #12511 (2019)****** | Garcha Bros Mechanical Ltd
MP-2022-00587 | 2022-11-20 | 5352 LANARK STREET, Vancouver, BC V5P 2Y1 | Mechanical Permit | NULL | NULL | Completed | NULL | Garcha Bros Mechanical Ltd
PP-2022-03067 | 2022-09-02 | 5352 LANARK STREET, Vancouver, BC V5P 2Y1 | Plumbing Permit | Residential | New | Completed | Residential - SUMP Amend: Jan 11, 2023 Add One more sump for garage | East West Excavating 2022 ltd
EP-2022-01917 | 2022-03-09 | 7883 KNIGHT STREET, Vancouver, BC V5P 2X5 | Electrical Permit | Residential | Renovation | Completed | Installation / Repair - Residential - InstalL hot water tank .I do new disconnect switch and wiring (CF-2021-016858) | HIGH AMP ELECTRIC LTD.
EP-2022-05056 | 2022-06-15 | 7884 KNIGHT STREET, Vancouver, BC V5P 2X6 | Electrical Permit | Residential | Addition | Completed | Installation / Repair - Residential - Installation of pot lights, receptacles and smoke alarms around the unit >BP: Interior alterations to provide tenant improvements in Unit 203 in this existing multiple dwelling building on this site. Scope of Work: Demolish and construct interior walls, new kitchen cabinets, new bathroom cabinets and fixtures, and create alcove for washer/dryer. Energy Upgrade: Bathroom Fan Vent Pipe (6") c/w 60 minute timer for fan. OK for Field Review as per J.Bal Amend: Dec 12, 2022 update the service info of this address: it should be 120/240V, 100A single phase, 3 wires (not two) | Superb Electric Limited
PP-2022-03016 | 2022-09-01 | 7884 KNIGHT STREET, Vancouver, BC V5P 2X6 | Plumbing Permit | Commercial | Tenant Improvement | Issued | Commercial - -replace bathtub and valve -install wall mount sink faucet -add laundry drain and supply lines >BP: Interior alterations to provide tenant improvements in Unit 203 in this existing multiple dwelling building on this site. Scope of Work: Demolish and construct interior walls, new kitchen cabinets, new bathroom cabinets and fixtures, and create alcove for washer/dryer. Energy Upgrade: Bathroom Fan Vent Pipe (6") c/w 60 minute timer for fan. | Suter Services Ltd
GP-2023-03605 | 2023-11-17 | 4988 MACDONALD STREET, Vancouver, BC V6N 4J8 | Gas Permit | Residential | Renovation | Completed | Residential - Replace old boiler and water heater with a new one | Gregori Plumbing, Heating & Air Conditioning Ltd
PP-2022-03068 | 2022-09-02 | 1169 LAURIER AVENUE, Vancouver, BC V6H 1Y4 | Plumbing Permit | Residential | Renovation | Completed | Residential - re: house plumbing and fixture, re-piping - CF-2022-006791 >BP: Interior alteration to provide improvements and to replace drywall of this existing one family dwelling on this site. No drawings required and OK for Field Review as per DBI Earl Howe on June 29, 2022. | Feli Plumbing and Heating
EP-2022-07701 | 2022-09-14 | 1169 LAURIER AVENUE, Vancouver, BC V6H 1Y4 | Electrical Permit | Residential | Renovation | Completed | Installation / Repair - Residential - A single family house renovation. Wiring and install all outlets, lights system and electric equipment for main floor and upper floor. The basement will keep unfinish. A new 200 A , single phase, 120/240 v, overhead service will be installed. | Aidea Solutions Ltd
EP-2022-07944 | 2022-09-22 | 1169 LAURIER AVENUE, Vancouver, BC V6H 1Y4 | Electrical Permit | Residential | New | Completed | Installation / Repair - Residential - network access point devices pre-wiring and installation. >BP: Interior alteration to provide improvements and to replace drywall of this existing one family dwelling on this site. No drawings required and OK for Field Review as per DBI Earl Howe on June 29, 2022. | 8020 Kingkong Enterprises Ltd
GP-2022-02939 | 2022-09-29 | 1169 LAURIER AVENUE, Vancouver, BC V6H 1Y4 | Gas Permit | Residential | Renovation | Completed | Residential - FURNACE REPLACE AND ONE SWING POOL BOILER CAP OFF CANCEL >BP: Interior alteration to provide improvements and to replace drywall of this existing one family dwelling on this site. | J&YMechanical Ltd
EP-2022-05788 | 2022-07-09 | 1169 LAURIER AVENUE, Vancouver, BC V6H 1Y4 | Electrical Permit | Residential | New | Expired | Temporary Power - Residential - To provide temporary power. | Aidea Solutions Ltd
EP-2023-05383 | 2023-06-16 | 1212 LAURIER AVENUE, Vancouver, BC V6H 1Y6 | Electrical Permit | Residential | New | Issued | Temporary Power - Residential - To provide temporary power. NOTE: Work authorized by this permit is for placement of a temporary power pole only and does not authorize any site construction and/or excavation. A separate Building Permit will be required prior to commencement of any other work on this site. | F & S Electrical Ltd
PP-2023-04093 | 2023-11-27 | 1212 LAURIER AVENUE, Vancouver, BC V6H 1Y6 | Plumbing Permit | Residential | New | Issued | Residential - Install 3 sumps without pumps (2 main house, 1 accessory building - all same development permit) >>Amend: Dec. 4th -Change one sump to pumped (storm/draintile) NOTE: Engineering Assurance letter will be submitted to the Plumbing Inspector on the site. Letter shall conform to the requirements of Vancouver Bulletin 2000-008-EL/PL. | Octiscapes Site Services Ltd
GP-2022-00545 | 2022-02-22 | 1223 LAURIER AVENUE, Vancouver, BC V6H 1Y7 | Gas Permit | Residential | New | Completed | Residential - F&P 24" Gas C/Top | Han Appliances & Refrigeration Ltd
GP-2022-03073 | 2022-10-11 | 1350 LAURIER AVENUE, Vancouver, BC V6H 1Y8 | Gas Permit | Residential | Tenant Improvement | Completed | Residential - Install water heater | Gandy Installations Ltd
EP-2022-04985 | 2022-06-27 | 1374 LAURIER AVENUE, Vancouver, BC V6H 1Y8 | Electrical Permit | Residential | New | Issued | Installation / Repair - Residential - we will install temporary power equipment for jobsite video monitoring. not for service. | AIGO TECHNOLOGY INC
PP-2022-02087 | 2022-06-15 | 1374 LAURIER AVENUE, Vancouver, BC V6H 1Y8 | Plumbing Permit | Residential | Addition | Issued | Residential - new sfd >To perform interior and exterior alterations, add a rear addition and retain the existing character merit two-and-a-half-storey, plus cellar one family dwelling, and to develop a new garage having 3 parking spaces with vehicular access from the rear lane. Sprinkler NFPA 13D PART 5 Schedule A, Architectural Schedule B, submitted by: Loy Leland, 604-736-1419 Structural Schedule B submitted by; Antony Wang, 604-618-6236 Geotechnical Schedule B submitted by: Heqing Jian, 778-7461 Mechanical Schedule B submitted by: S.C So, 604-760-6127 Plumbing Schedule B submitted by: Raul Valverde, 604-882-8475 Schedule D submitetd by: Chen, min-Wei 604-449-7789 REUP submitted by: Tao Xue of Great Vancouver Home Inspection Services Ltd. 778-898-3296 QP Declaration submitted by: Jereld Salazar of EMTEC Environmental, Health & Safety Consulting Inc. Schedule D submitted by: Chen Min-Wei, 604-449-7789 VBBL 2019 >>>>Amend: May 29th -add 8 deck drains to permit | One Stop Mechanical Ltd
GP-2022-01826 | 2022-06-15 | 1374 LAURIER AVENUE, Vancouver, BC V6H 1Y8 | Gas Permit | Residential | Addition | Issued | Residential - new sfd >To perform interior and exterior alterations, add a rear addition and retain the existing character merit two-and-a-half-storey, plus cellar one family dwelling, and to develop a new garage having 3 parking spaces with vehicular access from the rear lane. Sprinkler NFPA 13D PART 5 Schedule A, Architectural Schedule B, submitted by: Loy Leland, 604-736-1419 Structural Schedule B submitted by; Antony Wang, 604-618-6236 Geotechnical Schedule B submitted by: Heqing Jian, 778-7461 Mechanical Schedule B submitted by: S.C So, 604-760-6127 Plumbing Schedule B submitted by: Raul Valverde, 604-882-8475 Schedule D submitetd by: Chen, min-Wei 604-449-7789 REUP submitted by: Tao Xue of Great Vancouver Home Inspection Services Ltd. 778-898-3296 QP Declaration submitted by: Jereld Salazar of EMTEC Environmental, Health & Safety Consulting Inc. Schedule D submitted by: Chen Min-Wei, 604-449-7789 VBBL 2019 | One Stop Mechanical Ltd
PP-2022-01901 | 2022-06-06 | 1374 LAURIER AVENUE, Vancouver, BC V6H 1Y8 | Plumbing Permit | Residential | New | Issued | Residential - sump >BP: To perform interior and exterior alterations, add a rear addition and retain the existing character merit two-and-a-half-storey, plus cellar one family dwelling, and to develop a new garage having 3 parking spaces with vehicular access from the rear lane. Sprinkler NFPA 13D PART 5 Schedule A, Architectural Schedule B, submitted by: Loy Leland, 604-736-1419 Structural Schedule B submitted by; Antony Wang, 604-618-6236 Geotechnical Schedule B submitted by: Heqing Jian, 778-7461 Mechanical Schedule B submitted by: S.C So, 604-760-6127 Plumbing Schedule B submitted by: Raul Valverde, 604-882-8475 Schedule D submitetd by: Chen, min-Wei 604-449-7789 REUP submitted by: Tao Xue of Great Vancouver Home Inspection Services Ltd. 778-898-3296 QP Declaration submitted by: Jereld Salazar of EMTEC Environmental, Health & Safety Consulting Inc. Schedule D submitted by: Chen Min-Wei, 604-449-7789 VBBL 2019 | East West Excavating Ltd
EP-2022-04811 | 2022-06-08 | 1374 LAURIER AVENUE, Vancouver, BC V6H 1Y8 | Electrical Permit | Residential | Addition | Expired | Temporary Power - Residential - To provide temporary power. | SCS Electrical Services Ltd
EP-2023-05272 | 2023-06-12 | 1374 LAURIER AVENUE, Vancouver, BC V6H 1Y8 | Electrical Permit | Residential | Addition | Issued | Temporary Power - Residential - To provide temporary power. | SCS Electrical Services Ltd
EP-2023-04422 | 2023-05-23 | 1374 LAURIER AVENUE, Vancouver, BC V6H 1Y8 | Electrical Permit | Residential | Addition | Issued | Installation / Repair - Residential - Low voltage for alarm, telephone, tv, networking, cctv & doorbell. >BP: To perform interior and exterior alterations, add a rear addition and retain the existing character merit two-and-a-half-storey, plus cellar one family dwelling, and to develop a new garage having 3 parking spaces with vehicular access from the rear lane. Sprinkler NFPA 13D PART 5 Schedule A, Architectural Schedule B, submitted by: Loy Leland, 604-736-1419 Structural Schedule B submitted by; Antony Wang, 604-618-6236 Geotechnical Schedule B submitted by: Heqing Jian, 778-7461 Mechanical Schedule B submitted by: S.C So, 604-760-6127 Plumbing Schedule B submitted by: Raul Valverde, 604-882-8475 Schedule D submitetd by: Chen, min-Wei 604-449-7789 REUP submitted by: Tao Xue of Great Vancouver Home Inspection Services Ltd. 778-898-3296 QP Declaration submitted by: Jereld Salazar of EMTEC Environmental, Health & Safety Consulting Inc. Schedule D submitted by: Chen Min-Wei, 604-449-7789 VBBL 2019 | Casbal Services Ltd
EP-2023-04403 | 2023-07-10 | 1374 LAURIER AVENUE, Vancouver, BC V6H 1Y8 | Electrical Permit | Residential | Addition | Issued | Installation / Repair - Residential - the electrical work will be done in the almost new house, including: service, underground cable, rough wire and finishing work -install 3 charger ,total 11520w. two charger is interlock *An approved mechanical permit is required for the installation of air conditioning or heat pump unit at the time of installation before an electrical inspection will be performed >Permit Amendment Nov 02. 2023 -"I have rewritten the new calculation about 400A service" *Document(s) uploaded to "Application Documents" tab for Electrical Inspector review. Documents are at pending status at time of permit amendment approval >BP: To perform interior and exterior alterations, add a rear addition and retain the existing character merit two-and-a-half-storey, plus cellar one family dwelling, and to develop a new garage having 3 parking spaces with vehicular access from the rear lane. Sprinkler NFPA 13D PART 5 Schedule A, Architectural Schedule B, submitted by: Loy Leland, 604-736-1419 Structural Schedule B submitted by; Antony Wang, 604-618-6236 Geotechnical Schedule B submitted by: Heqing Jian, 778-7461 Mechanical Schedule B submitted by: S.C So, 604-760-6127 Plumbing Schedule B submitted by: Raul Valverde, 604-882-8475 Schedule D submitetd by: Chen, min-Wei 604-449-7789 REUP submitted by: Tao Xue of Great Vancouver Home Inspection Services Ltd. 778-898-3296 QP Declaration submitted by: Jereld Salazar of EMTEC Environmental, Health & Safety Consulting Inc. Schedule D submitted by: Chen Min-Wei, 604-449-7789 VBBL 2019 | SCS Electrical Services Ltd
SP-2023-00227 | 2023-02-08 | 1374 LAURIER AVENUE, Vancouver, BC V6H 1Y8 | Sprinkler Permit | Residential | New | Issued | Residential - New sprinkler system. >BP: To perform interior and exterior alterations, add a rear addition and retain the existing character merit two-and-a-half-storey, plus cellar one family dwelling, and to develop a new garage having 3 parking spaces with vehicular access from the rear lane. Sprinkler NFPA 13D PART 5 | Haven Fire Protection Ltd
MP-2023-01808 | 2023-10-10 | 1374 LAURIER AVENUE, Vancouver, BC V6H 1Y8 | Mechanical Permit | NULL | NULL | Issued | NULL | Lumi HVAC Ltd
EP-2022-10696 | 2022-12-20 | 1412 LAURIER AVENUE, Vancouver, BC V6H 1Z1 | Electrical Permit | Residential | Renovation | Completed | Installation / Repair - Residential - tenant was advised to have range plug removed and replaced with blank cover plate. Also advised to remove hood fan put wire into junction box | Greenwest Electric Ltd
GP-2022-01953 | NULL | 1426 LAURIER AVENUE, Vancouver, BC V6H 1Z1 | Gas Permit | Residential | New | Withdrawn | Residential - Add an additional appliance 1 - gas generator - 300,000 btu/hr >Exterior and interior alterations to add to the rear of the basement, main and second floors, alter the existing landscaping, remove the front driveway and provide a new built-in three car garage in the basement with proposed driveway having vehicular access from the rear lane and to convert the existing Vancouver Heritage 'B' multiple conversion dwelling building to a one family dwelling with built-in three car garage for this existing 2 storey with basement inside with lane one family dwelling on this site. Ok for BU permit as per J Greer October 14th , 2015 Retention drawings and Assurance of Retention of Existing building submitted by P.Eng. Eric Man 604-874-3237 Elevator compliance letter can be found in application documents A/C unit on West Side of Building. Building to be sprinklered to NFPA 13 D as per VBBL Schedule B Structural letter received from P.Eng. Eric Man 604-874-3237 Schedule B Geotechnical letter received from P.Eng. Joseph Oh 604.513.4190 Schedule B Mechanical letter received from P.Eng. Don McAdam 604.987.1671 Schedule B Architectural letter received from P.Eng. Ricardo Sapollnik 604.523.1366 Schedule D1 Commitment For Building Envelope Professional letter received from P.Eng. Ricardo Sapollnik 604.523.1366 Note: - Bar sink located in the recreation room - Energy efficiency upgrade to be in conformance with Table 11.2.1.4. of the Vancouver Building By-Law (Bldg. air sealing or attic insulation upgrade to R-50) - Wall insulation upgraded to R-22 effective. Energuide/ Hot2000 report received from City Green Solutions | HUGH MILLIGAN & COMPANY LTD
PP-2023-02802 | 2023-08-08 | 1426 LAURIER AVENUE, Vancouver, BC V6H 1Z1 | Plumbing Permit | Residential | Renovation | Issued | Residential - 1" backflow for lawn irrigation | Cameron Carleton Beals
GP-2022-01614 | 2022-05-27 | 1426 LAURIER AVENUE, Vancouver, BC V6H 1Z1 | Gas Permit | Residential | New | Issued | Residential - INSTALL ONE GAS BURNING FIREPLACE WITH VENT AND HOOK UP. >BP: Exterior and interior alterations to add to the rear of the basement, main and second floors, alter the existing landscaping, remove the front driveway and provide a new built-in three car garage in the basement with proposed driveway having vehicular access from the rear lane and to convert the existing Vancouver Heritage 'B' multiple conversion dwelling building to a one family dwelling with built-in three car garage for this existing 2 storey with basement inside with lane one family dwelling on this site. Ok for BU permit as per J Greer October 14th , 2015 Retention drawings and Assurance of Retention of Existing building submitted by P.Eng. Eric Man 604-874-3237 Elevator compliance letter can be found in application documents A/C unit on West Side of Building. Building to be sprinklered to NFPA 13 D as per VBBL Schedule B Structural letter received from P.Eng. Eric Man 604-874-3237 Schedule B Geotechnical letter received from P.Eng. Joseph Oh 604.513.4190 Schedule B Mechanical letter received from P.Eng. Don McAdam 604.987.1671 Schedule B Architectural letter received from P.Eng. Ricardo Sapollnik 604.523.1366 Schedule D1 Commitment For Building Envelope Professional letter received from P.Eng. Ricardo Sapollnik 604.523.1366 Note: - Bar sink located in the recreation room - Energy efficiency upgrade to be in conformance with Table 11.2.1.4. of the Vancouver Building By-Law (Bldg. air sealing or attic insulation upgrade to R-50) - Wall insulation upgraded to R-22 effective. Energuide/ Hot2000 report received from City Green Solutions | Fastgo System 2011 Inc DBA Fireplaces Unlimited
GP-2022-01244 | 2022-04-25 | 1426 LAURIER AVENUE, Vancouver, BC V6H 1Z1 | Gas Permit | Residential | New | Issued | Residential - install gas piping for: Fireplace Barbque kitchen range boiler **Amend 07/04/2022** Under ground gas piping with air test from meter at rear of house along west side to south west corner. Accepted | HUGH MILLIGAN & COMPANY LTD
EP-2022-00732 | 2022-02-02 | 1426 LAURIER AVENUE, Vancouver, BC V6H 1Z1 | Electrical Permit | Residential | Addition | Issued | Installation / Repair - Residential - STRUCTURED WIRING, SECURITY ALARM SYSTEM, SURVEILLANCE CAMERA SYSTEM, CENTRAL VACUUM SYSTEM, INTERCOM SYSTEM, AUDIO, LIGHTING INTEGRATION, ACCESS CONTROL SYSTEM >BP: Exterior and interior alterations to add to the rear of the basement, main and second floors, alter the existing landscaping, remove the front driveway and provide a new built-in three car garage in the basement with proposed driveway having vehicular access from the rear lane and to convert the existing Vancouver Heritage 'B' multiple conversion dwelling building to a one family dwelling with built-in three car garage for this existing 2 storey with basement inside with lane one family dwelling on this site. Ok for BU permit as per J Greer October 14th , 2015 Retention drawings and Assurance of Retention of Existing building submitted by P.Eng. Eric Man 604-874-3237 Elevator compliance letter can be found in application documents A/C unit on West Side of Building. Building to be sprinklered to NFPA 13 D as per VBBL Schedule B Structural letter received from P.Eng. Eric Man 604-874-3237 Schedule B Geotechnical letter received from P.Eng. Joseph Oh 604.513.4190 Schedule B Mechanical letter received from P.Eng. Don McAdam 604.987.1671 Schedule B Architectural letter received from P.Eng. Ricardo Sapollnik 604.523.1366 Schedule D1 Commitment For Building Envelope Professional letter received from P.Eng. Ricardo Sapollnik 604.523.1366 Note: - Bar sink located in the recreation room - Energy efficiency upgrade to be in conformance with Table 11.2.1.4. of the Vancouver Building By-Law (Bldg. air sealing or attic insulation upgrade to R-50) - Wall insulation upgraded to R-22 effective. Energuide/ Hot2000 report received from City Green Solutions | Vancouver Audiospace Home Control Ltd
PP-2022-04028 | 2022-11-08 | 1499 LAURIER AVENUE, Vancouver, BC V6H 1Z2 | Plumbing Permit | Residential | New | Issued | Residential - New sewer main | TLOMAC SERVICE GROUP LTD
NULL | NULL | 1499 LAURIER AVENUE, Vancouver, BC V6H 1Z2 | Plumbing Permit | Residential | New | Withdrawn | Residential - New sewer main | TLOMAC SERVICE GROUP LTD
EP-2023-08082 | 2023-09-08 | 1499 LAURIER AVENUE, Vancouver, BC V6H 1Z2 | Electrical Permit | Commercial | Renovation | Issued | Installation / Repair - Commercial - FOOD PANTRY BUILDING: Repair/replacement of main 200A fusible disconnect, like for like, identified as warm high resistance at knife blade of switch during recent Infrared Scan inspection. Remove and re install meter to provide isolation to replace fusible disconnect switch. | Houle Electric Limited
EP-2023-09953 | 2023-11-23 | 3075 KINGSWAY, Vancouver, BC V5R 5J8 | Electrical Permit | Commercial | Tenant Improvement | Issued | Installation / Repair - Commercial - • Provide new 200-amp fused disconnect with time delay fuses. • Provide new 30 amp fused disconnect for the cab lighting. • Replace existing fixtures with (3) new shatter resistant LED lights. • Replace existing receptacles with (2) new GFCI plugs. • Relocation of light switch in the elevator pit • Supply and installation of new #6 ground hypressed to the electrical room. • Supply and installation of new cat 5 cable for the phone line. • Provide new exhaust fan with thermostat • Fire stopping -Does not affect service. New ground wire for elevator controller 200-Amp 208V 3-Phase | Action Electric Ltd
EP-2023-05250 | 2023-06-13 | 3090 KINGSWAY, Vancouver, BC V5R 5J7 | Electrical Permit | Residential | Tenant Improvement | Completed | Installation / Repair - Residential - Replace 100 amp obsolete panel with new 100amp panel. | UES Electrical Services Incorporated
GP-2023-02009 | 2023-07-05 | 3140 KINGSWAY, Vancouver, BC V5R 5K1 | Gas Permit | Residential | Tenant Improvement | Completed | Residential - Navien tankless water heater replacement - NPE180A2-NG | Wah Fai Plumbing & Heating Inc
SP-2023-00843 | 2023-09-12 | 3201 KINGSWAY, Vancouver, BC V5R 5K3 | Sprinkler Permit | Commercial | Addition | Completed | Commercial - F4 Upgrade to this existing building work includes adding a 2nd floor (3rd storey, approx. 2,827.50sf) for the new tenant, Sea Horse Household Products. Entire building to be sprinkled/Upgrades to NFPA 13 2013. Storage of foams and plastics to be <5' as outlined in NFPA 13 for miscellaneous storage protected to OH2 | Yu Fire Protection Inc.
EP-2023-04092 | 2023-05-10 | 3201 KINGSWAY, Vancouver, BC V5R 5K3 | Electrical Permit | Commercial | Addition | Completed | Installation / Repair - Commercial - Installation of a fire alarm system >BP: Major Vertical Addition and Interior alterations - To add a 2nd floor (3rd storey, approx. 2,827.50sf) for the new tenant, Sea Horse Household Products, to this existing 2-storey single tenant Retail (Group E) building on this site. Scope include sprinkler upgrade, removal of existing interconnected stair and infill the floor openings, and install a new exit stairs. Building Review Notes: - Upgrade Levels: F4, S4, N4, A4 and E5. - Voluntary upgrade to 75% of current by-law specified lateral force level per S4 (existing structure has more than 60% of seismic resistance. - E5: Lighting - Upgrade Lighting system to meet the Mandatory provisions (per 9.4 of ASHRAE 90.1-2016) - New 3rd storey will be sprinklered to NFPA 13. * Reviewed under the VBBL 2019 * *Amend Jun 02, 2023 -"New rough wire work for switches" | MILKYWAY INDUSTRY LTD
NULL | NULL | 3201 KINGSWAY, Vancouver, BC V5R 5K3 | Sprinkler Permit | Commercial | Addition | Draft | Commercial - new | Yu Fire Protection Inc.
PP-2023-00944 | 2023-03-20 | 3201 KINGSWAY, Vancouver, BC V5R 5K3 | Plumbing Permit | Commercial | Renovation | Completed | Commercial - Change existing washroom to handicap washroom >DB: Major Vertical Addition and Interior alterations - To add a 2nd floor (3rd storey, approx. 2,827.50sf) for the new tenant, Sea Horse Household Products, to this existing 2-storey single tenant Retail (Group E) building on this site. Scope include sprinkler upgrade, removal of existing interconnected stair and infill the floor openings, and install a new exit stairs. | A-Grade Plumbing & Heating Ltd
EP-2022-08247 | 2022-09-29 | 3297 KINGSWAY, Vancouver, BC V5R 5K4 | Electrical Permit | Commercial | Addition | Completed | Installation / Repair - Commercial - T8 Re-lamp, Re-ballast, replace fluorescent potlight into LED downlight with CSA approve product. | Atlantic Electric Ltd
EP-2023-07398 | 2023-08-15 | 3297 KINGSWAY, Vancouver, BC V5R 5K4 | Electrical Permit | Commercial | NULL | Issued | Annual / Operating - Maintenance of existing operating electrical equipment. Undertake to regularly assess, operate, and maintain the electrical equipment on a regular basis in compliance with the Electrical By-law No. 5563. | Terminal City Electric Ltd
EP-2023-08521 | 2023-09-20 | 3304 KINGSWAY, Vancouver, BC V5R 5K7 | Electrical Permit | Commercial | New | Issued | Temporary Power - Commercial - To provide temporary power. | Red Seal Electric Ltd
PP-2023-01621 | 2023-05-10 | 3304 KINGSWAY, Vancouver, BC V5R 5K7 | Plumbing Permit | Commercial | New | Completed | Commercial - Temporary water service >BP: To construct a 6-storey mixed-use building consisting of: 1st - 5 retail CRU's (shell only) 2nd to 6th storey - 79 dwelling units; Amenity Room on Level 2 Rooftop - Outdoor amenity all over 2 levels of underground parking (Level P1) accessed from lane, and residential storages & amenities (Level P2). Levels 4 & P1 are the designated crossover floors. *This permit has been reviewed under the provisions of VBBL 2019.* STAGED CONSTRUCTION Stage 1: Excavation & Shoring - In review | Hashtag Plumbing Inc
EP-2022-07892 | 2022-09-22 | 3305 KINGSWAY, Vancouver, BC V5R 5K6 | Electrical Permit | Commercial | Addition | Completed | Installation / Repair - Commercial - Installation of a cell unit for monitoring the alarm system | Chubb Fire & Security Canada Corp
EP-2022-04620 | 2022-06-02 | 3320 KINGSWAY, Vancouver, BC V5R 5L1 | Electrical Permit | Commercial | Renovation | Completed | Installation / Repair - Commercial - 30 pot lights, 2'x4' ceiling lights, 30 outlets make up air unit. . walk in cooler and freezer. >BP: Interior alterations: Interior alterations to provide tenant improvements to this existing restaurant space (unit #320) for the new restaurant tenant on this site. CRP: Alex Lee, P. Eng., Tel: 604-24-8763 Email: info@leesonengineering.com Building Review Branch Notes: 1) Total proposed Occupant load is 40 seats + 6 staffs = 46 Persons. 2) A permanent sign indicating the above proposed occupant load shall be posted in a conspicuous location near the suite's principal entrance. 3) Separate permit will be required for any changes to the interior seating layout. 4) Additional washroom will be required if total occupant load exceed 50 persons. Mechanical Review Notes: 1. Class 1 cooking operations (Grease-Laden Vapours). 2. Commercial kitchen exhaust systems to NFPA 96 (two Type 1 hoods). Note: "This permit has been reviewed under the provision of 2019 Vancouver Building By-law (#12511)." | Technics Electric Ltd
PP-2022-01666 | 2022-06-13 | 3320 KINGSWAY, Vancouver, BC V5R 5L1 | Plumbing Permit | Commercial | Tenant Improvement | Completed | Commercial - Install plumbing for restaurant >BP: Interior alterations: Interior alterations to provide tenant improvements to this existing restaurant space (unit #320) for the new restaurant tenant on this site. CRP: Alex Lee, P. Eng., Tel: 604-24-8763 Email: info@leesonengineering.com Building Review Branch Notes: 1) Total proposed Occupant load is 40 seats + 6 staffs = 46 Persons. 2) A permanent sign indicating the above proposed occupant load shall be posted in a conspicuous location near the suite's principal entrance. 3) Separate permit will be required for any changes to the interior seating layout. 4) Additional washroom will be required if total occupant load exceed 50 persons. Mechanical Review Notes: 1. Class 1 cooking operations (Grease-Laden Vapours). 2. Commercial kitchen exhaust systems to NFPA 96 (two Type 1 hoods). Note: "This permit has been reviewed under the provision of 2019 Vancouver Building By-law (#12511)." | Platinum Mechanical Systems Ltd
GP-2022-03345 | 2022-10-28 | 6588 KNIGHT STREET, Vancouver, BC V5P 2W2 | Gas Permit | Residential | Tenant Improvement | Completed | Residential - Furnace and Hot Water Tank Replacement | Wah Fai Plumbing & Heating Inc
GP-2023-02208 | 2023-07-25 | 5861 LANARK STREET, Vancouver, BC V5P 2Y4 | Gas Permit | Residential | Renovation | Completed | Residential - hwt re&re | Ferenc Nagy
GP-2022-00505 | 2022-02-16 | 5935 LANARK STREET, Vancouver, BC V5P 2Y7 | Gas Permit | Residential | Renovation | Completed | Residential - Furnace Replacement 70,000 BTU low Pressure | General Heating Ltd
GP-2023-04239 | 2023-12-30 | 5970 LANARK STREET, Vancouver, BC V5P 2Y6 | Gas Permit | Residential | Tenant Improvement | Issued | Residential - Re & Re Remove old boiler with high efficiency Navien Combi-boiler | Superstar Plumbing Heating & Sprinkler Supplies Ltd
NULL | NULL | 6855 KNIGHT STREET, Vancouver, BC V5P 2W4 | Gas Permit | Residential | New | Withdrawn | Residential - Abc | Super Tech Appliances Installation Ltd
GP-2023-01235 | 2023-09-26 | 6905 KNIGHT STREET, Vancouver, BC V5P 2W6 | Gas Permit | Residential | Renovation | Issued | Residential - 1 Boiler Replace old high-efficiency boiler with new efficiency boiler | Philcan Heating & Air Conditioning Ltd
GP-2022-00439 | 2022-02-15 | 1926 LAKEWOOD DRIVE, Vancouver, BC V5N 4T5 | Gas Permit | Residential | Renovation | Completed | Residential - Lift house. New foundation New Combi Boiler New fireplace Exterior and interior alterations to lower the existing basement slab to increase the ceiling height for this existing three storey one family dwelling on this site. Work to include new basement door on west elevation and new windows on east and west elevation. | William Jones
EP-2022-03238 | 2022-04-22 | 1946 LAKEWOOD DRIVE, Vancouver, BC V5N 4T5 | Electrical Permit | Residential | Addition | Completed | Installation / Repair - Residential - Installation of a Tesla Wall Connector in the garage. The garage was pre-wired for EV by the previous owner. | Lukas Kadlcek
GP-2022-02409 | 2022-08-16 | 2875 LAKEWOOD DRIVE, Vancouver, BC V5N 5P8 | Gas Permit | Residential | Tenant Improvement | Completed | Residential - Re Re Furnace | Moore & Russell Heating Ltd
MP-2022-00119 | 2022-08-17 | 2875 LAKEWOOD DRIVE, Vancouver, BC V5N 5P8 | Mechanical Permit | NULL | NULL | Completed | NULL | Moore And Russell Heating And Air Conditioning Ltd
NULL | NULL | 2875 LAKEWOOD DRIVE, Vancouver, BC V5N 5P8 | Mechanical Permit | NULL | NULL | Withdrawn | NULL | NULL
EP-2022-06913 | 2022-08-17 | 2875 LAKEWOOD DRIVE, Vancouver, BC V5N 5P8 | Electrical Permit | Residential | Tenant Improvement | Completed | Installation / Repair - Residential - No change to existing service . Electrical installation for heat pump. BP not required. Mechanical permit to be obtained. Amend: Dec 5, 2022 The customer has finalised for the Service upgrade to 200amps. Please include the checklist as: 1. grounding/bonding 2.Disst, protec and control. 3.service upgrade to 200amps. Update job value: $1900 and allow us to pay the additional cost to issue the permit. | Moore And Russell Heating And Air Conditioning Ltd
EP-2023-07512 | 2023-08-29 | 2950 LAKEWOOD DRIVE, Vancouver, BC V5N 5W8 | Electrical Permit | Residential | Tenant Improvement | Completed | Installation / Repair - Residential - ¦ 1FD- EV ¦ Installation of EVDuty EV Charger inside detached garage. Teck cable will be buried between structures and fence, and secured to fence for the distance between the house and garage. 8/2 wires run on 2P 40A breaker | Trudel, Daniel, DBA: Electrum Charging Solutions Inc.
EP-2022-00879 | 2022-02-04 | 3533 LAKEWOOD STREET, Vancouver, BC V5N 4V6 | Electrical Permit | Residential | New | Completed | Installation / Repair - Residential - Electrical permit for SFD with secondary suite for new construction >BP: To construct a 2 storey + basement one-family dwelling with a secondary suite ($571,750) located in the basement with a detached accessory building (garage), at the rear providing 2 parking spaces, having vehicular access from the lane. Note: This is a 2 storey building pursuant to the Zoning and Development By-Law 1- Covenant registered at the Land Title Office under CA9136485 2- No strata titling permitted 3- Bar sink proposed 4- A/C unit proposed 5- Schedule B: O Wegner P.Eng (604-579-0110) Structural & Alexei Mirochnikov P. Eng (604-882-8582) Geotechnical 6- HPO: Residential Builder - Wallmark Custom Homes Ltd Address Note: #1 - 3533 Lakewood St - 1st & 2nd storey (1FD) #2 - 3533 Lakewood St - basement (Sec Suite) Addresses assigned per the approved plans, Fire and Emergency street access (walkway) to the secondary suite is from the North side. Street access must be provided & maintained at all times and the building addresses posted to be visible from the street in accordance with the Building By-law prior to Final Inspection. ****ALL PROJECT COORINATOR NOTES HAS BEEN ACCEPTED BY THE APPLICANT**** ******THIS PERMIT HAS BEEN ISSUED UNDER THE REQUIREMENTS OF VBBL #12511 (2019)****** | Gill Electric Co Ltd
PP-2022-00046 | 2022-01-11 | 3533 LAKEWOOD STREET, Vancouver, BC V5N 4V6 | Plumbing Permit | Residential | New | Completed | Residential - Installation of storm sump, outside storm & sanitary pipes, outside waterline to P/L .**Amend 01/31/2022** Add 1 storm pump sump | Quality Draintile Ltd
PP-2022-01070 | 2022-03-30 | 3533 LAKEWOOD STREET, Vancouver, BC V5N 4V6 | Plumbing Permit | Residential | New | Completed | Residential - 1FD+SS - #1 & #2 - New plumbing in single family dwelling with basement suite. To construct a 2 storey + basement one-family dwelling with a secondary suite located in the basement with a detached accessory building (garage), at the rear providing 2 parking spaces, having vehicular access from the lane. Note: This is a 2 storey building pursuant to the Zoning and Development By-Law 1- Covenant registered at the Land Title Office under CA9136485 2- No strata titling permitted 3- Bar sink proposed 4- A/C unit proposed | John R Saunders
SP-2022-00862 | 2022-06-02 | 3533 LAKEWOOD STREET, Vancouver, BC V5N 4V6 | Sprinkler Permit | Residential | New | Completed | Residential - Installation of new fire sprinkler system To construct a 2 storey + basement one-family dwelling with a secondary suite located in the basement with a detached accessory building (garage), at the rear providing 2 parking spaces, having vehicular access from the lane. Note: This is a 2 storey building pursuant to the Zoning and Development By-Law 1- Covenant registered at the Land Title Office under CA9136485 2- No strata titling permitted 3- Bar sink proposed 4- A/C unit proposed 5- Schedule B: O Wegner P.Eng (604-579-0110) Structural & Alexei Mirochnikov P. Eng (604-882-8582) Geotechnical 6- HPO: Residential Builder - Wallmark Custom Homes Ltd | Fire Busters Inc
GP-2022-01898 | 2022-06-23 | 3533 LAKEWOOD STREET, Vancouver, BC V5N 4V6 | Gas Permit | Residential | New | Completed | Residential - gas fitting To construct a 2 storey + basement one-family dwelling with a secondary suite located in the basement with a detached accessory building (garage), at the rear providing 2 parking spaces, having vehicular access from the lane. Note: This is a 2 storey building pursuant to the Zoning and Development By-Law 1- Covenant registered at the Land Title Office under CA9136485 2- No strata titling permitted 3- Bar sink proposed 4- A/C unit proposed 5- Schedule B: O Wegner P.Eng (604-579-0110) Structural & Alexei Mirochnikov P. Eng (604-882-8582) Geotechnical 6- HPO: Residential Builder - Wallmark Custom Homes Ltd | R J Gas Ltd
EP-2022-05136 | 2022-06-17 | 3533 LAKEWOOD STREET, Vancouver, BC V5N 4V6 | Electrical Permit | Residential | New | Completed | Installation / Repair - Residential - LOW VOLTAGE PREWIRING AND JACKS/ALARM FINISH >BP: To construct a 2 storey + basement one-family dwelling with a secondary suite ($571,750) located in the basement with a detached accessory building (garage), at the rear providing 2 parking spaces, having vehicular access from the lane. Note: This is a 2 storey building pursuant to the Zoning and Development By-Law 1- Covenant registered at the Land Title Office under CA9136485 2- No strata titling permitted 3- Bar sink proposed 4- A/C unit proposed 5- Schedule B: O Wegner P.Eng (604-579-0110) Structural & Alexei Mirochnikov P. Eng (604-882-8582) Geotechnical 6- HPO: Residential Builder - Wallmark Custom Homes Ltd Address Note: #1 - 3533 Lakewood St - 1st & 2nd storey (1FD) #2 - 3533 Lakewood St - basement (Sec Suite) Addresses assigned per the approved plans, Fire and Emergency street access (walkway) to the secondary suite is from the North side. Street access must be provided & maintained at all times and the building addresses posted to be visible from the street in accordance with the Building By-law prior to Final Inspection. ****ALL PROJECT COORINATOR NOTES HAS BEEN ACCEPTED BY THE APPLICANT**** ******THIS PERMIT HAS BEEN ISSUED UNDER THE REQUIREMENTS OF VBBL #12511 (2019)****** | Aslan Security Systems Ltd
EP-2022-08232 | 2022-09-28 | 3549 LAKEWOOD STREET, Vancouver, BC V5N 4V7 | Electrical Permit | Residential | New | Expired | Temporary Power - Residential - To provide temporary power. | GV ELECTRICAL INC
PP-2023-01240 | 2023-04-11 | 3549 LAKEWOOD STREET, Vancouver, BC V5N 4V7 | Plumbing Permit | Residential | New | Issued | Residential - Storm and Sewer hook up >BP: To construct a two-storey two-family dwelling located in the basement, with a detached accessory building (garage) at the rear providing 2 parking spaces, having vehicular access from the lane. | Mash Construction Ltd.
EP-2023-06928 | 2023-08-15 | 3549 LAKEWOOD STREET, Vancouver, BC V5N 4V7 | Electrical Permit | Residential | New | Issued | Installation / Repair - Residential - New Duplex wiring 100A service to each unit >BP: To construct a two-storey two-family dwelling ($646,217.5) located in the basement, with a detached accessory building (garage) at the rear providing 2 parking spaces, having vehicular access from the lane. The entire building, INCLUDING THE ATTACHED GARAGE (if applicable), to be sprinklered to 2 x NFPA 13D. 1. A/C units proposed in rear yard and half storey 2. No Bar sinks proposed 3. Schedule B: Jason Hui (778.319.3403), Structural & Geotechnical 4. HPO: Residential Builder - CIS Homes Ltd Address Note: | L.H. ELECTRIC LTD
GP-2023-02260 | 2023-07-31 | 3549 LAKEWOOD STREET, Vancouver, BC V5N 4V7 | Gas Permit | Residential | New | Issued | Residential - 2 boilers, 2 ranges & 2 BBQ's There is pipping for 2 BBQ >BP: To construct a two-storey two-family dwelling | JOT MECHANICAL LTD
MP-2023-01194 | 2023-06-28 | 3549 LAKEWOOD STREET, Vancouver, BC V5N 4V7 | Mechanical Permit | NULL | NULL | Issued | NULL | ASPRA PLUMBING & HEATING LTD.
PP-2023-02161 | 2023-06-19 | 3549 LAKEWOOD STREET, Vancouver, BC V5N 4V7 | Plumbing Permit | Residential | New | Issued | Residential - 2FD - EAST - 3549 LAKEWOOD ST WEST- 2140 E 40TH AV New plumbing for single family residential >DB: To construct a two-storey two-family dwelling located in the basement, with a detached accessory building (garage) at the rear providing 2 parking spaces, having vehicular access from the lane. The entire building, INCLUDING THE ATTACHED GARAGE (if applicable), to be sprinklered to 2 x NFPA 13D. 1. A/C units proposed in rear yard and half storey 2. No Bar sinks proposed ******THIS PERMIT HAS BEEN ISSUED UNDER THE REQUIREMENTS OF VBBL #12511 (2019)****** | ASPRA PLUMBING & HEATING LTD.
EP-2023-10060 | 2023-11-14 | 3549 LAKEWOOD STREET, Vancouver, BC V5N 4V7 | Electrical Permit | Residential | New | Issued | Installation / Repair - Residential - security, chime, tel, tv, data wiring and completion camera wiring only -security alarm wiring and complete - security camera wiring only >BP: To construct a two-storey two-family dwelling ($646,217.5) located in the basement, with a detached accessory building (garage) at the rear providing 2 parking spaces, having vehicular access from East 20th Ave . | Repel Security Systems Ltd
SP-2023-01851 | 2023-10-06 | 3549 LAKEWOOD STREET, Vancouver, BC V5N 4V7 | Sprinkler Permit | Residential | New | Issued | Residential - NEW HOME >BP: To construct a two-storey two-family dwelling located in the basement, with a detached accessory building (garage) at the rear providing 2 parking spaces, having vehicular access from East 20th Ave . The entire building, INCLUDING THE ATTACHED GARAGE (if applicable), to be sprinklered to 2 x NFPA 13D. 1. A/C units proposed in rear yard and half storey 2. No Bar sinks proposed 3. Schedule B: Jason Hui (778.319.3403), Structural & Geotechnical 4. HPO: Residential Builder - CIS Homes Ltd | SBMS Construction Ltd
PP-2022-01357 | 2022-04-21 | 907 LAMEY'S MILL ROAD, Vancouver, BC V6H 3P4 | Plumbing Permit | Residential | New | Completed | Residential - Installation of 1 sink and 1 toilet, fixture only | G2 Mechanical Ltd
EP-2023-05889 | 2023-06-29 | 1377 LAMEY'S MILL ROAD, Vancouver, BC V6H 3S9 | Electrical Permit | Residential | Addition | Completed | Installation / Repair - Residential - Installing power for two (2) muffin monster macerator pumps in the sanitary lines at broadway lodge. The units come with controllers, PLC's, overloads etc. The motor FLA is 12.9A at 230V. We are supplying the motors with 208V. They are 5HP motors which at 208V will be 16.7A. | Modern Niagara Vancouver Inc
EP-2023-05549 | 2023-07-05 | 1377 LAMEY'S MILL ROAD, Vancouver, BC V6H 3S9 | Electrical Permit | Commercial | NULL | Issued | Annual / Operating - Maintenance of existing operating electrical equipment. | Fina Electrical Systems Ltd
PP-2023-02341 | 2023-07-04 | 1377 LAMEY'S MILL ROAD, Vancouver, BC V6H 3S9 | Plumbing Permit | Commercial | New | Completed | Commercial - We are installing two sanitary Muffin Monsters in the parkade of the facility. related EP-2023-05889 | Modern Niagara Vancouver Inc
EP-2022-05919 | 2022-09-08 | 1377 LAMEY'S MILL ROAD, Vancouver, BC V6H 3S9 | Electrical Permit | Commercial | NULL | Expired | Annual / Operating - Repair Lights, Maintenance **Amend 10/03/2022** correct FSR to Justin Sulzle FSR Amend: Oct 7, 2022 Justin Sulzle is a class A FSR. please update. | Modern Niagara Vancouver Inc
EP-2022-06721 | 2022-08-29 | 1377 LAMEY'S MILL ROAD, Vancouver, BC V6H 3S9 | Electrical Permit | Commercial | Renovation | Completed | Installation / Repair - Commercial - To wire and install power for four (4) ductless heat pumps. To wire and install new 125a 3p sub panel >DB: Exterior and interior alterations to provide improvements to this existing community care facility Class B building on this site. Work to add four heat pumps. | Fina Electric Services Group Ltd
NULL | NULL | 1377 LAMEY'S MILL ROAD, Vancouver, BC V6H 3S9 | Mechanical Permit | NULL | NULL | Withdrawn | NULL | Modern Niagara Vancouver Inc
PP-2022-04202 | 2022-12-07 | 1377 LAMEY'S MILL ROAD, Vancouver, BC V6H 3S9 | Plumbing Permit | Commercial | Addition | Completed | Commercial - Condensate drains from fan coils installed in the Elevator Lobbies on the 2nd, 3rd and 4th floor will be tied into the adjacent washroom lavatories p-trap. >Exterior and interior alterations to provide improvements to this existing community care facility Class B building on this site. Work to add four heat pumps. Schedule A, Architectural Schedule B & Building Envelope Schedule D, submitted by: Andrew Terrett, Architect, ph#: 604.736.3730 Structural Schedule B, submitted by: Joe Klarich, P. Eng., ph#:778.928.9721 OK for DB per M.Alborg OK for DTI per A.Wroblewski July 21, 2022 | Modern Niagara Vancouver Inc
MP-2022-00651 | 2022-12-06 | 1377 LAMEY'S MILL ROAD, Vancouver, BC V6H 3S9 | Mechanical Permit | NULL | NULL | Completed | NULL | Modern Niagara Vancouver Inc
EP-2022-09312 | 2022-11-02 | 1425 LAMEY'S MILL ROAD, Vancouver, BC V6H 3W2 | Electrical Permit | Commercial | Renovation | Issued | Installation / Repair - Commercial - Install a temporary panel fed from existing building, install temp plugs for bldg. Remediation as well wire trailer and lockups. Re and re existing lights and plugs **Amend 12/15/2022** Lower heaters under the sliding door various suites | PRO-CAN ELECTRIC LTD
PP-2023-03220 | 2023-09-12 | 1483 LAMEY'S MILL ROAD, Vancouver, BC V6H 3Y7 | Plumbing Permit | Commercial | Renovation | Completed | Commercial - Install bypass as per plumbing inspectors request. Case File CF-2023-003886: Premise Isolation installed with deficiencies -Meter bypass required -Alterations to the CoV meter set to be corrected. Meter installation requirements attached in documents. -DCVA to be installed downstream of bypass or have additional protection on bypass. | Trinity Plumbing Heating & Gas Incorporated
PP-2022-01540 | 2022-05-05 | 828 KEEFER STREET, Vancouver, BC V6A 1Y7 | Plumbing Permit | Residential | New | Issued | Residential - New drainage in the basement >Building Permit for DP-2021-00160 To perform additions, alterations and convert the existing one-family dwelling listed on the Vancouver Heritage Registry as a B building to a one-family with secondary suite and to develop a two car garage at the rear having vehicular access from the lane. Entire building to be sprinklered to NFPA-13D Structural schedule B signed and sealed by Andrew B. McLellan, 604.544.1082 Non-encroachment easement agreement to be registered at LTO prior to building occupancy. Note: - No strata-titling permitted. - An annual Vancouver Business License must be obtained prior to the rental of this approved one-family dwelling and/or secondary suite on this site. - Dedicated 3'-0" wide firefighting access path with overhead clearance of 2m to be maintained at all times. - Smoke alarms to be installed in conformance with Vancouver Building Bylaw subsections 3.2.4 and 9.10.19. - CO Alarms to be installed in conformance with Vancouver Building Bylaw subsections 6.2.4 and 9.32.4. | Aquaman Plumbing And Heating Ltd
SP-2022-01947 | 2022-11-22 | 828 KEEFER STREET, Vancouver, BC V6A 1Y7 | Sprinkler Permit | Residential | Addition | Issued | Residential - new sprinkler system in house addition >BP: Building Permit for DP-2021-00160 To perform additions, alterations and convert the existing one-family dwelling listed on the Vancouver Heritage Registry as a B building to a one-family with secondary suite and to develop a two car garage at the rear having vehicular access from the lane. Entire building to be sprinklered to NFPA-13D | Alco Fire Protection Ltd
GP-2022-02313 | 2022-08-08 | 828 KEEFER STREET, Vancouver, BC V6A 1Y7 | Gas Permit | Residential | New | Issued | Residential - Install boiler and barbecue box AMEND: AUG 10/2022 CHANGE ADDRESS TO 828 KEEFER ST | Aquaman Plumbing And Heating Ltd
EP-2022-05193 | 2022-06-20 | 828 KEEFER STREET, Vancouver, BC V6A 1Y7 | Electrical Permit | Residential | Renovation | Issued | Installation / Repair - Residential - service upgrade, basement suite, garage To perform additions, alterations and convert the existing one-family dwelling listed on the Vancouver Heritage Registry as a B building to a one-family with secondary suite and to develop a two car garage at the rear having vehicular access from the lane. AMEND: NOV 2/2022 GROUNDING/BONDING & SERVICE ENTERED MANUALLY. | PNW Electric Limited
GP-2023-01540 | 2023-05-12 | 842 KEEFER STREET, Vancouver, BC V6A 1Y7 | Gas Permit | Residential | Renovation | Completed | Residential - Removed power vented hot water tank and installed a Navien NPE240-A2 | Cima Mechanical Ltd
GP-2022-00788 | 2022-03-11 | 846 KEEFER STREET, Vancouver, BC V6A 1Y7 | Gas Permit | Residential | Renovation | Completed | Residential - Hot Water Tank Replacement | Hillcrest Plumbing & Heating (1991) Ltd
GP-2022-04151 | 2022-12-28 | 852 KEEFER STREET, Vancouver, BC V6A 1Y7 | Gas Permit | Residential | Renovation | Issued | Residential - Decommission and removal Furnace | Ashton Service Group/Ashton Mechanical Ltd.
EP-2023-08258 | 2023-09-12 | 856 KEEFER STREET, Vancouver, BC V6A 1Y7 | Electrical Permit | Residential | New | Issued | Temporary Power - Residential - To provide temporary power. | Coast Current Electric Ltd
GP-2023-04253 | 2023-12-31 | 5626 KERR STREET, Vancouver, BC V5R 4B6 | Gas Permit | Residential | Renovation | Issued | Residential - re/re of hwt with tankless water heater | 1236318 BC Ltd DBA Aquatech Vancouver
PP-2023-01669 | 2023-05-11 | 5655 KERR STREET, Vancouver, BC V5R 4B5 | Plumbing Permit | Residential | New | Issued | Residential - 1FD+SS - #1 & #2 - Installing 2 Sumps | Hans Demolition and Excavating Ltd.
PP-2023-02121 | 2023-06-15 | 5655 KERR STREET, Vancouver, BC V5R 4B5 | Plumbing Permit | Residential | New | Issued | Residential - 1FD+SS - #1 & #2 - new installation >DB: To construct a 2 storey + basement one-family dwelling with a secondary suite located in the basement with a gravel surface parking pad, at the rear providing 2 parking spaces, having vehicular access from the lane. Note: This Building Permit will remain in a suspended status until the associated (green) Demolition Permit BP-2022-03783 is completed. Note: This is a 2 storey building pursuant to the Zoning and Development By-Law 1- Covenant registered at the Land Title Office under BB1548016 2- No strata titling permitted 3- No bar sink proposed 4- A/C unit proposed in the rear yard 7- The entire building, INCLUDING THE ATTACHED GARAGE (if applicable), to be sprinklered to NFPA 13D. ***This permit has been issued under the VBBL 2019, with updated energy requirements as per bylaw # 12997 effective Jan 01, 2022.*** | A2P PLUMBING & HEATING LTD
EP-2023-05993 | 2023-07-18 | 5655 KERR STREET, Vancouver, BC V5R 4B5 | Electrical Permit | Residential | New | Issued | Installation / Repair - Residential - wiring of single family dwelling with secondary suit under ground cables and Service Main Service 200 Amps secondary suit 60 Amps >BP: To construct a 2 storey + basement one-family dwelling with a secondary suite ($604,170.00) located in the basement with a gravel surface parking pad, at the rear providing 2 parking spaces, having vehicular access from the lane. Note: This is a 2 storey building pursuant to the Zoning and Development By-Law 1- Covenant registered at the Land Title Office under BB1548016 2- No strata titling permitted 3- No bar sink proposed 4- A/C unit proposed in the rear yard 5- Schedule B: Perter Yee, P.Eng (604-255-3868) Structural & Geotechnical 6- HPO: Residential Builder – Fixright Construction Ltd. 7- The entire building, INCLUDING THE ATTACHED GARAGE (if applicable), to be sprinklered to NFPA 13D. 8- As shown by an asterisk (*) on the building permit floor plans and/or elevations, exit protection is required to be provided in accordance with Articles 9.9.4.4., 9.9.4.6., and/or 9.37.2.8. of the 2019 VBBL | AULAKH ELECTRICAL CORPORATION
EP-2023-06161 | 2023-07-10 | 5655 KERR STREET, Vancouver, BC V5R 4B5 | Electrical Permit | Residential | New | Issued | Installation / Repair - Residential - Installation of alarm, cable, data, doorbell. >BP: To construct a 2 storey + basement one-family dwelling with a secondary suite ($604,170.00) located in the basement with a gravel surface parking pad, at the rear providing 2 parking spaces, having vehicular access from the lane. Note: This is a 2 storey building pursuant to the Zoning and Development By-Law 1- Covenant registered at the Land Title Office under BB1548016 2- No strata titling permitted 3- No bar sink proposed 4- A/C unit proposed in the rear yard 5- Schedule B: Perter Yee, P.Eng (604-255-3868) Structural & Geotechnical 6- HPO: Residential Builder – Fixright Construction Ltd. 7- The entire building, INCLUDING THE ATTACHED GARAGE (if applicable), to be sprinklered to NFPA 13D. 8- As shown by an asterisk (*) on the building permit floor plans and/or elevations, exit protection is required to be provided in accordance with Articles 9.9.4.4., 9.9.4.6., and/or 9.37.2.8. of the 2019 VBBL ***This permit has been issued under the VBBL 2019, with updated energy requirements as per bylaw # 12997 effective Jan 01, 2022.*** | Supertech Systems Ltd
MP-2023-01148 | 2023-06-21 | 5655 KERR STREET, Vancouver, BC V5R 4B5 | Mechanical Permit | NULL | NULL | Issued | NULL | A2P PLUMBING & HEATING LTD
SP-2023-01413 | 2023-08-02 | 5655 KERR STREET, Vancouver, BC V5R 4B5 | Sprinkler Permit | Residential | New | Issued | Residential - 1FD+SS - #1 & #2 New sprinkler system >DB: To construct a 2 storey + basement one-family dwelling with a secondary suite located in the basement with a gravel surface parking pad, at the rear providing 2 parking spaces, having vehicular access from the lane. Note: This is a 2 storey building pursuant to the Zoning and Development By-Law 1- Covenant registered at the Land Title Office under BB1548016 2- No strata titling permitted 3- No bar sink proposed 4- A/C unit proposed in the rear yard 7- The entire building, INCLUDING THE ATTACHED GARAGE (if applicable), to be sprinklered to NFPA 13D. ***This permit has been issued under the VBBL 2019, with updated energy requirements as per bylaw # 12997 effective Jan 01, 2022.*** | Haven Fire Protection Ltd
GP-2023-02322 | 2023-08-11 | 5655 KERR STREET, Vancouver, BC V5R 4B5 | Gas Permit | Residential | New | Issued | Residential - 1 Range , 1 BBQ & 1 Boiler Piping only for Boiler >BP: To construct a 2 storey + basement one-family dwelling with a secondary suite | Realistic Plumbing & Heating
MP-2023-01297 | 2023-07-16 | 5655 KERR STREET, Vancouver, BC V5R 4B5 | Mechanical Permit | NULL | NULL | Issued | NULL | Power Cool Electrical & Refrigeration Mech Ltd
EP-2023-02874 | 2023-04-03 | 5655 KERR STREET, Vancouver, BC V5R 4B5 | Electrical Permit | Residential | New | Issued | Temporary Power - Residential - To provide temporary power. | AULAKH ELECTRICAL CORPORATION
EP-2024-00546 | NULL | 3327 KINGSWAY, Vancouver, BC V5R 5K6 | Electrical Permit | Commercial | Renovation | Application Incomplete | Installation / Repair - Commercial - restaurant renovation, overhead single phase service upgrade from 100a to 200a, appliances and equipment power wiring , lightings and plugs wiring and installing , roof top equipment wiring, power for sign >BP: Exterior and interior alterations and a change the occupancy from Retail (E) to Restaurant Class 1 (A2) in this existing one-storey commercial building. The exterior alterations is to install roof top units for the kitchen exhaust system and HVAC system. Class 1 cooking proposed. Interior occupant load 49. 2019 VBBL | Green Mountain Multitech Ltd
EP-2022-04728 | 2022-06-14 | 3327 KINGSWAY, Vancouver, BC V5R 5K6 | Electrical Permit | Commercial | New | Expired | Temporary Power - Commercial - To provide temporary power. **NOTE: Work authorized by this permit is for placement of a temporary power pole only and does not authorize any site construction and/or excavation. A separate Building Permit will be required prior to commencement of any other work on this site. | Kato Electrical Inc
SP-2023-01401 | 2023-08-01 | 3328 KINGSWAY, Vancouver, BC | Sprinkler Permit | Commercial | Renovation | Completed | Commercial - add 2 new heads to new t-bar ceiling >BP: Interior alterations to provide improvements to the Canada Post inside of this existing Retail (London Drugs) at this commercial building on this site. *****This application does not include any of the following: 1. Not more than 20 sprinklers (add, relocate, or remove), 2. hydraulic calculations, 3. change in occupancy and /or hazard classification, 4. warehouse storage arrangements, 5. mobile compact storage arrangements, 6. alternative solutions, 7. changes to the sprinkler system supply piping (e.g. valves, mains, cross-mains, branch-lines, etc.), or 8. flexible sprinkler pipe. | Five Star Fire Protection Ltd
EP-2023-04383 | 2023-05-23 | 3328 KINGSWAY, Vancouver, BC | Electrical Permit | Commercial | Renovation | Completed | Installation / Repair - Commercial - Rewiring for new Canada Post Office (drawings attached) >BP: Interior alterations to provide improvements to the Canada Post inside of this existing Retail (London Drugs) at this commercial building on this site. Schedule A & Schedule B Architectural - Anthony J Kloepfer - 604-408-8883 Schedule B Electrical - Kent Galloway P.Eng - 250-762-9993 Schedule B Mechanical/Plumbing - Ernesto Luna - 604-431-6883 OK for Field Review per W.Wong, July 14, 2021 Energy checklist is currently no longer required with your Building Permit (BP) application. Some supporting documents are still required at BP stage, specifically Envelope and HVAC, if applicable. Service Water Heating and Lighting supporting documents, if applicable, must be submitted with your related trades permits (e.g. electrical and plumbing). All energy upgrades will be checked during inspections stage. It is the applicant’s responsibility to identify and note all required upgrades including energy upgrades on their BP drawings at BP stage. | Santec Electric Inc
EP-2023-01469 | 2023-02-22 | 3340 KINGSWAY, Vancouver, BC | Electrical Permit | Commercial | New | Completed | Installation / Repair - Commercial - rough in and completion for cctv alarm and data >BP: Provide exterior and interior alterations to this existing restaurant with class 1 cooking operation. Scope of work includes alteration to washroom area and to install RTUs, the exhaust and fire suppression for the hot pot tables of 21 and new kitchen equipment and new fire suppression system under the existing hood. Note: This application is reviewed under VBBL 2019. | Guardian Security Systems ltd
PP-2022-03524 | 2022-10-12 | 3340 KINGSWAY, Vancouver, BC | Plumbing Permit | Commercial | Tenant Improvement | Completed | Commercial - Replacing and adding drainage and water piping >DB: Provide exterior and interior alterations to this existing restaurant with class 1 cooking operation. Scope of work includes alteration to washroom area and to install RTUs, the exhaust and fire suppression for the hot pot tables of 21 and new kitchen equipment and new fire suppression system under the existing hood. | RADAR PLUMBING AND HEATING
EP-2022-07910 | 2022-09-22 | 3340 KINGSWAY, Vancouver, BC | Electrical Permit | Commercial | New | Completed | Installation / Repair - Commercial - Restaurant wiring *Permit Amendment Jul 18, 2023: -"Adding lighting to the scope of work" Provide exterior and interior alterations to this existing restaurant with class 1 cooking operation. Scope of work includes alteration to washroom area and to install RTUs, the exhaust and fire suppression for the hot pot tables of 21 and new kitchen equipment and new fire suppression system under the existing hood | Big Forest Electric Ltd
PP-2022-00567 | 2022-02-18 | 6960 KNIGHT STREET, Vancouver, BC V5P 2W5 | Plumbing Permit | Residential | New | Completed | Residential - 2FD+SS - FRONT - 6960 KNIGHT ST - #1 & #2 BACK - 6960 KNIGHT ST - #1 & #2 sump without pump To construct a two-storey two-family dwelling with two secondary suites located in the basement, with a detached accessory building (garage) and open parking pad at the rear providing 4 parking spaces, having vehicular access from the lane. Note: This is a 2 storey building pursuant to the Zoning and Development By-Law 1. No strata titling permitted 2. A/C units proposed at rear yard. 3. Bar sinks proposed at main floor. | Bhullar Excavating and Demolition
PP-2022-00849 | 2022-03-11 | 6960 KNIGHT STREET, Vancouver, BC V5P 2W5 | Plumbing Permit | Residential | New | Completed | Residential - Plumbing permit for Duplex houses To construct a two-storey two-family dwelling with two secondary suites located in the basement, with a detached accessory building (garage) and open parking pad at the rear providing 4 parking spaces, having vehicular access from the lane. Note: This is a 2 storey building pursuant to the Zoning and Development By-Law 1. No strata titling permitted 2. A/C units proposed at rear yard. 3. Bar sinks proposed at main floor. 4. Schedule B: Julian Bozsik,M.Eng.,P.Eng-(604-431-0055) Structural & Geotechnical 5. HPO: Residential Builder - Golden Homes Enterprises Ltd | Rain Coast Plumbing & Heating Ltd
EP-2022-02986 | 2022-04-13 | 6960 KNIGHT STREET, Vancouver, BC V5P 2W5 | Electrical Permit | Residential | New | Completed | Installation / Repair - Residential - Extra Low Voltage TV,data,telephone,doorbell, security system, and vacuum >BP: To construct a two-storey two-family dwelling with two secondary suites located in the basement, with a detached accessory building (garage) and open parking pad at the rear providing 4 parking spaces, having vehicular access from the lane. Note: This is a 2 storey building pursuant to the Zoning and Development By-Law 1. No strata titling permitted 2. A/C units proposed at rear yard. 3. Bar sinks proposed at main floor. 4. Schedule B: Julian Bozsik,M.Eng.,P.Eng-(604-431-0055) Structural & Geotechnical 5. HPO: Residential Builder - Golden Homes Enterprises Ltd | Charanjit Singh
SP-2022-00515 | 2022-04-11 | 6960 KNIGHT STREET, Vancouver, BC V5P 2W5 | Sprinkler Permit | Residential | New | Completed | Residential - new sprinkler installation >BP: To construct a two-storey two-family dwelling with two secondary suites located in the basement, with a detached accessory building (garage) and open parking pad at the rear providing 4 parking spaces, having vehicular access from the lane. Note: This Building Permit will remain in a suspended status until the associated (green) Demolition Permit BP-2021-04053 is completed. Note: This is a 2 storey building pursuant to the Zoning and Development By-Law 1. No strata titling permitted 2. A/C units proposed at rear yard. 3. Bar sinks proposed at main floor. 4. Schedule B: Julian Bozsik,M.Eng.,P.Eng-(604-431-0055) Structural & Geotechnical 5. HPO: Residential Builder - Golden Homes Enterprises Ltd FRONT UNIT #1-6960 Knight St - One Family Dwelling (1st - 2nd floor) #2-6960 Knight St - Secondary Suite (basement) BACK UNIT #1-6958 Knight St - One Family Dwelling (1st - 2nd floor) #2-6958 Knight St - Secondary Suite (basement) Address and suite numbers assigned as per approved plans for Fire and Emergency response. The address numbers are to be posted on the building to be visible from the street and the suite numbers are to be posted at the suite entries in accordance with the Building By-law prior to final inspection. Combustible projections or roof soffits on an exposing building face shall not project to less than .45m from the property line and shall be in compliance with VBBL 2019 9.10.15.5.(9) The entire building, to be sprinklered to 2 x NFPA 13D. ******THIS PERMIT HAS BEEN ISSUED UNDER THE REQUIREMENTS OF VBBL #12511 (2019)****** | Real Tech Fire Protection Ltd
EP-2022-02506 | 2022-03-29 | 6960 KNIGHT STREET, Vancouver, BC V5P 2W5 | Electrical Permit | Residential | New | Completed | Installation / Repair - Residential - DUPLEX ROUGH WIRING , SERVICE AND FINISHING >BP: To construct a two-storey two-family dwelling with two secondary suites located in the basement, with a detached accessory building (garage) and open parking pad at the rear providing 4 parking spaces, having vehicular access from the lane. Note: This Building Permit will remain in a suspended status until the associated (green) Demolition Permit BP-2021-04053 is completed. Note: This is a 2 storey building pursuant to the Zoning and Development By-Law 1. No strata titling permitted 2. A/C units proposed at rear yard. 3. Bar sinks proposed at main floor. 4. Schedule B: Julian Bozsik,M.Eng.,P.Eng-(604-431-0055) Structural & Geotechnical 5. HPO: Residential Builder - Golden Homes Enterprises Ltd | G G S ELECTRICAL LTD
GP-2022-00966 | 2022-03-29 | 6960 KNIGHT STREET, Vancouver, BC V5P 2W5 | Gas Permit | Residential | New | Completed | Residential - To install 2 boiler 2 range 2 BBQ This is duplex house each house has 1 boiler 1 range 1 BBq There is pipping for 2 range 2 BBQ >To construct a two-storey two-family dwelling with two secondary suites located in the basement, with a detached accessory building (garage) and open parking pad at the rear providing 4 parking spaces, having vehicular access from the lane. Note: This Building Permit will remain in a suspended status until the associated (green) Demolition Permit BP-2021-04053 is completed. Note: This is a 2 storey building pursuant to the Zoning and Development By-Law 1. No strata titling permitted 2. A/C units proposed at rear yard. 3. Bar sinks proposed at main floor. 4. Schedule B: Julian Bozsik,M.Eng.,P.Eng-(604-431-0055) Structural & Geotechnical 5. HPO: Residential Builder - Golden Homes Enterprises Ltd FRONT UNIT #1-6960 Knight St - One Family Dwelling (1st - 2nd floor) #2-6960 Knight St - Secondary Suite (basement) BACK UNIT #1-6958 Knight St - One Family Dwelling (1st - 2nd floor) #2-6958 Knight St - Secondary Suite (basement) Address and suite numbers assigned as per approved plans for Fire and Emergency response. The address numbers are to be posted on the building to be visible from the street and the suite numbers are to be posted at the suite entries in accordance with the Building By-law prior to final inspection. Combustible projections or roof soffits on an exposing building face shall not project to less than .45m from the property line and shall be in compliance with VBBL 2019 9.10.15.5.(9) The entire building, to be sprinklered to 2 x NFPA 13D. ******THIS PERMIT HAS BEEN ISSUED UNDER THE REQUIREMENTS OF VBBL #12511 (2019)****** | JOT MECHANICAL LTD
EP-2023-03449 | 2023-04-20 | 1704 KITCHENER STREET, Vancouver, BC | Electrical Permit | Commercial | Tenant Improvement | Completed | Installation / Repair - Commercial - Repair/replace meter socket base in existing meter stack. | Vancouver Static Industries Ltd
EP-2023-10785 | 2023-12-13 | 1747 KITCHENER STREET, Vancouver, BC V5L 2W4 | Electrical Permit | Residential | Renovation | Completed | Installation / Repair - Residential - Upgrade services from 100amp to 200amp . | Gold Medal Electric Ltd
PP-2022-02953 | 2022-08-26 | 1815 KITCHENER STREET, Vancouver, BC V5L 2W5 | Plumbing Permit | Residential | Renovation | Completed | Residential - relocate tub in master bathroom and add shower and move fixtures in main floor bathroom to fit the space properly >BP: To alter the exterior and interior of this existing one-family dwelling buiding to renovate the main and upper floors. Scope of work includes new insulation throughout the main floor exterior walls, removing an interior partition wall, new structural beam, new ceiling and lighting on the main floor and new bathroom layout on the upper floor. Ok for field review by A. Patterson - June 27, 2022 Notes: - This building is not sprinklered. - Schedule B, Structural, Robert Malczyk, P.Eng, 604-839-0214. - Install interconnected, hardwired, 120 volt smoke alarms with battery back-up and silencing feature, in each sleeping unit and within 5 m. outside each sleeping area on each story as per Building Bylaw 9.10.19 and install Carbon Monoxide Alarm as per Building By-Law 9.32.4.2. - REUP Submitted by Mark Miao, 604-999-7932. Scope of work to include energy upgrade in accordance with Article 11.2.1.4 of the 2019 Vancouver Building By-law and as per the Energy Efficiency Upgrade Details noted in the Energuide Report. *Upgrades: 1. R28 attic insulation 2. Change 3 windows | Koala T Mechanical Systems Ltd
EP-2022-05524 | 2022-07-28 | 1815 KITCHENER STREET, Vancouver, BC V5L 2W5 | Electrical Permit | Residential | Renovation | Completed | Installation / Repair - Residential - Replace all old knob and tube wiring and all existing 75deg wiring with new lumex. Install boxes in locations where knob and tube wiring was coming out of wall. Add plugs where needed for code. Rewire kitchen and bath and any areas exposed to update code requirements. Add smoke detectors in the bedrooms (reference Lagan case: 101016093740) >BP: To alter the exterior and interior of this existing one-family dwelling buiding to renovate the main and upper floors. Scope of work includes new insulation throughout the main floor exterior walls, removal of one window, upgrading of three windows, and re/re of the 2nd floor bathroom. | Balsam Electric Ltd
EP-2023-10003 | 2023-11-23 | 6405 KNIGHT STREET, Vancouver, BC V5P 2V9 | Electrical Permit | Commercial | New | Completed | Installation / Repair - Commercial - Electrical work associated with gas boiler replacement unit re/re only *An approved mechanical permit may be required for the installation/ Contact plumbing dept at 311 | Just Mechanical Ltd
GP-2022-01089 | 2022-04-11 | 6405 KNIGHT STREET, Vancouver, BC V5P 2V9 | Gas Permit | Commercial | Renovation | Cancelled | Commercial - Replace RTU ** Amend 10/28/2022** Please cancel permit, this was taken out under the wrong jurisdiction - should be Technical Safety BC | Just Mechanical Ltd
EP-2022-04205 | 2022-05-20 | 6405 KNIGHT STREET, Vancouver, BC V5P 2V9 | Electrical Permit | Commercial | Addition | Completed | Installation / Repair - Commercial - 1x 50 pair telephone tie line from the South comm room to the Telephone room (next to North comm room); 1x 50 pair telephone tie line from North comm room to Telephone room Terminations in both comm rooms to be on patch panel and Telephone room terminations to BIX block. | Houle Electric Limited
EP-2022-02298 | 2022-03-22 | 4608 LANGARA AVENUE, Vancouver, BC V6R 1E1 | Electrical Permit | Residential | New | Expired | Temporary Power - Residential - To provide temporary power. | Reliable Electrical Contracting Ltd
MP-2023-01644 | 2023-09-28 | 4608 LANGARA AVENUE, Vancouver, BC V6R 1E1 | Mechanical Permit | NULL | NULL | Issued | NULL | Mainland Plumbing & Heating
NULL | NULL | 4608 LANGARA AVENUE, Vancouver, BC V6R 1E1 | Mechanical Permit | NULL | NULL | Draft | NULL | Airstream Heating & Air Conditioning Inc
PP-2022-04060 | 2023-01-16 | 4608 LANGARA AVENUE, Vancouver, BC V6R 1E1 | Plumbing Permit | Residential | New | Issued | Residential - Plumbing for new residential house >>BP: To construct a 2 story + cellar one-family dwelling with a detached accessory building (garage), at the rear providing 4 parking spaces, having vehicular access from the lane. Note: This is a 2 storey building pursuant to the Zoning and Development By-Law. Note: The entire building, to be sprinklered to NFPA 13D. 1- Bar/Sink proposed in the cellar 2- Heat pump proposed in the rear yard 3- Schedule B: NICK DE RIDDER - 604-731-7412 Structural 4- Schedule B: MATT KOKAN - 604-439-0922 Geotechnical 5- Schedule B: KIRSTEN REITE - 604-831-0810 Architectural 6- Schedule A: KIRSTEN REITE - 604-831-0810 7- Schedule D: KIRSTEN REITE - 604-831-0810 8- BC Housing Residential Builder - Bon Constructors Inc. ******THIS PERMIT HAS BEEN ISSUED UNDER THE REQUIREMENTS OF VBBL #12511 (2019)****** | Mainland Plumbing & Heating
EP-2022-10671 | 2023-02-21 | 4608 LANGARA AVENUE, Vancouver, BC V6R 1E1 | Electrical Permit | Residential | New | Issued | Installation / Repair - Residential - New construction home. New service connection, EV chargers, hot tub, landscape lighting, led lighting, basic power throughout, mechanical. DB: To construct a 2 storey + cellar one-family dwelling with a detached accessory building (garage), at the rear providing 4 parking spaces, having vehicular access from the lane. Note: This is a 2 storey building pursuant to the Zoning and Development By-Law. Note: The entire building, to be sprinklered to NFPA 13D. 1- Bar/Sink proposed in the cellar 2- Heat pump proposed in the rear yard 3- Schedule B: NICK DE RIDDER - 604-731-7412 Structural 4- Schedule B: MATT KOKAN - 604-439-0922 Geotechnical 5- Schedule B: KIRSTEN REITE - 604-831-0810 Architectural 6- Schedule A: KIRSTEN REITE - 604-831-0810 7- Schedule D: KIRSTEN REITE - 604-831-0810 8- BC Housing Residential Builder - Bon Constructors Inc. | Reliable Electrical Contracting Ltd
EP-2023-03925 | 2023-05-04 | 4608 LANGARA AVENUE, Vancouver, BC V6R 1E1 | Electrical Permit | Residential | New | Issued | Temporary Power - Residential - To provide temporary power. | Reliable Electrical Contracting Ltd
SP-2023-01397 | 2023-09-25 | 4608 LANGARA AVENUE, Vancouver, BC V6R 1E1 | Sprinkler Permit | Residential | New | Issued | Residential - Installation of fire sprinkles >BP: To construct a 2 storey + cellar one-family dwelling with a detached accessory building (garage), at the rear providing 4 parking spaces, having vehicular access from the lane. Note: This is a 2 storey building pursuant to the Zoning and Development By-Law. Note: The entire building, to be sprinklered to NFPA 13D. 1- Bar/Sink proposed in the cellar 2- Heat pump proposed in the rear yard 3- Schedule B: NICK DE RIDDER - 604-731-7412 Structural 4- Schedule B: MATT KOKAN - 604-439-0922 Geotechnical 5- Schedule B: KIRSTEN REITE - 604-831-0810 Architectural 6- Schedule A: KIRSTEN REITE - 604-831-0810 7- Schedule D: KIRSTEN REITE - 604-831-0810 8- BC Housing Residential Builder - Bon Constructors Inc. | Hydroworks Contracting Ltd
EP-2022-08161 | 2022-09-29 | 4646 LANGARA AVENUE, Vancouver, BC V6R 1E1 | Electrical Permit | Residential | Addition | Completed | Installation / Repair - Residential - Installation of a backup power system (Energy storage system). Amend: Feb 10th, 2023 Addition of 7 Solar Photovoltaic panels, BP-2022-04906 >BP: Exterior alterations to add seven solar photovoltaic panels on the roof of this existing one family dwelling building on this site. Structural Schedule B, Govinder S. Dhesi, P. Eng., ph#: 604.580.3275 OK for DTI per W. Wong October 27, 2022 | Shift Energy Group Inc
EP-2023-10676 | 2023-11-27 | 4724 LANARK STREET, Vancouver, BC V5N 3R8 | Electrical Permit | Residential | New | Issued | Temporary Power - Residential - To provide temporary power. | MSD Electrical Ltd.
EP-2024-00387 | 2024-01-24 | 4755 LANARK STREET, Vancouver, BC V5N 3R9 | Electrical Permit | Residential | Addition | Issued | Installation / Repair - Residential - Supply and install new 100 amp overhead service to the garage, BC Hydro one trip connection request, supply and installs 30 feet 8/3 teck with 50 amp breaker, supply and install new EV Charger | MJR Electric Ltd
EP-2022-05566 | 2022-06-30 | 4814 JOYCE STREET, Vancouver, BC V5R 4G3 | Electrical Permit | Residential | Renovation - Dwelling Unit(s) only | Completed | Installation / Repair - Residential - update service from 100 to 200A | Q & L Construction Service Ltd
GP-2022-01599 | 2022-05-25 | 4822 JOYCE STREET, Vancouver, BC V5R 4G3 | Gas Permit | Residential | Renovation | Completed | Residential - To replace one boiler in the same location. | Paolo's Plumbing & Heating Ltd
EP-2022-06042 | 2022-07-21 | 223 KEEFER STREET, Vancouver, BC V6A 1X6 | Electrical Permit | Commercial | Renovation | Completed | Installation / Repair - Commercial - Replacement of faulty fire alarm control panel. Note: This permit has been issued based on Bulletin 2018-004-BU/EL. | 0777792 BC Ltd
EP-2022-04419 | 2022-05-26 | 239 KEEFER STREET, Vancouver, BC V6A 1X6 | Electrical Permit | Commercial | New | Expired | Temporary Power - Commercial - To provide temporary power. | Red Seal Electric Ltd
EP-2022-05449 | 2022-06-27 | 239 KEEFER STREET, Vancouver, BC V6A 1X6 | Electrical Permit | Residential | New | Issued | Installation / Repair - Residential - Telephone, data, LV control wiring (under 30 volts) within each suite. No backbone wiring. | La Scala Integrated Media Corporation
PP-2023-02474 | 2023-07-31 | 239 KEEFER STREET, Vancouver, BC V6A 1X6 | Plumbing Permit | Commercial | New | Issued | Commercial - Project started by MV Mechanical under permit #PP-2020-03547. PR Mechanical is taking over project as per attached letter from owner.. Rough in was completed by MV and we believe all inspections were passed. PR's scope is to install plumbing fixtures excluding drains (drains already installed by MV). As instructed by the Trades desk, we will not pay for the permit until reviewed by your team as the costs may change. Any questions please contact Christy: 778-773-6242. Thank you -------------------------------- Rough in and Finish DWV and Waterlines -To construct an eight-storey mixed use building containing retail uses on the first storey, general office uses on the second and third storeys, and 25 market dwelling units on the fourth through eight storeys with two levels of underground parking, providing 18 parking spaces having vehicular access from the lane. Staged Construction Stage I (excavation/shoring) issued December 23, 2019. Stage II (foundation to grade) issued July 14, 2020. Stage III (full construction) issued November 16, 2020. | PR Mechanical LTD.
EP-2023-01800 | 2023-03-06 | 239 KEEFER STREET, Vancouver, BC V6A 1X6 | Electrical Permit | Commercial | New | Issued | Installation / Repair - Commercial - Security System | Citiloc Systems Ltd
EP-2024-00191 | 2024-01-31 | 239 KEEFER STREET, Vancouver, BC V6A 1X6 | Electrical Permit | Commercial | New | Issued | Installation / Repair - Commercial - TO CONTINUE WORK STARTED BY OTHERS (EP-2020-07891). Completion of a 8 Story Mixed use residential/commercial building with two levels of underground parking. BP: To construct an eight-storey mixed use building containing retail uses on the first storey, general office uses on the second and third storeys, and 25 market dwelling units on the fourth through eight storeys with two levels of underground parking, providing 18 parking spaces having vehicular access from the lane. Staged Construction Stage I (excavation/shoring) issued December 23, 2019. Stage II (foundation to grade) issued July 14, 2020. Stage III (full construction) issued November 16, 2020. | Nightingale Electric Ltd
EP-2024-00459 | 2024-01-25 | 268 KEEFER STREET, Vancouver, BC V6A 1X5 | Electrical Permit | Commercial | Renovation | Issued | Installation / Repair - Commercial - Electrical installation for minor renovation, new lights and receptacles, replace panel. >BP: Interior alterations to provide improvements to unit 205, existing art gallery (similar to Retail) at this existing commercial building on this site. Scope of work includes new doors and walls. New Electrical, lighting, alterations the HVAC ducts. | ICS Electric Ltd
SP-2022-01532 | 2023-02-16 | 268 KEEFER STREET, Vancouver, BC V6A 1X5 | Sprinkler Permit | Commercial | Tenant Improvement | Completed | Commercial - For sprinkler system alterations to the 2019 VBBL and NFPA 13, 2013 for the tenant improvements to provide interior alterations for improvements to demise existing units on the ground and 3rd level of this existing commercial building on this site. Relocate and add sprinkler heads to suit new wall layout. 1. This application does not include any of the following: • Changes to the sprinkler system supply piping (e.g. valves, mains, cross-mains, etc.). • Flexible sprinkler pipe. • Information Technology Equipment Rooms (e.g. IT Rooms, LAN Rooms, etc.). • New alternative solutions and/or modifications to existing alternative solutions. Engineer of Record: Elston Johnston 604-272-0105 elston@ironstoneeng.com | Phaser Fire Protection Ltd
EP-2022-07852 | 2022-09-23 | 268 KEEFER STREET, Vancouver, BC V6A 1X5 | Electrical Permit | Commercial | Renovation | Completed | Installation / Repair - Commercial - Relocate existing lighting as needed to accomodate newly divided spaces and install lighting controls for this lighting.Install new powerpoints as needed; relocate and install emergency lighting as needed; relocate electrical panels as needed to accomodate new flooring layout. >BP: Interior alterations to provide improvements to demise existing units on the ground and 3rd level of this existing commercial building on this site. | ANS Electrical Installations Ltd
EP-2022-10653 | 2022-12-20 | 268 KEEFER STREET, Vancouver, BC V6A 1X5 | Electrical Permit | Commercial | Addition | Completed | Installation / Repair - Commercial - Connect 25 KVAR 208 volt capacitor to existing 200 amp switch with 125 amp fuses. | Ross Morrison Electrical Ltd
EP-2022-07611 | 2022-09-13 | 350 KEEFER STREET, Vancouver, BC | Electrical Permit | Commercial | Tenant Improvement | Completed | Installation / Repair - Commercial - Replace existing receptacles in machine room & pit with new GFCI type, replace existing luminaries in machine room with new LED's c/w wire guards. Provide new tel line from the tel room to the EMR. Provide dedicated ground wire to 3-phase main disconnects. | Action Electric Ltd
MP-2023-02227 | 2023-12-13 | 635 KASLO STREET, Vancouver, BC V5K 3Z4 | Mechanical Permit | NULL | NULL | Issued | NULL | Plumko Plumbing & Heating Services Ltd
PP-2023-04252 | 2023-12-06 | 635 KASLO STREET, Vancouver, BC V5K 3Z4 | Plumbing Permit | Residential | New | Issued | Residential - 2FD - FRONT - 635 KASLO ST - #1 BACK - 635 KASLO ST #2 Duplex plumbing rough in and finish >DB: To construct a 2.5 storey duplex with a detached accessory building (garage) at the rear providing 2 parking spaces, having vehicular access from the lane. 1. Mechanical unit proposed – Exterior component located in front and rear yards, Interior component located in attic mechanical closet. ***This permit is issued under the VBBL 2019, with updated energy requirements as per bylaw # 12997 effective Jan 01, 2022.*** | Plumko Plumbing & Heating Services Ltd
EP-2023-07927 | 2023-08-31 | 635 KASLO STREET, Vancouver, BC V5K 3Z4 | Electrical Permit | Residential | New | Issued | Temporary Power - Residential - To provide temporary power. | Advance Electric Solutions Ltd
PP-2023-03730 | 2023-10-24 | 635 KASLO STREET, Vancouver, BC V5K 3Z4 | Plumbing Permit | Residential | New | Issued | Residential - 2FD - Installing Sumps | Hans Demolition and Excavating Ltd.
NULL | NULL | 5408 KNIGHT STREET, Vancouver, BC V5P 2T9 | Electrical Permit | Residential | Renovation - Dwelling Unit(s) only | Withdrawn | Installation / Repair - Residential - 200a service upgrade | NP Electrical Services Ltd
PP-2023-00687 | 2023-03-01 | 700 KINGSWAY, Vancouver, BC V5V 3C1 | Plumbing Permit | Commercial | Renovation | Issued | Commercial - install new plumbing services, sanitary storm and water >BP: Interior alterations and change of use from E to A2 on the entire 1st floor of 700 Kingsway. Interior alterations to provide tenant improvements to 2nd floor of 700 Kingsway. The major occupancy for this floor will remain as is (D). VBBL 2019 REV 1 (Reviewed by K.Bircham) 3.1 - Accessibility lift added to reach upper floor (stairlift deleted) 3.2 - North-East Staircase to upper floor revised in size and location (wall FRR increased from 1 hr to 2 hr FRR) 3.3 - Hydro Transformer Alcove enlarger to accommodate Hydro Pole 3.4 - Gas Meter location revised 3.5 - Electrical Room size revised 3.6 - Floor area calculations updated to exclude Service spaces from FSR (floor area plan sheet added - A0.5) 3.7 - Structural Upgrade voluntarily increased from S3 to S4 (see structural engineering drawings) 3.8 - Ceiling Assembly FL3 (above Hydro Alcove) revised. | Crystal Creek Property Services Limited
SP-2022-00667 | 2023-03-31 | 700 KINGSWAY, Vancouver, BC V5V 3C1 | Sprinkler Permit | Commercial | New | Issued | Commercial - To install a new sprinkler system in this building to allow for the change of use from E to A2 on the entire 1st floor of 700 Kingsway. Interior alterations to provide tenant improvements to 2nd floor of 700 Kingsway. The major occupancy for this floor will remain as is (D). | Pacific Fire Prevention Ltd
MP-2023-01151 | 2023-06-26 | 701 KINGSWAY, Vancouver, BC V5T 3K6 | Mechanical Permit | NULL | NULL | Completed | NULL | Rio Heating and Cooling
EP-2023-04217 | 2023-05-31 | 701 KINGSWAY, Vancouver, BC V5T 3K6 | Electrical Permit | Commercial | Addition | Completed | Installation / Repair - Commercial - Electrical connection for two Minisplit Air Conditioners *An approved mechanical permit is required for the installation of air conditioning or heat pump unit at the time of installation before an electrical inspection will be performed | ALLPOWER SOLUTIONS INC
NULL | NULL | 701 KINGSWAY, Vancouver, BC V5T 3K6 | Mechanical Permit | NULL | NULL | Withdrawn | NULL | Quick Cool Heating and Air Conditioning Ltd
EP-2022-00610 | 2022-01-27 | 726 KINGSWAY, Vancouver, BC V5V 3C1 | Electrical Permit | Commercial | Tenant Improvement | Completed | Installation / Repair - Commercial - Finishing of cameras and alarm system -complete alarm system >BP: Interior alterations to provide improvements for this new Cannabis Retail Store tenant in this existing commercial building on this site. DP-2021-00233 BOV Z35506 Scope of work: - Deconstruct interior finishes and fixtures, construct interior walls and millwork, flooring and finishing throughout. | Blue Horse Electric Ltd
GP-2023-01771 | 2023-06-07 | 728 KINGSWAY, Vancouver, BC V5V 3C1 | Gas Permit | Commercial | Renovation | Completed | Commercial - -Supply & install a Navien NHB-150 heating boiler -Supply & install a Rheem 60 US gallon gas hot water tank | Link Plumbing & Heating Ltd
NULL | NULL | 760 KINGSWAY, Vancouver, BC V5V 3C1 | Plumbing Permit | Commercial | Renovation - Dwelling Unit(s) only | Draft | Commercial - Repiping units | Torresan Plumbing & Heating Ltd
PP-2023-03092 | 2023-09-06 | 760 KINGSWAY, Vancouver, BC V5V 3C1 | Plumbing Permit | Commercial | Renovation | Completed | Commercial - Re-piped existing backflow preventer to conform to code. -The BFP is for DCW supply only | Slopeside Mechanical Systems Ltd
EP-2023-11385 | 2024-01-02 | 4668 LANGARA AVENUE, Vancouver, BC V6R 1E1 | Electrical Permit | Residential | Addition | Issued | Installation / Repair - Residential - Installation of security system | ADT Security Services Canada Inc
GP-2022-02088 | 2022-07-15 | 4668 LANGARA AVENUE, Vancouver, BC V6R 1E1 | Gas Permit | Residential | Tenant Improvement | Completed | Residential - Replaced failed boiler with new, update venting form 636 PVC to 636 CPVC | A-1 Drainage Plumbing & Heating Limited
GP-2023-02635 | 2023-09-11 | 827 LILLOOET STREET, Vancouver, BC V5K 4G8 | Gas Permit | Residential | Renovation | Issued | Residential - Combi boiler replacement | Angels Heating & Cooling Ltd
EP-2022-06662 | 2022-08-09 | 834 LILLOOET STREET, Vancouver, BC V5K 4G9 | Electrical Permit | Residential | Renovation | Completed | Installation / Repair - Residential - Upgrade 125amps overhead electric service to 200amps Amend: Sept 8, 2022 Subfeed to house through the concrete Value $800 | Prowatt Electric Inc
NULL | NULL | 4570 KNIGHT STREET, Vancouver, BC V5N 3M9 | Gas Permit | Residential | Renovation | Draft | Residential - Gas stove replacement | NULL
NULL | NULL | 4570 KNIGHT STREET, Vancouver, BC V5N 3M9 | Gas Permit | Residential | Renovation | Draft | Residential - Gas stove replacement | NULL
GP-2022-03957 | 2022-12-13 | 4570 KNIGHT STREET, Vancouver, BC V5N 3M9 | Gas Permit | Residential | Renovation | Completed | Residential - Gas Stove Replacement | Kyoungmo Yang DBA K-Green Plumbing And Heating
GP-2022-00833 | 2022-03-15 | 4607 KNIGHT STREET, Vancouver, BC V5N 3M8 | Gas Permit | Residential | Renovation | Completed | Residential - Furnace replacement | Central Commercial & Residential Services
NULL | NULL | 1955 LARCH STREET, Vancouver, BC V6K 3P2 | Gas Permit | Residential | Tenant Improvement | Draft | Residential - Boiler replacement | PAPA PLUMBING & HEATING LTD.
SP-2024-00084 | 2024-01-25 | 2690 LARCH STREET, Vancouver, BC V6K 4K9 | Sprinkler Permit | Commercial | Renovation | Issued | Commercial - Modify sprinklers to suit new layout *****This application does not include any of the following: 1. Not more than 20 sprinklers (add, relocate, or remove), 2. hydraulic calculations, 3. change in occupancy and /or hazard classification, 4. warehouse storage arrangements, 5. mobile compact storage arrangements, 6. alternative solutions, 7. changes to the sprinkler system supply piping (e.g. valves, mains, cross-mains, branch-lines, etc.), or 8. flexible sprinkler pipe. | Viking Fire Protection Inc
EP-2022-05219 | 2022-06-20 | 2690 LARCH STREET, Vancouver, BC V6K 4K9 | Electrical Permit | Commercial | Renovation | Completed | Installation / Repair - Commercial - extra low voltage control wiring for Heat Recovery Chillers compressors. >BP: Exterior alterations to install an outdoor heat recovery storage tank and interior alterations to convert a staff work room to mechanical room to provide energyefficient HVAC upgrade (heat pumps and related electrical) at this existing community centre (icerink) on this site. OK for field review per E. Howe Energy Upgrade exempt (voluntary upgrade) | ESC Automation Inc
EP-2022-01934 | 2022-03-10 | 2690 LARCH STREET, Vancouver, BC V6K 4K9 | Electrical Permit | Commercial | New | Completed | Installation / Repair - Commercial - Rough-in & Install 208V - 1 Phase 9.9HP Power for Outdoor Inverter Heat Pump Rough-in & Install 208V - 1 Phase Power for 3 * Indoor Cassette Units >BP: Exterior alterations to install an outdoor heat recovery storage tank and interior alterations to convert a staff work room to mechanical room to provide energyefficient HVAC upgrade (heat pumps and related electrical) at this existing community centre (icerink) on this site. | Santec Electric Inc
EP-2022-02715 | 2022-04-06 | 2690 LARCH STREET, Vancouver, BC V6K 4K9 | Electrical Permit | Commercial | Renovation | Completed | Installation / Repair - Commercial - Extra low voltage wiring for 1 AC unit. >BP: Exterior alterations to install an outdoor heat recovery storage tank and interior alterations to convert a staff work room to mechanical room to provide energyefficient HVAC upgrade (heat pumps and related electrical) at this existing community centre (icerink) on this site. | ESC Automation Inc
EP-2022-02659 | 2022-04-01 | 2690 LARCH STREET, Vancouver, BC V6K 4K9 | Electrical Permit | Commercial | Renovation | Completed | Installation / Repair - Commercial - Wiring for PH monitor | Fraser Valley Refrigeration Ltd
NULL | NULL | 2690 LARCH STREET, Vancouver, BC V6K 4K9 | Electrical Permit | Commercial | Renovation | Draft | Installation / Repair - Commercial - extra low voltage control wiring for Heat Recovery Chillers compressors. | ESC Automation Inc
EP-2022-00770 | 2022-02-03 | 2775 LAUREL STREET, Vancouver, BC V5Z 1M9 | Electrical Permit | Commercial | Addition | Completed | Installation / Repair - Commercial - Installation of 30 Kvar, 3-phase 600V, power factor correction capacitor in main electrical room. | Quantum Lighting Inc
EP-2022-01149 | 2022-02-15 | 2775 LAUREL STREET, Vancouver, BC V5Z 1M9 | Electrical Permit | Commercial | Tenant Improvement | Completed | Installation / Repair - Commercial - Reconnect appliances in existing food takeout kiosk. All surface wirings. -It is a existing open kiosk. | Makle Electric Ltd
EP-2022-01352 | 2022-02-22 | 2775 LAUREL STREET, Vancouver, BC V5Z 1M9 | Electrical Permit | Commercial | Tenant Improvement | Completed | Installation / Repair - Commercial - Changing transformer from 10KVA to 20KVA for a CRU | Mott Electric General Partnership
EP-2022-06925 | 2022-08-17 | 2775 LAUREL STREET, Vancouver, BC V5Z 1M9 | Electrical Permit | Commercial | Renovation | Completed | Installation / Repair - Commercial - Replacement of all existing LED luminaires in underground parking garage with new LED luminaires. This project is to replace all the parking garage LED lighting, because existing LED product is failing. | Quantum Lighting Inc
EP-2022-02058 | 2022-03-15 | 2775 LAUREL STREET, Vancouver, BC V5Z 1M9 | Electrical Permit | Commercial | Tenant Improvement | Completed | Installation / Repair - Commercial - Add receptacles in kitchen | Mott Electric General Partnership
EP-2022-06733 | 2022-08-15 | 2775 LAUREL STREET, Vancouver, BC V5Z 1M9 | Electrical Permit | Commercial | NULL | Expired | Annual / Operating - Annual Permit for Electrical Maintenance Misc electrical work throughout -Renewal: EP-2021-05777 Valid Aug 19,2022 - Aug 18,2023 | Mott Electric General Partnership
NULL | NULL | 2775 LAUREL STREET, Vancouver, BC V5Z 1M9 | Electrical Permit | Commercial | Renovation | Withdrawn | Annual / Operating - Add mag lock to door in tenant space | Mott Electric General Partnership
PP-2023-03927 | 2023-11-29 | 2775 LAUREL STREET, Vancouver, BC V5Z 1M9 | Plumbing Permit | Commercial | Addition | Completed | Commercial - Adding (2) new hand washing sinks. This will include new domestic water lines and drainage lines. NOTE: Any structural work may require a building permit** | Modern Niagara Vancouver Inc
EP-2023-07966 | 2023-09-01 | 2775 LAUREL STREET, Vancouver, BC V5Z 1M9 | Electrical Permit | Commercial | Tenant Improvement | Completed | Installation / Repair - Commercial - Install new lighting, receptacles and communication cabling. >BP: Room 10268 - 10th floor Interior alterations to the 10th floor to divide room 10268 into 4 new offices (rooms 10262, 10264, 10266 and 10268) in this existing Ambulatory Care Building on this site. Scope of work: construct new interior partition walls to create 4 new offices, doors, finishes, lighting, electrical and sprinkler work. Schedule A and Architectural Schedule B submitted by Kent Halex, Architect AIBC, ph: 604-983-9909 OK for Field Review per C. Yue DBI to determine on site if a Sprinkler Permit is required for proposed work. Energy checklist is currently no longer required with your Building Permit (BP) application. Some supporting documents are still required at BP stage, specifically Envelope and HVAC, if applicable. Service Water Heating and Lighting supporting documents, if applicable, must be submitted with your related trades permits (e.g. electrical and plumbing). | Mott Electric General Partnership
SP-2023-01614 | 2023-09-06 | 2775 LAUREL STREET, Vancouver, BC V5Z 1M9 | Sprinkler Permit | Commercial | Tenant Improvement | Completed | Commercial - Add 3 sprinkler heads and remove 2 sprinkler heads >BP: Room 10268 - 10th floor Interior alterations to the 10th floor to divide room 10268 into 4 new offices (rooms 10262, 10264, 10266 and 10268) in this existing Ambulatory Care Building on this site. Scope of work: construct new interior partition walls to create 4 new offices, doors, finishes, lighting, electrical and sprinkler work. *****This application does not include any of the following: 1. Not more than 20 sprinklers (add, relocate, or remove), 2. hydraulic calculations, 3. change in occupancy and /or hazard classification, 4. warehouse storage arrangements, 5. mobile compact storage arrangements, 6. alternative solutions, 7. changes to the sprinkler system supply piping (e.g. valves, mains, cross-mains, branch-lines, etc.), or 8. flexible sprinkler pipe. | Troy Life & Fire Safety Limited Protection Incendia Troyu Ltee
EP-2023-07295 | 2023-08-10 | 2775 LAUREL STREET, Vancouver, BC V5Z 1M9 | Electrical Permit | Commercial | NULL | Issued | Annual / Operating - Misc work throughout Renewal of EP-2022-06733 Valid Aug 19,2023 - Aug 18,2024 | Mott Electric General Partnership
EP-2023-10845 | NULL | 6569 KILLARNEY STREET, Vancouver, BC V5S 2X9 | Electrical Permit | Residential | Addition | Applicant Revisions | Installation / Repair - Residential - New service will be install at laneway house building .This permit is for underground supply from laneway house to main house. Reconnection of exisitng house to new laneway | CHEEMA ELECTRIC LTD
PP-2024-00085 | 2024-01-10 | 6638 KILLARNEY STREET, Vancouver, BC V5S 2Y1 | Plumbing Permit | Residential | New | Issued | Residential - sump no pump | Bhullar Excavating and Demolition
MP-2022-00622 | 2022-11-28 | 6698 KILLARNEY STREET, Vancouver, BC V5S 2Y1 | Mechanical Permit | NULL | NULL | Completed | NULL | Moore And Russell Heating And Air Conditioning Ltd
EP-2022-04563 | 2022-06-01 | 6698 KILLARNEY STREET, Vancouver, BC V5S 2Y1 | Electrical Permit | Residential | Tenant Improvement | Completed | Installation / Repair - Residential - Electrical install of heat pump. BP not required. No change to existing service. | Moore And Russell Heating And Air Conditioning Ltd
EP-2022-08924 | NULL | 6713 KILLARNEY STREET, Vancouver, BC V5S 2Y2 | Electrical Permit | Residential | New | Withdrawn | Installation / Repair - Residential - rough wiring and finishing of new LWH main service 200 amps lwh 125 amps main house 100 amps | OPTIMUM ELECTRICAL LTD
EP-2022-08925 | 2022-10-20 | 6713 KILLARNEY STREET, Vancouver, BC V5S 2Y2 | Electrical Permit | Residential | Renovation | Completed | Installation / Repair - Residential - new teck will be run into existing home from new LWH being built. The service will be removed from the main house and attached to the LWH when the LWH is complete and ready for permanent connection. Relocation of service | OPTIMUM ELECTRICAL LTD
GP-2022-03048 | 2022-10-07 | 6807 KILLARNEY STREET, Vancouver, BC V5S 2Y2 | Gas Permit | Residential | Renovation | Completed | Residential - Re & re hot water tank (BTU 40.000) | Milani Plumbing Heating & Air Conditioning Ltd
PP-2022-02369 | 2022-07-07 | 6838 KILLARNEY STREET, Vancouver, BC V5S 2Y3 | Plumbing Permit | Residential | New | Completed | Residential - 1FD+SS -#1 & #2 - install DCVA for Lawn irrigation To construct a 2 storey + basement one-family dwelling with a secondary suite located in the basement with a detached accessory building (garage), at the rear providing 3 parking spaces, having vehicular access from the lane. Note: This is a 2 storey building pursuant to the Zoning and Development By-Law 1- Covenant registered at the Land Title Office under CA9108295 2- No strata titling permitted 3- A/C unit proposed in the rear yard | University Sprinkler Systems Incorporated
SP-2022-00371 | 2022-03-16 | 6838 KILLARNEY STREET, Vancouver, BC V5S 2Y3 | Sprinkler Permit | Residential | New | Completed | Residential - 1FD+SS - install a new fire sprinkler system To construct a 2 storey + basement one-family dwelling with a secondary suite located in the basement with a detached accessory building (garage), at the rear providing 3 parking spaces, having vehicular access from the lane. Note: This is a 2 storey building pursuant to the Zoning and Development By-Law 1- Covenant registered at the Land Title Office under CA9108295 2- No strata titling permitted 3- A/C unit proposed in the rear yard | CENTRE LINE FIRE SPRINKLERS LTD
EP-2022-02415 | 2022-03-25 | 6838 KILLARNEY STREET, Vancouver, BC V5S 2Y3 | Electrical Permit | Residential | New | Completed | Installation / Repair - Residential - Low Voltage Roughing and Finishing for Security Alarm, cctv, data and cable >BP: To construct a 2 storey + basement one-family dwelling with a secondary suite ($1,072,250) located in the basement with a detached accessory building (garage), at the rear providing 3 parking spaces, having vehicular access from the lane. Note: This is a 2 storey building pursuant to the Zoning and Development By-Law 1- Covenant registered at the Land Title Office under CA9108295 2- No strata titling permitted 3- A/C unit proposed in the rear yard 4- Schedule B: Alan Prahalad P.Eng. (604-831-4431) Structural & Geotechnical 5- HPO: Residential Builder - Desato Enterprises Ltd. | Cruz Security Inc
GP-2022-00206 | 2022-01-24 | 6838 KILLARNEY STREET, Vancouver, BC V5S 2Y3 | Gas Permit | Residential | New | Completed | Residential - gas ( fireplace piping only ) To construct a 2 storey + basement one-family dwelling with a secondary suite located in the basement with a detached accessory building (garage), at the rear providing 3 parking spaces, having vehicular access from the lane. Note: This is a 2 storey building pursuant to the Zoning and Development By-Law 1- Covenant registered at the Land Title Office under CA9108295 2- No strata titling permitted 3- A/C unit proposed in the rear yard 4- Schedule B: Alan Prahalad P.Eng. (604-831-4431) Structural & Geotechnical 5- HPO: Residential Builder - Desato Enterprises Ltd. | WDR CONTRACTING LTD
PP-2022-00206 | 2022-01-24 | 6838 KILLARNEY STREET, Vancouver, BC V5S 2Y3 | Plumbing Permit | Residential | New | Completed | Residential - 1FD+SS- #1 & #2 - plumbing To construct a 2 storey + basement one-family dwelling with a secondary suite located in the basement with a detached accessory building (garage), at the rear providing 3 parking spaces, having vehicular access from the lane. Note: This is a 2 storey building pursuant to the Zoning and Development By-Law 1- Covenant registered at the Land Title Office under CA9108295 2- No strata titling permitted 3- A/C unit proposed in the rear yard | WDR CONTRACTING LTD
EP-2022-05240 | 2022-08-11 | 6888 KILLARNEY STREET, Vancouver, BC V5S 2Y4 | Electrical Permit | Residential | Renovation | Completed | Installation / Repair - Residential - New service to be installed It’s a relocation of service due to new LWH to be constructed. Main house is existing, . | 24/6 Electric Ltd
EP-2023-05025 | 2023-06-09 | 868 KINGSWAY, Vancouver, BC V5V 3C3 | Electrical Permit | Commercial | Renovation | Completed | Installation / Repair - Commercial - Re & Re Fire alarm panel. Note: This fire alarm system upgrade is limited only to the replacement of existing fire alarm panel without altering the existing wiring or outlet boxes. The issuance of this permit is based on Bulletin 2018-004-BU/EL. | Cobing Building Solutions Ltd
EP-2023-06015 | 2023-07-05 | 888 KINGSWAY, Vancouver, BC V5V 3C3 | Electrical Permit | Commercial | Tenant Improvement | Completed | Installation / Repair - Commercial - -Replace existing common area lighting -Rewire 2nd floor hallway tbar lighting -Replace existing common area emergency lighting -Replace existing ground floor outdoor lights -Replace existing outdoor sconces on 2 patios -Replace common area outlets where necessary >BP: CF-2017-008025 To provide interior & exterior alterations to this existing 3-storey mixed-use commercial and residential building. Scope of works: - remove existing acrylic stucco cladding and replace with new acrylic stucco and fiber cement cladding on all building elevations. - enclose existing exterior public corridor with new windows on 2nd floor. - enclose existing open public corridor on 3rd floor with new roof, windows and walls. - remove unauthorized enclosure in Unit 328 and restore exterior open roof deck to original approved condition. - enclose open roof deck in Unit 318. - install new awnings on the 2nd and 3rd floor. ******THIS PERMIT HAS BEEN REVIEWED & ISSUED UNDER THE REQUIREMENTS OF VBBL 2019 ******** Building Review Branch Notes: 1.Sch. A, Arch. B, Struct. B, D are submitted. 3. Part 11 design upgrade levels Per Major Renovation: 'F2’, ‘S2’, ‘N3', ‘A3’ & ‘E4’. 4. Separate awning sign permit requires for awnings above ground floor commercial suites. | Delport Electric 2000 Ltd
PP-2022-04415 | 2022-12-12 | 888 KINGSWAY, Vancouver, BC V5V 3C3 | Plumbing Permit | Commercial | Addition | Completed | Commercial - add 4 storm drains on the roof to the existing system >BP: To provide interior & exterior alterations to this existing 3-storey mixed-use commercial and residential building. Scope of works: - remove existing acrylic stucco cladding and replace with new acrylic stucco and fiber cement cladding on all building elevations. - enclose existing exterior public corridor with new windows on 2nd floor. - enclose existing open public corridor on 3rd floor with new roof, windows and walls. - remove unauthorized enclosure in Unit 328 and restore exterior open roof deck to original approved condition. - enclose open roof deck in Unit 318. - install new awnings on the 2nd and 3rd floor. ******THIS PERMIT HAS BEEN REVIEWED & ISSUED UNDER THE REQUIREMENTS OF VBBL 2019 ******** | CURAFLO OF BRITISH COLUMBIA LTD
EP-2023-11398 | NULL | 999 KINGSWAY, Vancouver, BC V5V 4Z7 | Electrical Permit | Commercial | Renovation | Application Incomplete | Installation / Repair - Commercial - Demo lamps only in 95 existing light fixtures, Supply and install (12) new LED high bay fixtures c/w light sensors. Work was done as an emergency. | Houle Electric Limited
EP-2023-10990 | 2023-12-08 | 999 KINGSWAY, Vancouver, BC V5V 4Z7 | Electrical Permit | Commercial | NULL | Issued | Annual / Operating - ***Annual Operating Permit*** RENEWAL OF EP-2022-10406 Valid Dec 10/23 until Dec 9/24 | Houle Electric Limited
EP-2022-10406 | 2022-12-12 | 999 KINGSWAY, Vancouver, BC V5V 4Z7 | Electrical Permit | Commercial | NULL | Expired | Annual / Operating - ***Annual Operating Permit*** Expired EP-2021-09069 Valid Dec 10/22 until Dec 9/23 | Houle Electric Limited
EP-2022-06619 | 2022-08-08 | 999 KINGSWAY, Vancouver, BC V5V 4Z7 | Electrical Permit | Commercial | Addition | Completed | Installation / Repair - Commercial - Replace the current CCTV server with a new one and update to ACC7/Windows 10; Install 8 new cameras - NO MAGLOCK Site Contact: Rajinder Gill 604-329-9754 Amend: Sept 6, 2022 Additional cost for cable was missed here for $1111.11 can we please amend the value to include it the total value should be $2295.11 instead of the 1184.00 applied for. | PALADIN TECHNOLOGIES INC
NULL | NULL | 999 KINGSWAY, Vancouver, BC V5V 4Z7 | Electrical Permit | Commercial | New | Withdrawn | Installation / Repair - Commercial - testing permit fee calculator | Houle Electric Limited
PP-2022-00478 | 2022-02-10 | 1050 KINGSWAY, Vancouver, BC V5V 3C6 | Plumbing Permit | Commercial | Tenant Improvement | Completed | Commercial - Demo and cap off make up water line serving the Cooling Tower Reference: OP-2020-00758 & CF-2021-015118 | Broadway Refrigeration & Air Conditioning Co Ltd
PP-2023-02789 | 2023-08-08 | 1143 KINGSWAY, Vancouver, BC V5V 3C9 | Plumbing Permit | Commercial | Renovation | Issued | Commercial - new plumbing work >BP: Interior and exterior alterations to provide tenant improvements for a new tenant (Fitness – Group A2) in this existing one-storey commercial building. Scope of work includes removing and replacing all interior partitions with electrical mechanical and plumbing to suite new layout. | SEAHAWKS PLUMBING AND HEATING LTD
EP-2023-07348 | 2023-08-15 | 1143 KINGSWAY, Vancouver, BC V5V 3C9 | Electrical Permit | Commercial | New | Issued | Installation / Repair - Commercial - New Electrical Installation of Boxes, Wiring, Receptacles, Lighting. >BP: Interior and exterior alterations to provide tenant improvements for a new tenant (Fitness – Group A2) in this existing one-storey commercial building. Scope of work includes removing and replacing all interior partitions with electrical mechanical and plumbing to suite new layout. | Via Electric Ltd
EP-2023-07349 | NULL | 1143 KINGSWAY, Vancouver, BC V5V 3C9 | Electrical Permit | Commercial | New | Application Incomplete | Installation / Repair - Commercial - installation of wiring for outside front Signage power | Via Electric Ltd
EP-2023-08829 | 2023-10-03 | 1143 KINGSWAY, Vancouver, BC V5V 3C9 | Electrical Permit | Commercial | Renovation | Issued | Installation / Repair - Commercial - Alarm wiring and complete installation. >BP: Interior and exterior alterations to provide tenant improvements for a new tenant (Fitness – Group A2) in this existing one-storey commercial building. Scope of work includes removing and replacing all interior partitions with electrical mechanical and plumbing to suite new layout. OK for BP Only per D. Langevin This project is considered a small suite minor renovation. Upgrade triggers F1, S1, N1 and A1 apply. Schedule A, Schedule B (Architectural), Danny Ka Wai Wong, AIBC Schedule B (Structural) Alan Prahalad, P.Eng. Schedule B (Mechanical & Plumbing) Satwik Shetty, P.Eng. and Schedule B (Electrical) Abdul El-Haddad provided for this project. Building Review Notes: 1. This permit has been reviewed under the requirements of the VBBL #12511 (2019) 2. Separate sign permit required for any exterior signage. 3. Contractor is required to have a valid business license in the City of Vancouver before commencement of any work. | Husky Alarm Integration Ltd
GP-2022-00796 | 2022-03-15 | 6698 LANARK STREET, Vancouver, BC V5P 2Z3 | Gas Permit | Residential | Renovation | Completed | Residential - New gas fireplace insert with vent & hook up **Amend 04/04/2022** permit needs to reflect 2 fire places not one | Fastgo System 2011 Inc DBA Fireplaces Unlimited
GP-2022-02717 | 2022-09-09 | 6740 LANARK STREET, Vancouver, BC V5P 2Z4 | Gas Permit | Residential | Tenant Improvement | Completed | Residential - Hot Water Tank Replacement | Wah Fai Plumbing & Heating Inc
GP-2022-03220 | 2022-12-01 | 6740 LANARK STREET, Vancouver, BC V5P 2Z4 | Gas Permit | Residential | Renovation - Dwelling Unit(s) only | Completed | Residential - FURNACE REPLACEMENT | CoStar Home Energy Ltd
EP-2023-01411 | 2023-02-22 | 7070 KNIGHT STREET, Vancouver, BC V5P 2W7 | Electrical Permit | Commercial | Addition | Issued | Installation / Repair - Commercial - Electrical for new fuel dispenser and generator fuel supply as well as monitoring. We will be connecting one Fuel Dispenser and one fuel pump. >BP: To construct a new Fire Hall 17 to house 2 full fire fighting crews and 4x drive-through vehicle bays. Main components include vehicle bays, offices, training facilities, living quarters and hose tower. NOTE: Fire trucks shall not obstruct pedestrian sidewalk at any time. Approved Safety Procedure and Plan must be posted at conspicuous location in the Apparatus Bay and followed when the apparatus is parked on the apron. Stage 1 - Issued Nov. 14, 2018 (Excavation and Shoring) Stage 2 - Issued Dec. 3, 2018 ( Full Construction) Revision#1 - Change in Certified Professional and Change in Geotechnical Engineer Effective January 21, 2019: Gord Richards will be the Certified Professional on this project in accordance with Jensen Hughes Letter, dated January 24, 2019. Change of Geotechnical Engineer of record - effective January 9, 2019 - Mr. Jeremy Zandberg, P. Eng. assumed responsibility as a Registered Professional of record for geotechnical discipline. New Geotechnical Schedule B on file. Revision#2 - Sep 7, 2021 - Change in Civil Engineer of Record Effective Nov 14, 2020 Mr. Brian Helenurm, P. Eng. assumed responsibility of RPR for civil discipline on this project. | Lakeview Power Systems Inc
EP-2022-07809 | 2022-09-16 | 7282 KNIGHT STREET, Vancouver, BC V5P 2W8 | Electrical Permit | Commercial | Tenant Improvement | Completed | Installation / Repair - Commercial - Install 20amp 240v receptacle for novelty freezer inside 7-11 store | Grimes & White Electrical Services Ltd.
EP-2023-03005 | 2023-04-05 | 2933 LAUREL STREET, Vancouver, BC V5Z 3T4 | Electrical Permit | Commercial | NULL | Issued | Annual / Operating - Maintenance of EV-EMS and EV charging infrastructure | Stream Energy Systems Inc
EP-2023-02938 | 2023-04-11 | 2933 LAUREL STREET, Vancouver, BC V5Z 3T4 | Electrical Permit | Commercial | Renovation | Cancelled | Installation / Repair - Commercial - Install EV-EMS & EV Infrastructure for 26 stalls based on 4:1 circuit ratio. | Stream Energy Systems Inc
GP-2022-02287 | 2022-08-09 | 3075 LAUREL STREET, Vancouver, BC V5Z 3T6 | Gas Permit | Residential | Renovation | Issued | Residential - RE N RE - Furnace replacement | Hydra Con Services
PP-2022-00179 | 2022-01-21 | 3256 LAUREL STREET, Vancouver, BC V5Z 3T9 | Plumbing Permit | Residential | Renovation | Completed | Residential - 1FD+SS - finishing in 1 bathroom on main floor and one bathroom downstairs and suite kitchen downstairs To permit exterior and interior alterations and to change the use to a one family dwelling with secondary suite on this existing inside with lane site. Scope of work to include: Relocating the furnace and ducting, adding a kitchen and rearranging the walls to create a suite in the basement. Relocating laundry into basement suite and adding additional laundry on main floor. Satisfy alterations to the front porch and remove enclosed area under front porch. Rear storage to remain unheated and for storage only. | Blue Mountain Services Ltd
EP-2022-03295 | 2022-05-05 | 3268 LAUREL STREET, Vancouver, BC V5Z 3T9 | Electrical Permit | Residential | Tenant Improvement | Completed | Installation / Repair - Residential - Service upgrade from 100A 240V - 200A 240V, to allow for future Heat pump/AC and EV charging station down the road. -Load calc as per attached. Suite feeder is a #2/3c Alum rated at for 90A's. This is bang on, if an AC is added at a later date. I was surprised once I plugged in the numbers, that the existing service feeder could carry the load. We have been asked to install a tech cable for the purposed future AC. Strata has not approved the install of the tenants exterior mounted AC yet. Strata is reviewing Main Service load as we have been told other tenants would also like to also add AC units. | Christopher Michael Newman
GP-2022-02350 | NULL | 3268 LAUREL STREET, Vancouver, BC V5Z 3T9 | Gas Permit | Residential | New | Withdrawn | Residential - Gas fireplace installation | 496302 BC Ltd
GP-2022-02685 | NULL | 3268 LAUREL STREET, Vancouver, BC V5Z 3T9 | Gas Permit | Residential | Renovation | Withdrawn | Residential - Gas fireplace installation | 496302 BC Ltd
GP-2023-03768 | 2023-11-28 | 3268 LAUREL STREET, Vancouver, BC V5Z 3T9 | Gas Permit | Residential | Addition | Completed | Residential - Furnace re/re 60,000 BTU | HAMZEH GERAMI Dba Nation Heating & Cooling
EP-2023-01836 | 2023-03-07 | 3292 LAUREL STREET, Vancouver, BC V5Z 3T9 | Electrical Permit | Residential | Renovation | Issued | Installation / Repair - Residential - Upgrade to a 200A overhead service. Kitchen and bathroom renovation. Extension under deck with storage space. Electric baseboard heat in storage area. New pot lights, lights and fixtures in renovated areas *MP-2023-00944: Issued (Heating and Cooling) >BP: Exterior and interior alterations to construct a 9.54’ by 24.25’ covered porch with storage underneath at this existing single detached dwelling on site. Scope of work includes removal of kitchenette at basement, kitchen reno on the main floor, window replacement on South elevation. Structural Schedule B, submitted by: Jianli Guo, P. Eng., 604.518.1098 Geotechnical (Temporary & Permanent) Structural B, submitted by: P.K.L. Fong, P. Eng., 604.837.3205 Renovation Energy Upgrade Proposal provided by Natasa Micovic of Capture Energy, 778.835.8807 Note: - This is a non sprinklered building. - Install interconnected, hardwired, 120 volt smoke alarms with battery back-up and silencing feature, in each sleeping unit and within 5m outside each sleeping areas on each storey as per Building Bylaw 9.10.19. - Install Carbon Monoxide Alarm as per Building By-Law 9.32.4.2. & Bulletin 2007-007-BU/EL | F & S Electrical Ltd
GP-2023-01881 | 2023-06-21 | 3292 LAUREL STREET, Vancouver, BC V5Z 3T9 | Gas Permit | Residential | New | Cancelled | Residential - Rough in new BBQ on the deck1 BBQ Rough In >BP: Exterior and interior alterations to construct a 9.54’ by 24.25’ covered porch with storage underneath at this existing single detached dwelling on site. Scope of work includes removal of kitchenette at basement, kitchen reno on the main floor, window replacement on South elevation. | BD Plumbing
GP-2023-01946 | 2023-06-28 | 3292 LAUREL STREET, Vancouver, BC V5Z 3T9 | Gas Permit | Residential | Addition | Completed | Residential - 1 bbq box >BP: Exterior and interior alterations to construct a 9.54’ by 24.25’ covered porch with storage underneath at this existing single detached dwelling on site. Scope of work includes removal of kitchenette at basement, kitchen reno on the main floor, window replacement on South elevation | Green Mountain Solutions Inc
MP-2023-00944 | 2023-05-29 | 3292 LAUREL STREET, Vancouver, BC V5Z 3T9 | Mechanical Permit | NULL | NULL | Completed | NULL | Green Mountain Solutions Inc
PP-2023-01703 | 2023-05-15 | 3292 LAUREL STREET, Vancouver, BC V5Z 3T9 | Plumbing Permit | Residential | New | Issued | Residential - Sump to be installed out side | 4way Excavating & Drain Tile Ltd
PP-2023-01839 | 2023-05-25 | 3292 LAUREL STREET, Vancouver, BC V5Z 3T9 | Plumbing Permit | Residential | Renovation | Completed | Residential - Convert 1 tub to shower, new location for kitchen sink and basin >BP: Exterior and interior alterations to construct a 9.54’ by 24.25’ covered porch with storage underneath at this existing single detached dwelling on site. Scope of work includes removal of kitchenette at basement, kitchen reno on the main floor, window replacement on South elevation. | BD Plumbing
GP-2023-01628 | 2023-05-25 | 3292 LAUREL STREET, Vancouver, BC V5Z 3T9 | Gas Permit | Residential | Renovation | Completed | Residential - 1 Fireplace E30I-S3 GAS INSERT GAS WITHIN 12' >BP: Exterior and interior alterations to construct a 9.54’ by 24.25’ covered porch with storage underneath at this existing single detached dwelling on site. Scope of work includes removal of kitchenette at basement, kitchen reno on the main floor, window replacement on South elevation | BC Fireplace Service Inc
GP-2023-03432 | 2023-11-07 | 3370 LAUREL STREET, Vancouver, BC V5Z 3V1 | Gas Permit | Residential | Renovation | Completed | Residential - replacement upflow furnace | Hillcrest Plumbing & Heating (1991) Ltd
GP-2023-02500 | 2023-08-27 | 5606 MACKENZIE STREET, Vancouver, BC V6N 1H2 | Gas Permit | Residential | Renovation | Completed | Residential - Replace medium efficiency boiler to high high-efficiency | Pars Mechanical Corp
GP-2023-02473 | 2023-08-24 | 5649 MACKENZIE STREET, Vancouver, BC V6N 1H1 | Gas Permit | Residential | Renovation | Issued | Residential - Decommission and removal of old natural gas furnace and install new high efficient furnace with heat pump | Ashton Service Group/Ashton Mechanical Ltd.
MP-2023-01162 | 2023-06-23 | 5649 MACKENZIE STREET, Vancouver, BC V6N 1H1 | Mechanical Permit | NULL | NULL | Completed | NULL | Ashton Service Group/Ashton Mechanical Ltd.
EP-2023-06715 | 2023-09-14 | 5649 MACKENZIE STREET, Vancouver, BC V6N 1H1 | Electrical Permit | Residential | Renovation - Dwelling Unit(s) only | Completed | Installation / Repair - Residential - Install circuit for heat pump *MP-2023-01162: Completed ¦ WWOP Applied | Douglas Millington o/a Moose Electric
EP-2023-02181 | 2023-03-15 | 5662 MACKENZIE STREET, Vancouver, BC V6N 1H2 | Electrical Permit | Residential | Renovation | Issued | Installation / Repair - Residential - Service Upgrade from 100amp to 200 amps | Trident Electric Ltd
GP-2022-01267 | 2022-04-22 | 5988 MACKENZIE STREET, Vancouver, BC V6N 4K4 | Gas Permit | Residential | Renovation | Completed | Residential - Thermador 36" Gas Cooktop | Han Appliances & Refrigeration Ltd
GP-2023-00466 | 2023-02-08 | 6120 MACKENZIE STREET, Vancouver, BC V6N 1H5 | Gas Permit | Residential | Renovation | Completed | Residential - Gas insert fireplace installation | Vaglio Fireplace LTD
GP-2023-00666 | 2023-02-23 | 6124 MACKENZIE STREET, Vancouver, BC V6N 1H5 | Gas Permit | Residential | Renovation | Issued | Residential - Combi boiler, heat pump, furnace, ERV installation | Angels Heating & Cooling Ltd
EP-2023-04775 | 2023-05-30 | 6124 MACKENZIE STREET, Vancouver, BC V6N 1H5 | Electrical Permit | Residential | Addition | Completed | Installation / Repair - Residential - Installation of security system. | ADT Security Services Canada Inc
MP-2023-01632 | NULL | 6124 MACKENZIE STREET, Vancouver, BC V6N 1H5 | Mechanical Permit | NULL | NULL | Application Incomplete | NULL | Angels Heating & Cooling Ltd
EP-2023-03958 | 2023-05-10 | 6155 MACKENZIE STREET, Vancouver, BC V6N 1H4 | Electrical Permit | Residential | Tenant Improvement | Completed | Installation / Repair - Residential - Upgrading electrical service to 200amp. Existing service is 100 amp. | EURO TECH ELECTRIC LTD.
EP-2023-03144 | 2023-04-18 | 6177 MACKENZIE STREET, Vancouver, BC V6N 1H4 | Electrical Permit | Residential | Renovation | Issued | Installation / Repair - Residential - Upgrade existing 200 Amps overhead service to 400 Amps overhead. Also, provide electrical hook-up for a 60 Amp/240 Volt jacuzzi unit and a 40 Amps/240 Volt hot-tub. Install two additional 40 Amps/240 Volt receptacles for future electric vehicle chargers in the detached garage. At the back of the property is where the jacuzzi and hot-tub will be located. The service will be located at the detached garage at the back. | Bill's Electrical Services Ltd
EP-2022-01205 | 2022-02-15 | 6177 MACKENZIE STREET, Vancouver, BC V6N 1H4 | Electrical Permit | Residential | Renovation | Completed | Installation / Repair - Residential - Finishing work for security system only >BP: Exterior and interior alterations to provide improvements to this existing one family dwelling. Scope of work: - Bathroom & kitchen updates on all floors levels, add on bathroom on basement, millwork, new laundry, WIC, reconfigure master bedroom and in-suite on upper fl, new fireplace, install & remove interior doors & walls, plumbing fixtures and EL work. - Replacing front porch, changing and relocate windows, validating approximately 30 sf of floor area on the main floor done without permit, and extending unauthorized deck. OK for field review as per Eun Jeon Feb 17th, 2021 Schedule B Structural & Geotechnical (Temp & permanent) submitted per Jeff Allester, 604-228-0518 Note: 1. This is a sprinklered building. SP required 2. Existing nonconforming FSR and side yard reviewed and relaxed by David Jung. | Provident Security Corp
EP-2022-06516 | 2022-08-04 | 5828 LANCASTER STREET, Vancouver, BC V5R 4B1 | Electrical Permit | Residential | Renovation | Completed | Installation / Repair - Residential - new teck will be run into existing home from new LWH being built. The service will be removed from the main house and attached to the LWH when the LWH is complete and ready for permanent connection. Relocation of service main service 200 amps main house 125 amps lwh 100 amps | OPTIMUM ELECTRICAL LTD
EP-2022-05824 | 2022-07-12 | 628 KINGHORNE MEWS, Vancouver, BC V6Z 3H6 | Electrical Permit | Residential | Addition | Completed | Installation / Repair - Residential - Installation of the EV upgrade to the building >>AMEND: Sept. 22, 2022 -please include a service upgrade as the building now wants to add an additional BC-Hydro meter. | Mott Electric General Partnership
EP-2023-04823 | 2023-05-31 | 628 KINGHORNE MEWS, Vancouver, BC V6Z 3H6 | Electrical Permit | Residential | Addition | Completed | Installation / Repair - Residential - Three additional EV chargers installation on the EV-backbone. | Mott Electric General Partnership
EP-2023-03921 | 2023-05-05 | 633 KINGHORNE MEWS, Vancouver, BC V6Z 3H3 | Electrical Permit | Commercial | Addition | Completed | Installation / Repair - Commercial - Add chlorine gas leak monitoring detector in electrical room. >>Amend: May 10th -Location of this permit is: 633 Kinghorne Mews - Electrical room | Brian Van Schagen
EP-2023-01799 | 2023-03-09 | 633 KINGHORNE MEWS, Vancouver, BC V6Z 3H3 | Electrical Permit | Residential | Addition | Completed | Installation / Repair - Residential - Electric Vehicle Charging Infrastructure - Wiring installation for electric vehicle supply equipment (EVSE). Install a 500 kVA transformer (600:208V 3P4W), 1200A distribution panelboard, 4x 400A EV panelboards, 49x EV branch circuits with power sharing 4:1 ratio. | Mott Electric General Partnership
EP-2022-06500 | 2022-08-04 | 633 KINGHORNE MEWS, Vancouver, BC V6Z 3H3 | Electrical Permit | Commercial | Addition | Completed | Installation / Repair - Commercial - Install a 35kVAR capacitor bank. | Cielo Electric Ltd
EP-2022-10539 | 2022-12-13 | 3023 KINGS AVENUE, Vancouver, BC V5R 4T1 | Electrical Permit | Residential | New | Expired | Temporary Power - Residential - To provide temporary power. | Myarc Electrical Inc
NULL | NULL | 3023 KINGS AVENUE, Vancouver, BC V5R 4T1 | Electrical Permit | Residential | New | Draft | Temporary Power - Residential - To provide temporary power. | NULL
PP-2023-00319 | 2023-02-01 | 3023 KINGS AVENUE, Vancouver, BC V5R 4T1 | Plumbing Permit | Residential | New | Issued | Residential - Sumps -NOTE: Engineering Assurance letter will be submitted to the Plumbing Inspector on the site. Letter shall conform to the requirements of Vancouver Bulletin 2000-008-EL/PL. >BP: To construct a two-storey two-family dwelling with two secondary suites located in the basement, with a detached accessory building (garage) and one open parking pad at the rear providing 3 parking spaces, having vehicular access from the lane. | Bhullar Excavating and Demolition
EP-2023-02708 | 2023-04-19 | 3023 KINGS AVENUE, Vancouver, BC V5R 4T1 | Electrical Permit | Residential | New | Issued | Installation / Repair - Residential - Installation / Repair - Residential - Install electrical service, panel box, bathroom fans, light fixtures, smoke detectors, receptacles and switch, wiring branch/appliance circuits. >BP: To construct a two-storey two-family dwelling with two secondary suites located in the basement, with a detached accessory building (garage) and one open parking pad at the rear providing 3 parking spaces, having vehicular access from the lane. Note: This is a 2 storey building pursuant to the Zoning and Development By-Law 1. No strata titling permitted. 2. A/C units proposed in rear yard. 3. Bar sinks proposed in main floor. 4. Schedule B: Christopher Man, P.Eng. (604.874.3237) Structural. 5. Schedule B: Paullus K.F. Young, P.Eng. (604.841.7748) Geotechnical 6. HPO: Tsuan Wan Construction Co Ltd. | Myarc Electrical Inc
EP-2023-04491 | 2023-05-23 | 3023 KINGS AVENUE, Vancouver, BC V5R 4T1 | Electrical Permit | Residential | New | Issued | Installation / Repair - Residential - Alarm, telephone, tv, net, cctv. >BP: To construct a two-storey two-family dwelling with two secondary suites located in the basement, with a detached accessory building (garage) and one open parking pad at the rear providing 3 parking spaces, having vehicular access from the lane. Note: This is a 2 storey building pursuant to the Zoning and Development By-Law 1. No strata titling permitted. 2. A/C units proposed in rear yard. 3. Bar sinks proposed in main floor. 4. Schedule B: Christopher Man, P.Eng. (604.874.3237) Structural. 5. Schedule B: Paullus K.F. Young, P.Eng. (604.841.7748) Geotechnical 6. HPO: Tsuan Wan Construction Co Ltd. ******THIS PERMIT HAS BEEN ISSUED UNDER THE REQUIREMENTS OF VBBL #12511 (2019)****** Combustible projections or roof soffits on an exposing building face shall not project to less than .45m from the property line and shall be in compliance with VBBL 2019 9.10.15.5.(9) The entire building, to be sprinklered to 2 x NFPA 13D. | Best Built-In Centre Ltd
EP-2022-02609 | 2022-03-31 | 2777 KINGSWAY, Vancouver, BC V5R 5H7 | Electrical Permit | Commercial | NULL | Expired | Annual / Operating - Maintenance of any existing electrical or equipment maintained withing the building. Carry out electrical work in the building during the next 12 months. Valid Apr 7, 2022 - Apr 6, 2023 Renewal of EP-2021-02716 Amend: Oct 12, 2022 contractor current address is: Unit# 113, 17828 - 65A Avenue Surrey, BC V3S 1Z3 | ATEC INSTALLATIONS LTD
EP-2023-03137 | 2023-04-12 | 2777 KINGSWAY, Vancouver, BC V5R 5H7 | Electrical Permit | Commercial | NULL | Issued | Annual / Operating - -Annual Operating Permit Maintenance of any existing electrical or equipment maintained within the building. Carry out electrical work in the building during the next 12 months. Valid Apr 7, 2023 - Apr 6, 2024 Renewal of EP-2022-02609 Amend: Oct 12, 2022 contractor current address is: Unit# 113, 17828 - 65A Avenue Surrey, BC V3S 1Z3 | ATEC INSTALLATIONS LTD
EP-2023-03441 | 2023-09-28 | 2777 KINGSWAY, Vancouver, BC V5R 5H7 | Electrical Permit | Commercial | Addition | Issued | Installation / Repair - Commercial - Installation of a new 60 amp fused disconnect and 15m #6 wiring for a drop cord for a future machine and install 2 new LED lights. There are only 2 lights that are being added in the manufacturing area for this project. | ATEC INSTALLATIONS LTD
GP-2022-02848 | 2022-09-27 | 3094 KINGS AVENUE, Vancouver, BC V5R 5A2 | Gas Permit | Residential | Renovation | Completed | Residential - Installation of a gas furnace | ROMA Heating Ltd
PP-2021-04124 | 2022-01-11 | 3154 KINGS AVENUE, Vancouver, BC V5R 4T4 | Plumbing Permit | Commercial | New | Issued | Commercial - new triplex To construct a Multiple Dwelling containing 3 dwelling units, providing 3 parking spaces having vehicular access from the lane. | ALI & ALI PLUMBING & HEATING LTD
GP-2023-03993 | 2023-12-12 | 5838 KNIGHT STREET, Vancouver, BC V5P 2V3 | Gas Permit | Residential | Renovation | Completed | Residential - Furnace replacement with new 636 venting | Torr Refrigeration & HVAC Inc
MP-2023-02214 | 2023-12-12 | 5838 KNIGHT STREET, Vancouver, BC V5P 2V3 | Mechanical Permit | NULL | NULL | Completed | NULL | Torr Refrigeration & HVAC Inc
NULL | NULL | 5843 KNIGHT STREET, Vancouver, BC V5P 2V4 | Electrical Permit | Residential | Renovation | Draft | Temporary Power - Residential - To provide temporary power. | Levan Electrical Services Inc
EP-2023-06969 | 2023-08-03 | 5843 KNIGHT STREET, Vancouver, BC V5P 2V4 | Electrical Permit | Residential | Renovation | Issued | Installation / Repair - Residential - Upgrading service from 60A to 100A single phase 3 wire. | Levan Electrical Services Inc
EP-2022-06283 | 2022-07-27 | 2880 KITCHENER STREET, Vancouver, BC V5K 3E3 | Electrical Permit | Residential | Renovation - Dwelling Unit(s) only | Completed | Installation / Repair - Residential - Legal second suite wiring and installation , ( lighting , receptacle) , and service upgrading . Exterior and interior alterations to change the use from one family dwelling to one family dwelling with a secondary suite. Scope of work includes to remove the attached two car garage. | Shuming Electric Ltd
PP-2022-02010 | 2022-06-15 | 2880 KITCHENER STREET, Vancouver, BC V5K 3E3 | Plumbing Permit | Residential | Renovation | Completed | Residential - 2ND SUITE PLUMBING PERMIT Exterior and interior alterations to change the use from one family dwelling to one family dwelling with a secondary suite. Scope of work includes to remove the attached two car garage. | J&YMechanical Ltd
GP-2023-00225 | 2023-01-18 | 2891 KITCHENER STREET, Vancouver, BC V5K 3E4 | Gas Permit | Residential | Renovation | Completed | Residential - Replace gas furnace and water heater system on ground floor. | Canadian Care Heating & Cooling Ltd
EP-2023-05938 | 2023-07-04 | 1541 KINGSWAY, Vancouver, BC V5N 2R8 | Electrical Permit | Commercial | Addition | Completed | Installation / Repair - Commercial - Low voltage installation of CCTV system. | Telus Custom Security Systems Inc
EP-2023-06528 | 2023-07-20 | 7309 KNIGHT STREET, Vancouver, BC V5P 2X1 | Electrical Permit | Commercial | Tenant Improvement | Completed | Installation / Repair - Commercial - Installation of (2) new EV chargers (DCFC stations), and branch panel. | Power Pros Electrical Ltd
EP-2022-00126 | 2022-01-12 | 7329 KNIGHT STREET, Vancouver, BC V5P 2X1 | Electrical Permit | Residential | New | Completed | Installation / Repair - Residential - TV Tel security alarm, cameras wiring only. >BP: 1 STOREY LANEWAY HOME + ATTACHED GARAGE + 1 OPEN PARKING To construct a 1 storey laneway house building ($210,952.50) with an attached garage providing 1 parking space and 1 required open parking over gravel providing 2 parking spaces in total, having vehicular access from the 20' Lane. The entire building, INCLUDING THE ATTACHED GARAGE (if applicable), to be sprinklered to NFPA 13D. | A V I Intermedia Ltd
GP-2023-03159 | 2023-10-20 | 2935 KITCHENER STREET, Vancouver, BC V5K 3E6 | Gas Permit | Residential | Renovation | Completed | Residential - Re and re boiler | Lambert Plumbing & Heating
EP-2022-06676 | 2022-08-12 | 6939 LABURNUM STREET, Vancouver, BC V6P 5M8 | Electrical Permit | Residential | Addition | Completed | Installation / Repair - Residential - Service upgrade from 100 to 200 Amps. Supply and install new private pole on property -Single phase 200A Yes, the location is approved. | Hall Electrical Ltd
PP-2023-02658 | 2023-07-26 | 7395 LABURNUM STREET, Vancouver, BC V6P 5N2 | Plumbing Permit | Residential | New | Completed | Residential - installing a backflow preventer for lawn irrigation >BP: To construct a 2 storey one-family dwelling with a Laneway House with an attached garage, at the rear providing 2 enclosed and 1 surface parking space, having vehicular access from the lane. | Chongren Yao
PP-2023-03955 | 2023-11-09 | 7395 LABURNUM STREET, Vancouver, BC V6P 5N2 | Plumbing Permit | Residential | New | Completed | Residential - >>>To continue work from PP-2021-00168 Change of contractor letter provided Plumbing compay change for final plumbing and gas inspections. Please advise the new permit cost for the final plumbing. Thank You >BP: To construct a 2 storey one-family dwelling with a Laneway House with an attached garage, at the rear providing 2 enclosed and 1 surface parking space, having vehicular access from the lane. Note: This is a 2 storey building pursuant to the Zoning & Development By-law | PROWORK PLUMBING & HEATING LTD.
GP-2023-03766 | 2023-12-05 | 7395 LABURNUM STREET, Vancouver, BC V6P 5N2 | Gas Permit | Residential | New | Completed | Residential - CONTINUE WORK STARTED BY PREVIOUS(GP-2021-01961) 1 Range, 1 Boiler and 1 Fireplace >BP: To construct a 2 storey one-family dwelling with a Laneway House with an attached garage, at the rear providing 2 enclosed and 1 surface parking space, having vehicular access from the lane. | PROWORK PLUMBING & HEATING LTD.
EP-2023-07652 | 2023-08-22 | 5842 LANCASTER STREET, Vancouver, BC V5R 4B1 | Electrical Permit | Residential | New | Issued | Temporary Power - Residential - To provide temporary power. NOTE: Work authorized by this permit is for placement of a temporary power pole only and does not authorize any site construction and/or excavation. A separate Building Permit will be required prior to commencement of any other work on this site | Zhu Chen
GP-2022-01903 | 2022-06-24 | 5386 LANARK STREET, Vancouver, BC V5P 2Y1 | Gas Permit | Residential | Tenant Improvement | Completed | Residential - Boiler Replacement | Wah Fai Plumbing & Heating Inc
GP-2022-01728 | 2022-06-08 | 5419 LANARK STREET, Vancouver, BC V5P 2X9 | Gas Permit | Residential | New | Completed | Residential - Gas fitting main floor note fireplace just gas piping only | KSS Mechanical Ltd
PP-2022-01617 | 2022-05-11 | 5419 LANARK STREET, Vancouver, BC V5P 2X9 | Plumbing Permit | Residential | New | Completed | Residential - Plumbing for: >BP: To construct a 2 storey one-family dwelling with a secondary suite located in the Basement ($702,750.00) with an open parking pad, providing 1 parking space, having vehicular access from the 20' Lane. 1. Covenant registered at the Land Title Office under CA9072921 2. No Strata Titling permitted 3. No A/C Unit proposed 4. A/C proposed – Exterior component located in west, Interior component located in second floor 5. Schedule B: (Shambhu N. Biswas) P.Eng (604.250.8666) Structural 6. Schedule B: (Jason Hui) P.Eng (778.319.3403) Geotechnical 7. HPO: Residential Builder- LiWa Enterprises Ltd. Note: This is a 2 storey building pursuant to the Zoning and Development By-Law Address Information: Principle Dwelling: #1-5419 Lanark St Secondary Suite: #2-5419 Lanark St Laneway home: #3-5419 Lanark St Addresses have been assigned per the approved plans, access to the rear unit is from the North side. This access must be provided & maintained at all times and the building addresses posted to be visible from the street in accordance with the Building By-law. **THIS PERMIT HAS BEEN ISSUED UNDER THE REQUIREMENTS OF VBBL #12511 (2019) ** ****ALL PROJECT COORINDATOR NOTES HAS BEEN ACCEPTED BY THE APPLICANT Site investigation indicated that there was no peat present and is subject to final verification on site during construction. In the event of that peat is encountered through site work, an updated geotechnical report is required and soil stability measures will need to be incorporated, as outlined in the City of Vancouver Bulletin 2016-005-BU | KSS Mechanical Ltd
PP-2022-01021 | 2022-03-25 | 5419 LANARK STREET, Vancouver, BC V5P 2X9 | Plumbing Permit | Residential | New | Completed | Residential - 1FD+SS - 5419 LANARK ST - #1 & #2 - sumps without Pump To construct a 2 storey one-family dwelling with a secondary suite located in the Basement with an open parking pad, providing 1 parking space, having vehicular access from the 20' Lane. 1. Covenant registered at the Land Title Office under CA9072921 2. No Strata Titling permitted 3. No A/C Unit proposed 4. A/C proposed – Exterior component located in west, Interior component located in second floor | Bhullar Excavating and Demolition
EP-2022-05878 | 2022-07-12 | 5419 LANARK STREET, Vancouver, BC V5P 2X9 | Electrical Permit | Residential | New | Expired | Temporary Power - Residential - To provide temporary power. | Kooner Electrical Ltd
SP-2022-01751 | 2022-10-21 | 5419 LANARK STREET, Vancouver, BC V5P 2X9 | Sprinkler Permit | Residential | New | Completed | Residential - IFD+SS - #1 & #2 - Install sprinklers in SFD >DB: To construct a 2 storey one-family dwelling with a secondary suite located in the Basement with an open parking pad, providing 1 parking space, having vehicular access from the 20' Lane. 1. Covenant registered at the Land Title Office under CA9072921 2. No Strata Titling permitted 3. No A/C Unit proposed 4. A/C proposed – Exterior component located in west, Interior component located in second floor | Gold Key Fire Protection Ltd
EP-2022-04521 | 2022-05-31 | 5419 LANARK STREET, Vancouver, BC V5P 2X9 | Electrical Permit | Residential | New | Completed | Installation / Repair - Residential - Service, Rough Wiring ,and Finishing complete MAIN HOUSE 100A SECONDARY SUITE 100A LANEWAY 125A MAIN CONCUMER'S SERVICE 200A 3 ELECTRIC METERS. >BP: To construct a 2 storey one-family dwelling with a secondary suite located in the Basement ($702,750.00) with an open parking pad, providing 1 parking space, having vehicular access from the 20' Lane. 1. Covenant registered at the Land Title Office under CA9072921 2. No Strata Titling permitted 3. No A/C Unit proposed 4. A/C proposed – Exterior component located in west, Interior component located in second floor 5. Schedule B: (Shambhu N. Biswas) P.Eng (604.250.8666) Structural 6. Schedule B: (Jason Hui) P.Eng (778.319.3403) Geotechnical 7. HPO: Residential Builder- LiWa Enterprises Ltd. Note: This is a 2 storey building pursuant to the Zoning and Development By-Law Address Information: Principle Dwelling: #1-5419 Lanark St Secondary Suite: #2-5419 Lanark St Laneway home: #3-5419 Lanark St Addresses have been assigned per the approved plans, access to the rear unit is from the North side. This access must be provided & maintained at all times and the building addresses posted to be visible from the street in accordance with the Building By-law. **THIS PERMIT HAS BEEN ISSUED UNDER THE REQUIREMENTS OF VBBL #12511 (2019) ** ****ALL PROJECT COORINDATOR NOTES HAS BEEN ACCEPTED BY THE APPLICANT Amend: July 5, 2022 Please amend permit to show the following: HOUSE BREAKER 125A SUITE BREAKER 100A LANEWAY BREAKER 100A MAIN SERVICE 200A Please also attach the revised load calculation. | Kooner Electrical Ltd
GP-2023-03309 | 2023-10-31 | 6368 LABURNUM STREET, Vancouver, BC V6M 3S9 | Gas Permit | Residential | Renovation | Completed | Residential - 1 Fireplace WOOD TO E20ID INSERT GAS WITHIN 10' | BC Fireplace Service Inc
GP-2023-03968 | 2023-12-11 | 6438 LABURNUM STREET, Vancouver, BC V6M 3S9 | Gas Permit | Residential | Addition | Completed | Residential - re and re gas range | Christopher Sterling
EP-2023-02362 | 2023-03-21 | 1 KINGSWAY, Vancouver, BC V5T 3H7 | Electrical Permit | Commercial | Tenant Improvement | Completed | Installation / Repair - Commercial - Replace 2 existing CT4021 Chargepoint Chargers,with Liteon AW32 level 2 EV Chargers. | Power Pros Electrical Ltd
EP-2023-06648 | 2023-07-24 | 205 KINGSWAY, Vancouver, BC V5T 3J5 | Electrical Permit | Commercial | Renovation | Completed | Installation / Repair - Commercial - -Demo existing lights and receptacles. Install additional new lighting, lighting control, connection to kitchen equipment. Install additional new 400amp 3ph 4w panel. Install fire alarm connection to new hood suppression system (Suppression by others). The existing service is to remain as is. See attached engineered drawing for your reference if needed, see page 6 for the new panel addition. >BP: Minor interior alteration of existing kitchen in this existing high rise hotel building. Scope of work includes installation of new kitchen equipment, new counter space, security grille and lighting . Class 1 cooking proposed. This is a minor renovation reviewed to the 2019 VBBL. | Steele Electric (2001) Ltd
GP-2023-03465 | NULL | 205 KINGSWAY, Vancouver, BC V5T 3J5 | Gas Permit | Commercial | Renovation | Withdrawn | Commercial - gas line replacement to Make up air unit | Four Lakes Mechanical
SP-2023-01917 | 2023-10-18 | 205 KINGSWAY, Vancouver, BC V5T 3J5 | Sprinkler Permit | Commercial | Tenant Improvement | Completed | Commercial - relocate 3 sprinkler heads >BP: Minor interior alteration of existing kitchen in this existing high rise hotel building. Scope of work includes installation of new kitchen equipment, new counter space, security grille and lighting . Class 1 cooking proposed. This is a minor renovation reviewed to the 2019 VBBL. *****This application does not include any of the following: 1. Not more than 20 sprinklers (add, relocate, or remove), 2. hydraulic calculations, 3. change in occupancy and /or hazard classification, 4. warehouse storage arrangements, 5. mobile compact storage arrangements, 6. alternative solutions, 7. changes to the sprinkler system supply piping (e.g. valves, mains, cross-mains, branch-lines, etc.), or 8. flexible sprinkler pipe. | MG Fire Protection Ltd
PP-2023-03192 | 2023-09-11 | 205 KINGSWAY, Vancouver, BC V5T 3J5 | Plumbing Permit | Commercial | Renovation | Completed | Commercial - kitchen reno >BP: Minor interior alteration of existing kitchen in this existing high rise hotel building. Scope of work includes installation of new kitchen equipment, new counter space, security grille and lighting . Class 1 cooking proposed. This is a minor renovation reviewed to the 2019 VBBL. Nov 17/2023-AMEND an added 75 grease interceptor for a total of two on this permit | Four Lakes Mechanical
EP-2022-10623 | 2022-12-22 | 2551 KINGSWAY, Vancouver, BC V5R 5H3 | Electrical Permit | Commercial | New | Completed | Installation / Repair - Commercial - Heat trace 4'' wet in Hall, domestic water, water Main, sprinkler room >BP: **Originated from BU458218 (This project is governed under VBBL 2007). To develop a five storey mixed-use building with one level of Retail (1st Floor); Amenity and Parking Areas (2nd Floor) and three levels of Residential: 3rd, 4th & 5th Floors, containing 12 dwelling units (all units are rental, STIR) having vehicular access from the lane. Addressing: 2551 Kingsway - Lobby entry to Residential 2547 Kingsway - Commercial unit CONTACT: PETER YEE 604.255.3868 EMAIL: pyeng@telus.net | FB Electric Ltd
EP-2023-01133 | 2023-02-21 | 2700 KINGSWAY, Vancouver, BC V5R 5H5 | Electrical Permit | Commercial | Tenant Improvement | Completed | Installation / Repair - Commercial - Wiring for presentation center, including, installation of light fixtures, receptacle, light switch, extra low voltage, data and phone. >BP: Ground Floor Interior alterations to provide improvements to this existing office space for a new office tenant (sales office) on the ground floor of this existing commercial building. Scope of work: Remove existing partitions, doors, floor finishes and millwork. Construct new walls, carpet, kitchen appliances and fixtures for display and electrical work. TENANT: Earles Street Limited Partnership Architectural Schedule B submitted by Hugh Cochlin, Architect AIBC, ph: 604-879-0118 E2 - lighting (1) Upgrade to local control (per 9.4.1.1 (a) of ASHRAE 90.1-2016) | Shanai Enterprise Inc
PP-2023-01268 | 2023-06-15 | 1995 KINGSWAY, Vancouver, BC V5N 2T1 | Plumbing Permit | Commercial | Renovation | Completed | Commercial - Demo and install new fixtures >DB: Minor Renovation Interior and exterior alterations to alter this existing two-storey financial institution (TD Bank) with detached drive-through service on this site. | JQ Mechanical Corporation
NULL | NULL | 1995 KINGSWAY, Vancouver, BC V5N 2T1 | Electrical Permit | Commercial | Renovation | Draft | Installation / Repair - Commercial - Belden Cat6a FT6 Cabling | Combined Systems Inc
EP-2023-07132 | 2023-08-08 | 1995 KINGSWAY, Vancouver, BC V5N 2T1 | Electrical Permit | Commercial | Renovation | Issued | Installation / Repair - Commercial - Installation of Belden Cat6a FT6 Cabling for the branch. | Combined Systems Inc
EP-2023-05382 | 2023-06-16 | 1995 KINGSWAY, Vancouver, BC V5N 2T1 | Electrical Permit | Commercial | Renovation | Issued | Installation / Repair - Commercial - Demolishing of some electrical, Replacement of Lighting, Exit lighting & Receptacles. Add new circuits for Exterior ATM, Receptacles & Mechanical equipment. Add lighting control system. Conduit roughin work only for Data/Com & security. Add electrical panel & breakers. >BP: Minor Renovation Interior and exterior alterations to alter this existing two-storey financial institution (TD Bank) with detached drive-through service on this site. OK for DB as per M. Alborg on Jan 16, 2023 | Action Electric Ltd
EP-2023-09675 | 2023-11-06 | 1995 KINGSWAY, Vancouver, BC V5N 2T1 | Electrical Permit | Commercial | Renovation | Issued | Installation / Repair - Commercial - Extra low voltage - HVAC control wiring >BP: Minor Renovation Interior and exterior alterations to alter this existing two-storey financial institution (TD Bank) with detached drive-through service on this site. OK for DB as per M. Alborg on Jan 16, 2023 | Control Solutions Ltd
EP-2022-09407 | 2022-11-07 | 2001 KINGSWAY, Vancouver, BC V5N 2T2 | Electrical Permit | Commercial | Tenant Improvement | Completed | Installation / Repair - Commercial - wire & install receptacle & circuit for new coffee machine -no structural work, only receptacle(s) being added | Accurate Electric Ltd.
PP-2023-02726 | 2023-08-01 | 2004 KINGSWAY, Vancouver, BC V5N 2T3 | Plumbing Permit | Commercial | Renovation | Completed | Commercial - Presentation center >BP: Interior alterations and to to provide tenant improvements to change the use from Financial Institute to General Office in this existing commercial building on the site. Scope of work: Minor interior renovation to convert a portion of the interior space to a presentation centre. The remainder of the space is out of scope, and will remain as is. | Hashtag Plumbing Inc
EP-2023-07413 | 2023-08-16 | 2004 KINGSWAY, Vancouver, BC V5N 2T3 | Electrical Permit | Commercial | Tenant Improvement | Completed | Installation / Repair - Commercial - Display unit for a condo development: Installation of lighting and receptacles throughout. >BP: Interior alterations and to to provide tenant improvements to change the use from Financial Institute to General Office in this existing commercial building on the site. Scope of work: Minor interior renovation to convert a portion of the interior space to a presentation centre. The remainder of the space is out of scope, and will remain as is. New tenant: Frame Kingsway Development Limited Partnership Note: No translucent or opaque film, artwork, posters, shelving, display cases or similar elements are to be installed on or directly outside or inside of the approved glazing frontages and windows. A separate sign permit is required. OK for Field Review as per S.Yu May 30, 2023 Energy checklist is currently no longer required with your Building Permit application. Some supporting documents are still required at BP stage, specifically Envelope and HVAC, if applicable. Service Water Heating and Lighting supporting documents, if applicable, must be submitted with your related trade’s permits (e.g. electrical and plumbing). The building is not sprinklered: DBI to determine on site if a separate sprinkler permit is required. Sealed and digitally signed Structural drawings: DBI to determine if it is required. | Torr Electric
SP-2021-01732 | 2022-12-14 | 2021 KINGSWAY, Vancouver, BC V5N 2T2 | Sprinkler Permit | Commercial | Tenant Improvement | Completed | Commercial - For sprinkler system alterations to the 2019 VBBL and NFPA 13, 2013 for the tenant improvements to provide exterior and interior alterations and horizontal addition (66 s.f. ) to provide improvements for this existing Restaurant- Class 1 tenant at this existing commercial building (McDonald's) on this site. • interior renovations to dining area, customer service, crew room & washrooms (public); • addition at presenter's booth; • removal of existing patio; • addition of 4 new parking stalls in place of existing patio. This application does not include any of the following: • Warehouse storage arrangements, or mobile compact storage arrangements. • Changes to the sprinkler system supply piping (e.g. valves, mains, cross-mains, etc.). • Flexible sprinkler pipe. • Information Technology Equipment Rooms (e.g. IT Rooms, LAN Rooms, etc.). • New alternative solutions and/or modifications to existing alternative solutions. • Change in occupancy and/or hazard classification. Notes: 1. Sprinkler engineer of Record Liang Xin Peng., P.Eng. of Viking Fire. T: 604 324 7122 E: Lpeng@vikingfire.ca. 2. One set of approved drawings and permit to be available for viewing at the jobsite. | Viking Fire Protection Inc
GP-2022-00669 | 2022-03-08 | 2021 KINGSWAY, Vancouver, BC V5N 2T2 | Gas Permit | Commercial | Renovation | Expired | Commercial - Water Heater RE&RE -No, it will not exceed 409,000BTU. | Impetus Plumbing & Heating Ltd
EP-2022-09116 | 2022-10-27 | 2021 KINGSWAY, Vancouver, BC V5N 2T2 | Electrical Permit | Commercial | Renovation | Completed | Installation / Repair - Commercial - Complete Security Alarm and Camera Install >BP: Exterior and interior alterations and horizontal addition (66 s.f. ) to provide improvements for this existing Restaurant- Class 1 tenant (McDonald's) at this existing one storey commercial building on this site. • interior renovations to dining area, customer service, crew room & washrooms (public); • addition of 66 s.f. at presenter's booth; • removal of existing patio; • addition of 4 new parking stalls in place of existing patio. | Atlas Alarms Ltd
EP-2022-08506 | 2022-10-11 | 2021 KINGSWAY, Vancouver, BC V5N 2T2 | Electrical Permit | Commercial | Renovation | Completed | Installation / Repair - Commercial - Demo, Replace Existing Panel x, Add 3p 200A Breaker in Distribution board, Add Branch wiring, Make connections to kitchen Equipment, install Lighting & lighting controls, Install Exit & EM, Install Hand Dryers, Force Flow heaters and Air Curtain, Install Fire alarm pull station and smoke Detectors and Verification, Site Signage and Underground RPVC Conduit. >BP: Exterior and interior alterations and horizontal addition (66 s.f. ) to provide improvements for this existing Restaurant- Class 1 tenant (McDonald's) at this existing one storey commercial building on this site. • interior renovations to dining area, customer service, crew room & washrooms (public); • addition of 66 s.f. at presenter's booth; • removal of existing patio; • addition of 4 new parking stalls in place of existing patio. CRP:. Reilen Reyes, Architect, 604-298-3700, Email: rreyes@lovickscott.com Related to DP-2021-00649 | Leading Edge Electric Inc
EP-2022-10005 | 2022-11-29 | 2021 KINGSWAY, Vancouver, BC V5N 2T2 | Electrical Permit | Commercial | Renovation | Completed | Installation / Repair - Commercial - low voltage -We will install new Cat6 cabling for Front Counter, Drive-Thru, DMB's and Kiosks. Also camera with outside cabling >BP: Exterior and interior alterations and horizontal addition (66 s.f. ) to provide improvements for this existing Restaurant- Class 1 tenant (McDonald's) at this existing one storey commercial building on this site. • interior renovations to dining area, customer service, crew room & washrooms (public); • addition of 66 s.f. at presenter's booth; • removal of existing patio; • addition of 4 new parking stalls in place of existing patio. CRP:. Reilen Reyes, Architect, 604-298-3700, Email: rreyes@lovickscott.com Related to DP-2021-00649 Building Review Branch Notes: 1) Total Occupant load proposed is 95 seats + 9 staffs =104 persons. 2) A permanent sign indicating the above proposed occupant load shall be posted in a conspicuous location near the suite's principal entrance. 3) Separate permit will be required if any changes to the seating layout. 4) Separate permit is required for any outdoor patio seating. Additional washroom may be required. Note: "This permit has been reviewed under the 2019 Vancouver Building By-law (#12511)." Amend: Jan 4, 2023 correct amount is $12,000.00 | Activo Inc
PP-2022-02718 | 2022-08-08 | 2021 KINGSWAY, Vancouver, BC V5N 2T2 | Plumbing Permit | Commercial | Tenant Improvement | Completed | Commercial - • Demo of existing plumbing. • Lay out for necessary plumbing cutting. • Supply plumbing to below slab plumbing. • Supply plumbing for above slab work. • Provide necessary capping of plumbing below slab. Opening of floor by others. • Installation of filter water lines. • Supply all fixtures as per speck. • Supply perimeter drainage. • Supply roof drains. • Re and re of rainwater leaders. Exterior and interior alterations and horizontal addition (66 s.f. ) to provide improvements for this existing Restaurant- Class 1 tenant (McDonald's) at this existing one storey commercial building on this site. • interior renovations to dining area, customer service, crew room & washrooms (public); • addition of 66 s.f. at presenter's booth; • removal of existing patio; • addition of 4 new parking stalls in place of existing patio. | Ange's Plumbing Ltd
EP-2022-00124 | 2022-01-12 | 2075 KINGSWAY, Vancouver, BC V5N 2T2 | Electrical Permit | Commercial | New | Completed | Installation / Repair - Commercial - CCTV System and Access Control (NO MAGLOCKS) >BP: Interior and exterior alterations to this existing 3 storey hotel (C) space. Scope of work includes sprinklering the building and upgrading the exiting, fire alarm, accessibility and electrical service. This work is part of the RHI response. Space to remain a hotel occupancy as per J Greer. | Rose Security Services Inc
EP-2022-00843 | 2022-02-04 | 2075 KINGSWAY, Vancouver, BC V5N 2T2 | Electrical Permit | Commercial | Addition | Completed | Installation / Repair - Commercial - Install heat trace to DCW domestic cold water in stairwells; electrical connections by others. Amend: Feb 22, 2022 Should read - heat trace for sprinkler system >BP: Interior and exterior alterations to this existing 3 storey hotel (C) space. Scope of work includes sprinklering the building and upgrading the exiting, fire alarm, accessibility and electrical service. This work is part of the RHI response. Space to remain a hotel occupancy as per J Greer. To be reviewed under the 2019 VBBL Revision #1 - To replace city approved site drawings that have been lost. - accepted Dec.22/21 Amend: Feb 22, 2022 Should read - heat trace for sprinkler system | Artech Electric Ltd
PP-2022-00797 | 2022-05-04 | 2075 KINGSWAY, Vancouver, BC V5N 2T2 | Plumbing Permit | Commercial | New | Completed | Commercial - Tying in the watermain service from PL to the building of 2075 Kingsway ** PERMIT FOR OUTSIDE CIVIL WORK ONLY >Interior and exterior alterations to this existing 3 storey hotel (C) space. Scope of work includes sprinklering the building and upgrading the exiting, fire alarm, accessibility and electrical service. This work is part of the RHI response. Space to remain a hotel occupancy as per J Greer. To be reviewed under the 2019 VBBL | RTR TERRA CONTRACTING LTD
EP-2023-07982 | 2023-09-01 | 4888 PINE CRESCENT, Vancouver, BC V6J 4L3 | Electrical Permit | Residential | Renovation | Issued | Temporary Power - Residential - To provide temporary power. | BC1196168 Ltd
GP-2022-00640 | 2022-03-01 | 4958 PINE CRESCENT, Vancouver, BC V6M 3P6 | Gas Permit | Residential | Renovation | Completed | Residential - Installation of 1 gas fireplace - venting and hook up only | Urban Fireplaces Ltd
EP-2022-04466 | 2022-06-06 | 5058 PINE CRESCENT, Vancouver, BC V6M 3P6 | Electrical Permit | Residential | Addition | Completed | Installation / Repair - Residential - Ev Charger installation - Remove the existing subpanel in the garage and save breakers - Install new 2P 80A breaker in the main panel - Supply and install new Siemens subpanel in the garage with more breaker space, install existing breakers for radiant heaters - Supply and install 8/3 teck cable from the new panel to the preferred location - Install 14-50 receptacle - Install 40A siemens breaker | TDR Electric Inc
PP-2021-02950 | 2023-01-13 | 1923 PARKER STREET, Vancouver, BC V5L 2L2 | Plumbing Permit | Commercial | New | Completed | Commercial - install dcva for premise isolation for building water service | Perfect Grade Plumbing & Heating Inc
GP-2022-01324 | 2022-04-28 | 1949 PARKER STREET, Vancouver, BC V5L 2L2 | Gas Permit | Residential | Renovation | Completed | Residential - re re furnace | Thomson Industries Ltd
PP-2023-02299 | 2023-06-28 | 1949 PARKER STREET, Vancouver, BC V5L 2L2 | Plumbing Permit | Residential | Renovation | Completed | Residential - replace water service line to the house. currently has an active leak. | PRISTINE PLUMBING & DRAINAGE LTD.
GP-2022-03759 | 2022-11-28 | 1956 PARKER STREET, Vancouver, BC V5L 2L3 | Gas Permit | Residential | New | Completed | Residential - New combi boiler install replacing old system. | Drips & Drains Plumbing and Heating Ltd
EP-2022-07106 | 2022-08-24 | 1975 PARKER STREET, Vancouver, BC V5L 2L2 | Electrical Permit | Residential | Addition | Completed | Installation / Repair - Residential - Tie in to electrical panel for Solar PV panels. -Grounding/Bonding will not effect service. Tying into panel for Solar AC system and bonding rails with #6 copper Volts/240 Amps/200 >BP: To install twenty-two (22) solar panels on the roof of this existing one-family dwelling on this site. OK for Direct To Inspections (DTI) as per Howie Chow, March 25, 2022. Schedule B - Structural and Comfort Letter provided by Jason Hui, P.Eng. (778)319-3403. | Rikur Energy Inc.
GP-2023-02111 | 2023-07-14 | 2086 PARKER STREET, Vancouver, BC V5L 2L5 | Gas Permit | Residential | Renovation | Completed | Residential - Install new on demand hot water heater | Conor Whyte Plumbing And Heating Limited
GP-2023-00329 | 2023-01-27 | 3369 PRICE STREET, Vancouver, BC V5R 5P8 | Gas Permit | Residential | Addition | Completed | Residential - TO INSTALL 1 FURNACE | BC Care Heating Services Ltd
GP-2022-01286 | 2022-04-25 | 3383 PRICE STREET, Vancouver, BC V5R 5P8 | Gas Permit | Residential | Tenant Improvement | Completed | Residential - Furnace Replacement | Wah Fai Plumbing & Heating Inc
GP-2023-01319 | 2023-04-24 | 3386 PRICE STREET, Vancouver, BC V5R 5P9 | Gas Permit | Residential | Addition | Completed | Residential - 1 gas dryer re and re | Christopher Sterling
GP-2022-02894 | 2022-09-26 | 3386 PRICE STREET, Vancouver, BC V5R 5P9 | Gas Permit | Residential | Addition | Completed | Residential - TO INSTALL 1 FURNACE | BC Care Heating Services Ltd
EP-2022-05181 | 2022-06-20 | 3490 PORTER STREET, Vancouver, BC V5N 5W4 | Electrical Permit | Commercial | NULL | Expired | Annual / Operating - Annual Operating electrical Permit | Ainsworth Inc
EP-2023-05918 | 2023-06-30 | 3490 PORTER STREET, Vancouver, BC V5N 5W4 | Electrical Permit | Commercial | NULL | Issued | Annual / Operating - AOP renewal for 3490 Porter St. Vancouver Lakeview Care home Renewal of EP-2022-05181 Valid: Jun 20, 2023 to Jun 19, 2024 | Ainsworth Inc
EP-2023-10492 | 2023-12-04 | 3490 PORTER STREET, Vancouver, BC V5N 5W4 | Electrical Permit | Commercial | Addition | Completed | Installation / Repair - Commercial - 100amp 3 phase feed from main electrical room in basement to roof top panel to feed Rogers radio equipment *120/208V 3P 4W- 100A sub service- Meter Only >BP: Exterior alterations only to provide for the installation of nine (9) new antennas which includes fibreglass shrouds at the rooftop and two (2) equipment cabinets on the rooftop which is mounted to the penthouse wall at this existing Lakeview Care Centre Community Care Facility-Class B building for Rogers Communications Inc.. Letters of assurance submitted: Sch A: Don Ariyawardena, P.Eng, 778.805.2166 Sch B (Struct): Don Ariyawardena, P.Eng, 778.805.2166 Sch B (Elect): S.Y. Wong, P.Eng, 778.805.2166 Schedule D (Building Envelope) may be required by District Building Inspector to be determined on site. Exterior alterations to install new antennas with shrouds and equipment cabinets accepted by planner Hamid Shayan for the previous DB-2020-02119 and now accepted for reactivation by planner analyst Windy Wang, November 8, 2022. OK for Field Review as per Howie Chow, November 8, 2022. Note: It is the responsibility of the Applicant/Owner to call for a final inspection once the Schedule C-A and C-B (Letters of Assurance) are received as per the District Building Inspector. | D G Power Systems (2006) Ltd
EP-2023-05921 | 2023-07-04 | 3499 PORTER STREET, Vancouver, BC V5N 4H2 | Electrical Permit | Commercial | NULL | Issued | Annual / Operating - -Annual Operating Permit -renewal for: EP-2022-05182 -valid: June 22, 2023 - June 21, 2024 2023 AOP renewal and inspections at 3499 Porter St. Lakeview Care Home | Ainsworth Inc
EP-2022-05182 | 2022-06-20 | 3499 PORTER STREET, Vancouver, BC V5N 4H2 | Electrical Permit | Commercial | NULL | Expired | Annual / Operating - Annual Operating Electrical Permit | Ainsworth Inc
EP-2022-00575 | 2022-01-26 | 40 POWELL STREET, Vancouver, BC V6A 1E7 | Electrical Permit | Commercial | New | Completed | Installation / Repair - Commercial - Replace Meter Jaw in Meter Stack. | Berts Electric (2001) Ltd
EP-2023-00357 | 2023-01-18 | 6921 PRINCE EDWARD STREET, Vancouver, BC V5X 3P2 | Electrical Permit | Residential | Addition | Completed | Installation / Repair - Residential - Service relocation house to Laneway. Main service-200 amp House meter-100 amp Laneway meter-100 amp | SUNSTONE ELECTRIC LTD
GP-2022-02465 | 2022-08-19 | 6926 PRINCE EDWARD STREET, Vancouver, BC V5X 3P3 | Gas Permit | Residential | Renovation | Cancelled | Residential - Hot Water Heater Replacement | Hillcrest Plumbing & Heating (1991) Ltd
EP-2024-00484 | 2024-01-31 | 6981 PRINCE EDWARD STREET, Vancouver, BC V5X 3P2 | Electrical Permit | Residential | Renovation | Completed | Installation / Repair - Residential - renovation for this single family home, most work to be done to basement. >BP: Interior alterations to change the use from Single Detached House to Single Detached House with Secondary Suite. Ok for Field Review per J. Zhang, Oct 30th, 2023 This is not a sprinklered building IA-2022-00320 -CF-2023-003230 -CF-2023-003231 | Bindi Electrical Services Ltd
PP-2024-00161 | 2024-01-24 | 6981 PRINCE EDWARD STREET, Vancouver, BC V5X 3P2 | Plumbing Permit | Residential | Renovation | Completed | Residential - 1FD+SS - #1 & #2 - plumbing >DB: Interior alterations to change the use from Single Detached House to Single Detached House with Secondary Suite. | Killarney Mechanical Ltd
GP-2022-00137 | 2022-01-17 | 4719 REID STREET, Vancouver, BC V5R 3Y7 | Gas Permit | Residential | Tenant Improvement | Completed | Residential - Re Re Tankless | Moore & Russell Heating Ltd
EP-2023-08355 | 2023-09-15 | 4740 REID STREET, Vancouver, BC V5R 3Y8 | Electrical Permit | Residential | New | Issued | Installation / Repair - Residential - Installation of Alarm System, TV, Data, Tel. Wiring, CCTV Camera System Central Vacuum System and Doorbells. >BP: To construct a 2 storey one-family dwelling with a secondary suite located in the Basement ($619,105) with an open parking pad, providing 1 parking space, having vehicular access from the 20' Lane. Note: The entire building, INCLUDING THE ATTACHED GARAGE (if applicable), to be sprinklered to NFPA 13D 1. Covenant registered at the Land Title Office under CB13208 2. A/C proposed – Exterior component located in Rear, Interior component located in Second Floor 3. Bar sink located in basement 4. Schedule B: (Y.K. Sharma) P.Eng (778.863.7076) Structural & Geotechnical 5. HPO: Residential Builder- Arjan Holdings Lts Note: This is a 2 storey building pursuant to the Zoning and Development By-Law **THIS PERMIT HAS BEEN ISSUED UNDER THE REQUIREMENTS OF VBBL #12511 (2019) ** | Westend Sound And Security Inc.
SP-2023-01860 | 2023-10-10 | 4740 REID STREET, Vancouver, BC V5R 3Y8 | Sprinkler Permit | Residential | New | Issued | Residential - Install sprinklers in sfd - to be sprinklered to NFPA 13D >BP: To construct a 2 storey one-family dwelling with a secondary suite located in the Basement ($619,105) with an open parking pad, providing 1 parking space, having vehicular access from the 20' Lane. Note: The entire building, INCLUDING THE ATTACHED GARAGE (if applicable), to be sprinklered to NFPA 13D 1. Covenant registered at the Land Title Office under CB13208 2. A/C proposed – Exterior component located in Rear, Interior component located in Second Floor 3. Bar sink located in basement 4. Schedule B: (Y.K. Sharma) P.Eng (778.863.7076) Structural & Geotechnical 5. HPO: Residential Builder- Arjan Holdings Lts Note: This is a 2 storey building pursuant to the Zoning and Development By-Law | Gold Key Fire Protection Ltd
EP-2022-10673 | 2022-12-19 | 4740 REID STREET, Vancouver, BC V5R 3Y8 | Electrical Permit | Residential | New | Expired | Temporary Power - Residential - To provide temporary power. | AZ ELECTRICAL SERVICES LTD
PP-2023-02298 | 2023-06-28 | 4740 REID STREET, Vancouver, BC V5R 3Y8 | Plumbing Permit | Residential | New | Issued | Residential - Outside storm pump sump and connections to PL NOTE: Engineering Assurance letter will be submitted to the Plumbing Inspector on the site. Letter shall conform to the requirements of Vancouver Bulletin 2000-008-EL/PL. | 1167245 BC LTD- Nelson Prasad
NULL | NULL | 4740 REID STREET, Vancouver, BC V5R 3Y8 | Plumbing Permit | Residential | New | Draft | Residential - Outside Storm and Sani pump sumps and connections to PL | 1167245 BC LTD- Nelson Prasad
PP-2023-02649 | 2023-07-26 | 4740 REID STREET, Vancouver, BC V5R 3Y8 | Plumbing Permit | Residential | New | Issued | Residential - Installation of plumbing piping and fixtures. >BP: To construct a 2 storey one-family dwelling with a secondary suite located in the Basement with an open parking pad, providing 1 parking space, having vehicular access from the 20' Lane. Note: The entire building, INCLUDING THE ATTACHED GARAGE (if applicable), to be sprinklered to NFPA 13D 1. Covenant registered at the Land Title Office under CB13208 2. A/C proposed – Exterior component located in Rear, Interior component located in Second Floor 3. Bar sink located in basement 4. Schedule B: (Y.K. Sharma) P.Eng (778.863.7076) Structural & Geotechnical 5. HPO: Residential Builder- Arjan Holdings Lts | BRAR PLUMBING & HEATING LTD
EP-2023-05106 | 2023-06-23 | 4740 REID STREET, Vancouver, BC V5R 3Y8 | Electrical Permit | Residential | New | Issued | Installation / Repair - Residential - ¦ 1FD + 1SS- 100A ¦ House rough wiring with 2 meters *An approved mechanical permit is required for the installation of air conditioning or heat pump unit at the time of installation before an electrical inspection will be performed >Permit Amendment Dec 05, 2023 -Service from 400 to 200 Amp ¦ 1FD- 100A *Document(s) uploaded to "Application Documents" tab for Electrical Inspector review. Documents are at pending status at time of permit amendment approval >BP: To construct a 2 storey one-family dwelling with a secondary suite located in the Basement ($619,105) with an open parking pad, providing 1 parking space, having vehicular access from the 20' Lane. Note: The entire building, INCLUDING THE ATTACHED GARAGE (if applicable), to be sprinklered to NFPA 13D 1. Covenant registered at the Land Title Office under CB13208 2. A/C proposed – Exterior component located in Rear, Interior component located in Second Floor 3. Bar sink located in basement 4. Schedule B: (Y.K. Sharma) P.Eng (778.863.7076) Structural & Geotechnical 5. HPO: Residential Builder- Arjan Holdings Lts Note: This is a 2 storey building pursuant to the Zoning and Development By-Law **THIS PERMIT HAS BEEN ISSUED UNDER THE REQUIREMENTS OF VBBL #12511 (2019) ** | AZ ELECTRICAL SERVICES LTD
GP-2022-01477 | 2022-05-11 | 4756 REID STREET, Vancouver, BC V5R 3Y8 | Gas Permit | Residential | Renovation - Dwelling Unit(s) only | Completed | Residential - RE&RE Boiler w/ IBC Combi | Kits Plumbing and Heating Ltd
NULL | NULL | 7695 PRINCE EDWARD STREET, Vancouver, BC V5X 3R4 | Plumbing Permit | Residential | Renovation - Dwelling Unit(s) only | Withdrawn | Residential - Convert tub/shower to shower only | Costello and Co. Plumbing Inc
GP-2023-00638 | 2023-02-22 | 7695 PRINCE EDWARD STREET, Vancouver, BC V5X 3R4 | Gas Permit | Residential | Renovation | Completed | Residential - Re & Re HWT Gas | Milani Plumbing Heating & Air Conditioning Ltd
GP-2022-00619 | 2022-02-25 | 8199 PRINCE EDWARD STREET, Vancouver, BC V5X 3R8 | Gas Permit | Residential | Addition | Completed | Residential - replacement of the boiler system | BCRC Plumbing and Heating Ltd
EP-2022-07460 | 2022-09-07 | 215 PRINCESS AVENUE, Vancouver, BC V6A 3C4 | Electrical Permit | Residential | Renovation | Completed | Installation / Repair - Residential - Disconnect and reconnect temp panel service | Novawest Electrical Services Ltd
EP-2023-07213 | 2023-08-18 | 7786 ONTARIO STREET, Vancouver, BC V5X 3C7 | Electrical Permit | Residential | New | Completed | Installation / Repair - Residential - Smoke alarm Instalation. | SUNSTONE ELECTRIC LTD
EP-2022-02947 | 2022-06-06 | 7786 ONTARIO STREET, Vancouver, BC V5X 3C7 | Electrical Permit | Residential | Renovation | Completed | Installation / Repair - Residential - Service upgrade 100 amp to 200 amp -This scope of work not related any existing garage or building. This is new work. -CF-2018-011079 | SUNSTONE ELECTRIC LTD
GP-2022-00848 | 2022-03-17 | 7815 ONTARIO STREET, Vancouver, BC V5X 3C8 | Gas Permit | Residential | Renovation | Completed | Residential - Hot Water Tank replacement | Hillcrest Plumbing & Heating (1991) Ltd
PP-2022-00925 | 2022-03-24 | 7816 ONTARIO STREET, Vancouver, BC V5X 3C9 | Plumbing Permit | Residential | New | Completed | Residential - 1FD+SS - #1 & #2 - plumbing To construct a 2 storey one-family dwelling with a secondary suite located in the Basement/Cellar with a detached accessory building (garage), at the rear providing 2 parking spaces, having vehicular access from the lane. 1. Covenant registered at the Land Title Office under CA9203734 2. No Strata Titling permitted 3. A/C proposed – Exterior component located in rear, Interior component located in upper floor. 4. Bar sink located in basement. | bcc mechanicals ltd
EP-2022-02445 | 2022-03-25 | 7816 ONTARIO STREET, Vancouver, BC V5X 3C9 | Electrical Permit | Residential | New | Completed | Installation / Repair - Residential - New house wiring >BP: To construct a 2 storey one-family dwelling with a secondary suite located in the Basement/Cellar ($845,250) with a detached accessory building (garage), at the rear providing 2 parking spaces, having vehicular access from the lane. 1. Covenant registered at the Land Title Office under CA9203734 2. No Strata Titling permitted 3. A/C proposed – Exterior component located in rear, Interior component located in upper floor. 4. Bar sink located in basement. 5. Schedule B: (A.C.M. Wang) P.Eng (604.618.6236) Structural 6. Schedule B: (H. Jian) P.Eng (778.987.7461) Geotechnical 7. HPO: Residential Builder- JB Pacific Homes Ltd. Note: This is a 2 storey building pursuant to the Zoning and Development By-Law Address Information: Principle Dwelling: #1-7816 Ontario St Secondary Suite: #2-7816 Ontario St Address and suite numbers assigned as per approved plans for Fire and Emergency response. The address number is to be posted to the building to be visible from the street and the suite numbers are to be posted at the suite entries in accordance with the Building By-law prior to final inspection. **THIS PERMIT HAS BEEN ISSUED UNDER THE REQUIREMENTS OF VBBL #12511 (2019) ** | Eltec Electric Ltd
SP-2022-00779 | 2022-05-18 | 7816 ONTARIO STREET, Vancouver, BC V5X 3C9 | Sprinkler Permit | Residential | New | Completed | Residential - NEW SPRINKLER INSTALLATION To construct a 2 storey one-family dwelling with a secondary suite located in the Basement/Cellar with a detached accessory building (garage), at the rear providing 2 parking spaces, having vehicular access from the lane. 1. Covenant registered at the Land Title Office under CA9203734 2. No Strata Titling permitted 3. A/C proposed – Exterior component located in rear, Interior component located in upper floor. 4. Bar sink located in basement. 5. Schedule B: (A.C.M. Wang) P.Eng (604.618.6236) Structural 6. Schedule B: (H. Jian) P.Eng (778.987.7461) Geotechnical 7. HPO: Residential Builder- JB Pacific Homes Ltd. | Real Tech Fire Protection Ltd
NULL | NULL | 7816 ONTARIO STREET, Vancouver, BC V5X 3C9 | Electrical Permit | Residential | New | Draft | Installation / Repair - Residential - low voltage | Xon Automation Ltd
PP-2022-00191 | 2022-01-24 | 7816 ONTARIO STREET, Vancouver, BC V5X 3C9 | Plumbing Permit | Residential | New | Completed | Residential - 1FD+SS - #1 & #2 - 2 sump no pump To construct a 2 storey one-family dwelling with a secondary suite located in the Basement/Cellar with a detached accessory building (garage), at the rear providing 2 parking spaces, having vehicular access from the lane. 1. Covenant registered at the Land Title Office under CA9203734 2. No Strata Titling permitted 3. A/C proposed – Exterior component located in rear, Interior component located in upper floor. 4. Bar sink located in basement. | Canadian Excavating Ltd
EP-2022-05127 | 2022-06-16 | 7816 ONTARIO STREET, Vancouver, BC V5X 3C9 | Electrical Permit | Residential | New | Completed | Installation / Repair - Residential - Low voltage, security alarm, creston home automation >BP: To construct a 2 storey one-family dwelling with a secondary suite located in the Basement/Cellar ($845,250) with a detached accessory building (garage), at the rear providing 2 parking spaces, having vehicular access from the lane. 1. Covenant registered at the Land Title Office under CA9203734 2. No Strata Titling permitted 3. A/C proposed – Exterior component located in rear, Interior component located in upper floor. 4. Bar sink located in basement. 5. Schedule B: (A.C.M. Wang) P.Eng (604.618.6236) Structural 6. Schedule B: (H. Jian) P.Eng (778.987.7461) Geotechnical 7. HPO: Residential Builder- JB Pacific Homes Ltd. Note: This is a 2 storey building pursuant to the Zoning and Development By-Law Address Information: Principle Dwelling: #1-7816 Ontario St Secondary Suite: #2-7816 Ontario St Address and suite numbers assigned as per approved plans for Fire and Emergency response. The address number is to be posted to the building to be visible from the street and the suite numbers are to be posted at the suite entries in accordance with the Building By-law prior to final inspection. **THIS PERMIT HAS BEEN ISSUED UNDER THE REQUIREMENTS OF VBBL #12511 (2019) ** | Xon Automation Ltd
GP-2022-01930 | 2022-06-27 | 7816 ONTARIO STREET, Vancouver, BC V5X 3C9 | Gas Permit | Residential | New | Completed | Residential - fireplace piping only rest commissioning To construct a 2 storey one-family dwelling with a secondary suite located in the Basement/Cellar with a detached accessory building (garage), at the rear providing 2 parking spaces, having vehicular access from the lane. 1. Covenant registered at the Land Title Office under CA9203734 2. No Strata Titling permitted 3. A/C proposed – Exterior component located in rear, Interior component located in upper floor. 4. Bar sink located in basement. 5. Schedule B: (A.C.M. Wang) P.Eng (604.618.6236) Structural 6. Schedule B: (H. Jian) P.Eng (778.987.7461) Geotechnical 7. HPO: Residential Builder- JB Pacific Homes Ltd. | bcc mechanicals ltd
GP-2022-02333 | 2022-08-09 | 7816 ONTARIO STREET, Vancouver, BC V5X 3C9 | Gas Permit | Residential | New | Completed | Residential - Install fireplace only >BP: To construct a 2 storey one-family dwelling with a secondary suite located in the Basement/Cellar ($845,250) with a detached accessory building (garage), at the rear providing 2 parking spaces, having vehicular access from the lane. | JOT MECHANICAL LTD
PP-2023-00440 | 2023-02-09 | 7816 ONTARIO STREET, Vancouver, BC V5X 3C9 | Plumbing Permit | Residential | New | Completed | Residential - Install 3/4" backflow prevention device for lawn irrigation >BP: To construct a 2 storey one-family dwelling with a secondary suite located in the Basement/Cellar with a detached accessory building (garage), at the rear providing 2 parking spaces, having vehicular access from the lane. 1. Covenant registered at the Land Title Office under CA9203734 2. No Strata Titling permitted 3. A/C proposed – Exterior component located in rear, Interior component located in upper floor. 4. Bar sink located in basement. 5. Schedule B: (A.C.M. Wang) P.Eng (604.618.6236) Structural 6. Schedule B: (H. Jian) P.Eng (778.987.7461) Geotechnical 7. HPO: Residential Builder- JB Pacific Homes Ltd. | M&M Industries Ltd
EP-2023-00922 | 2023-02-02 | 750 PACIFIC BOULEVARD, Vancouver, BC V6B 5E7 | Electrical Permit | Commercial | New | Expired | Temporary Power - Commercial - To provide temporary power. | Sound Electrical Ltd
EP-2022-06547 | 2022-08-23 | 750 PACIFIC BOULEVARD, Vancouver, BC V6B 5E7 | Electrical Permit | Commercial | New | Expired | Temporary Power - Commercial - To provide temporary power. Installation for temporary power for a trailer at The Plaza of Nations Exterior alterations to locate a retrofitted shipping container- 1 Restaurant- Class 1 (Group A2), and to construct an accessible entry walkway to the container, and provide an ancillary seating area on the existing plaza of this site. This is for a temporary period from July 1st, 2022 and expiring, December 31st, 2022 unless extended by the Director of Planning and Chief Building Official. | Fraser City Installations (1989) Ltd
EP-2022-08238 | NULL | 431 PACIFIC STREET, Vancouver, BC V6Z 2P5 | Electrical Permit | Commercial | Renovation | Applicant Revisions | Installation / Repair - Commercial - Run EMT from HVAC to building using roof pipe supports. Run across wall to Old vent access and into building. Pull in wire and tie into building Fire Alarm. | Richard Meyer Electrical Services Ltd
EP-2023-07876 | 2023-08-30 | 501 PACIFIC STREET, Vancouver, BC V6Z 2X6 | Electrical Permit | Commercial | NULL | Expired | Annual / Operating - lighting and device maintenance CF-2023-009226 Renewal of EP-2021-06611 Valid Sep 17, 2022 - Sep 16, 2023 | Shawn P Greabeiel
EP-2023-08974 | 2023-10-05 | 501 PACIFIC STREET, Vancouver, BC V6Z 2X6 | Electrical Permit | Commercial | NULL | Issued | Annual / Operating - Annual Operating Permit lighting and device maintenance Renewal of EP-2023-07876 Valid Sep 17, 2023 - Sep 16, 2024 | Shawn P Greabeiel
EP-2022-05971 | 2022-08-11 | 550 PACIFIC STREET, Vancouver, BC V6Z 3G2 | Electrical Permit | Commercial | Tenant Improvement | Completed | Installation / Repair - Commercial - Relocate existing receptacles in the lobby area, new power for the door operator, replace existing 6in pot lights & add 4 accent lights. >BP: Exterior alterations to replace the Lobby Entry Door and install Magnetic locks. | VS Electric Ltd
EP-2023-00048 | 2023-01-05 | 3732 ONTARIO STREET, Vancouver, BC V5V 3G2 | Electrical Permit | Residential | Renovation | Expired | Temporary Power - Residential - To provide temporary power. NOTE: Work authorized by this permit is for placement of a temporary power pole only and does not authorize any site construction and/or excavation. A separate Building Permit will be required prior to commencement of any other work on this site. | WESTPEAK ELECTRICAL LTD
PP-2023-02496 | 2023-07-13 | 3732 ONTARIO STREET, Vancouver, BC V5V 3G2 | Plumbing Permit | Residential | Renovation | Issued | Residential - sump | L Walter Zdebiak House Raising Co Ltd
EP-2023-05743 | 2023-07-11 | 3732 ONTARIO STREET, Vancouver, BC V5V 3G2 | Electrical Permit | Residential | Addition | Completed | Installation / Repair - Residential - Our contract for this project is to only provide underground ducts for the extra low voltage and low voltage from the new mech room location to the new future Hydro service location -We are not touching the service. All we are doing is putting in some sleeves in for a future upgrade >BP: To alter and convert this existing character single detached house to a single detached house with secondary suite. Scope of work includes relocating house further South to increase limiting distance along North elevation, new foundation and exterior walls on Level 1, existing roof and framing on Level 2 and 3 to remain, existing porch and front stairs restoration, and new windows throughout. ******* Revision#1: - Change of contractor from JHD Development LTD to Lightfoot Construction Ltd. June 15, 2022 (EV) ******* Revision#2: - Change in Architect of record and Coordinating Registered Professional (CRP) - Change in Structural Engineer of Record - Addition of secondary suite on Level 1 - Relocation of building further South to provide a conforming limiting distance along North elevation - New foundation and exterior walls on Level 1 - Existing roof and framing on Level 2 and 3 to remain, with upgraded insulation - Existing porch and front stairs restoration - New windows throughout MT 2023 | WESTPEAK ELECTRICAL LTD
GP-2024-00181 | 2024-01-23 | 3732 ONTARIO STREET, Vancouver, BC V5V 3G2 | Gas Permit | Residential | New | Issued | Residential - 1 Water Heater, 1 BBQ & Range Gas services >BP: To alter and convert this existing character single detached house to a single detached house with secondary suite. Scope of work includes relocating house further South to increase limiting distance along North elevation, new foundation and exterior walls on Level 1, existing roof and framing on Level 2 and 3 to remain, existing porch and front stairs restoration, and new windows throughout | Superstar Plumbing Heating & Sprinkler Supplies Ltd
EP-2023-11399 | 2024-01-05 | 3732 ONTARIO STREET, Vancouver, BC V5V 3G2 | Electrical Permit | Residential | Renovation | Issued | Temporary Power - Residential - To provide temporary power. | 0814152 BC Ltd
PP-2023-04151 | 2023-11-24 | 3732 ONTARIO STREET, Vancouver, BC V5V 3G2 | Plumbing Permit | Residential | New | Issued | Residential - Plumbing rough in >BP: To alter and convert this existing character single detached house to a single detached house with secondary suite. Scope of work includes relocating house further South to increase limiting distance along North elevation, new foundation and exterior walls on Level 1, existing roof and framing on Level 2 and 3 to remain, existing porch and front stairs restoration, and new windows throughout. | Superstar Plumbing Heating & Sprinkler Supplies Ltd
EP-2023-01976 | 2023-03-16 | 3820 ONTARIO STREET, Vancouver, BC V5V 3G3 | Electrical Permit | Residential | Renovation | Completed | Installation / Repair - Residential - Add circuit for heat pump *MP-2023-00339 | Douglas Millington o/a Moose Electric
MP-2023-00339 | 2023-03-09 | 3820 ONTARIO STREET, Vancouver, BC V5V 3G3 | Mechanical Permit | NULL | NULL | Issued | NULL | Ashton Service Group/Ashton Mechanical Ltd.
GP-2023-01470 | 2023-05-05 | 3830 ONTARIO STREET, Vancouver, BC V5V 3G3 | Gas Permit | Residential | Renovation - Dwelling Unit(s) only | Completed | Residential - Installing gas boiler. | Reid Brothers Plumbing & Heating Ltd
GP-2022-00623 | 2022-02-26 | 2112 PARKER STREET, Vancouver, BC V5L 2L7 | Gas Permit | Residential | Addition | Completed | Residential - Re and Re Furnace | Canadian Pacific Heating and Plumbing Inc
GP-2023-01471 | 2023-05-08 | 2155 PARKER STREET, Vancouver, BC V5L 2L6 | Gas Permit | Residential | Renovation | Issued | Residential - Install one natural gas fireplace insert >BP: To construct a 2 storey + basement one-family with a detached accessory building (garage) , at the rear providing 2 parking spaces, having vehicular access from the lane | Vancouver Gas Fireplaces Ltd
MP-2023-00853 | 2023-05-15 | 2155 PARKER STREET, Vancouver, BC V5L 2L6 | Mechanical Permit | NULL | NULL | Issued | NULL | Power Cool Electrical & Refrigeration Mech Ltd
SP-2023-00437 | 2023-03-14 | 2155 PARKER STREET, Vancouver, BC V5L 2L6 | Sprinkler Permit | Residential | New | Issued | Residential - New sprinkler system >BP: To construct a 2 storey + basement one-family with a detached accessory building (garage) , at the rear providing 2 parking spaces, having vehicular access from the lane. Note: The entire building, INCLUDING THE ATTACHED GARAGE (if applicable), to be sprinklered to NFPA 13D 1. No Strata Titling permitted 2. A/C proposed – Exterior component located in Rear, Interior component located in Second Floor. 3. Bar sink located in basement. 4. Schedule B: (J.J.S HUI) P.Eng (778.319.3403) Structural & Geotechnical 5. HPO: Residential Builder- Athoula Management Ltd 6. Rev#1: 1 A/C unit mini-split proposed on main floor | Haven Fire Protection Ltd
EP-2023-00737 | 2023-01-30 | 2155 PARKER STREET, Vancouver, BC V5L 2L6 | Electrical Permit | Residential | New | Issued | Installation / Repair - Residential - ROUGH WIRING , SERVICE AND FINISHING >BP: To construct a 2 storey + basement one-family with a detached accessory building (garage) , at the rear providing 2 parking spaces, having vehicular access from the lane. Note: The entire building, INCLUDING THE ATTACHED GARAGE (if applicable), to be sprinklered to NFPA 13D 1. No Strata Titling permitted 2. A/C proposed – Exterior component located in Rear, Interior component located in Second Floor. 3. Bar sink located in basement. 4. Schedule B: (J.J.S HUI) P.Eng (778.319.3403) Structural & Geotechnical 5. HPO: Residential Builder- Athoula Management Ltd 6. Rev#1: 1 A/C unit mini-split proposed on main floor | G G S ELECTRICAL LTD
GP-2023-01297 | 2023-04-21 | 2155 PARKER STREET, Vancouver, BC V5L 2L6 | Gas Permit | Residential | New | Issued | Residential - Install one boiler one gas range piping for one fireplace and 2 bbq >BP: To construct a 2 storey + basement one-family with a detached accessory building (garage) , at the rear providing 2 parking spaces, having vehicular access from the lane. Note: The entire building, INCLUDING THE ATTACHED GARAGE (if applicable), to be sprinklered to NFPA 13D 1. No Strata Titling permitted 2. A/C proposed – Exterior component located in Rear, Interior component located in Second Floor. 3. Bar sink located in basement. 4. Schedule B: (J.J.S HUI) P.Eng (778.319.3403) Structural & Geotechnical 5. HPO: Residential Builder- Athoula Management Ltd 6. Rev#1: 1 A/C unit mini-split proposed on main floor | JOT MECHANICAL LTD
EP-2023-03471 | 2023-04-21 | 2155 PARKER STREET, Vancouver, BC V5L 2L6 | Electrical Permit | Residential | New | Issued | Installation / Repair - Residential - Pre wire and completion of alarm, Telus, tv,, internet and cctv. >BP: To construct a 2 storey + basement one-family ($615,865) with a detached accessory building (garage) , at the rear providing 2 parking spaces, having vehicular access from the lane. Note: The entire building, INCLUDING THE ATTACHED GARAGE (if applicable), to be sprinklered to NFPA 13D 1. No Strata Titling permitted 2. A/C proposed – Exterior component located in Rear, Interior component located in Second Floor. 3. Bar sink located in basement. 4. Schedule B: (J.J.S HUI) P.Eng (778.319.3403) Structural & Geotechnical 5. HPO: Residential Builder- Athoula Management Ltd 6. Rev#1: 1 A/C unit mini-split proposed on main floor Note: This is a 2 storey building pursuant to the Zoning and Development By-Law Address Information: Principle Dwelling: 2155 Parker Street Address number assigned as per approved plans for Fire and Emergency response. The address number is to be posted and to the building and to be visible from the street in accordance with the Building By-law prior to final inspection. . **THIS PERMIT HAS BEEN ISSUED UNDER THE REQUIREMENTS OF VBBL #12511 (2019)*** | Pioneer Security and Communications Ltd
EP-2023-00325 | 2023-01-14 | 2155 PARKER STREET, Vancouver, BC V5L 2L6 | Electrical Permit | Residential | New | Expired | Temporary Power - Residential - To provide temporary power. | G G S ELECTRICAL LTD
PP-2022-04231 | 2022-11-24 | 2155 PARKER STREET, Vancouver, BC V5L 2L6 | Plumbing Permit | Residential | New | Issued | Residential - New construction >BP: To construct a 2 storey + basement one-family ($615,865) with a detached accessory building (garage) , at the rear providing 2 parking spaces, having vehicular access from the lane. Note: The entire building, INCLUDING THE ATTACHED GARAGE (if applicable), to be sprinklered to NFPA 13D 1. No Strata Titling permitted 2. A/C proposed – Exterior component located in Rear, Interior component located in Second Floor. 3. Bar sink located in basement. 4. Schedule B: (J.J.S HUI) P.Eng (778.319.3403) Structural & Geotechnical 5. HPO: Residential Builder- Athoula Management Ltd **THIS PERMIT HAS BEEN ISSUED UNDER THE REQUIREMENTS OF VBBL #12511 (2019)*** | AQUA KING MECHANICAL LTD
MP-2022-00696 | 2022-12-12 | 2155 PARKER STREET, Vancouver, BC V5L 2L6 | Mechanical Permit | NULL | NULL | Issued | NULL | AQUA KING MECHANICAL LTD
PP-2022-02452 | 2022-07-14 | 2155 PARKER STREET, Vancouver, BC V5L 2L6 | Plumbing Permit | Residential | New | Issued | Residential - 1FD - Sentry and storm con with one sump To construct a 2 storey + basement one-family with a detached accessory building (garage) , at the rear providing 2 parking spaces, having vehicular access from the lane. Note: The entire building, INCLUDING THE ATTACHED GARAGE (if applicable), to be sprinklered to NFPA 13D 1. No Strata Titling permitted 2. A/C proposed – Exterior component located in Rear, Interior component located in Second Floor. 3. Bar sink located in basement. | AKAL DEMOLITION & EXCAVATING LTD
GP-2023-00520 | 2023-02-13 | 2168 PARKER STREET, Vancouver, BC V5L 2L7 | Gas Permit | Residential | Renovation - Dwelling Unit(s) only | Completed | Residential - Re and Re of furnace and water heater | Tek Climate Heating & Air Conditioning Ltd
EP-2023-10846 | 2023-12-14 | 2169 PARKER STREET, Vancouver, BC V5L 2L6 | Electrical Permit | Residential | Renovation | Issued | Installation / Repair - Residential - House reno.New wiring for Legal suite in the basement. 200A main service, two gang meter box in the garage. -Increase existing service from 100A to 200A. New 200A service with two sockets meter base. Separate metering for the main house and legal suite. >BP: Interior alterations and a change of use from single detached house to single detached house with secondary suite with one car parking provided in the accessory garage with access from the lane. OK for SIPS per W.Wong Scope of Work: New partition layout new kitchen millwork, fixtures and finishes new washroom millwork, fixtures and finishes upgrade electrical panel & REUP upgrades. Notes: - This building is not sprinklered. - No strata-titling will be permitted. - An annual Vancouver Business License must be obtained prior to the rental of this approved one-family dwelling and/or secondary suite on this site. - Install interconnected, hardwired, 120 volt smoke alarms with battery back-up and silencing feature, in each sleeping unit and on each storey as per Building Bylaw 9.10.19. - Install Carbon Monoxide Alarm as per Building By-Law 9.32.4.2. - Ceiling height to be a min. 6ft 6" over 80% of the suite area and all exit routes - Dedicated 3'-0" wide firefighting access path with overhead clearance of 2m to be maintained at all times Amend: Dec 22, 2023 Run low voltage CAT5 cables to several rooms TV and office, build LV panel | Always On Electric Inc
PP-2023-04236 | 2023-12-05 | 2169 PARKER STREET, Vancouver, BC V5L 2L6 | Plumbing Permit | Residential | Renovation | Issued | Residential - Adding a shower, kitchen sink and a dishwasher on the basement floor Relocating bathroom fixtures on the basement floor Relocating Laundry on the basement floor Adding an emergency drain in the mechanical room Installing 2 new hose bibs (front and back of the house) Adding A three-piece bathroom on the main floor Redoing existing bathroom on the main floor Adding a laundry on the main floor Redoing existing kitchen on the main floor Adding a dishwasher on the main floor >DB: Interior alterations and a change of use from single detached house to single detached house with secondary suite with one car parking provided in the accessory garage with access from the lane. | Odessey Homes Building's Maintenance Ltd
GP-2022-03280 | 2022-10-24 | 2205 PARKER STREET, Vancouver, BC V5L 2L8 | Gas Permit | Residential | Renovation | Completed | Residential - Replace gas furnace | Joyce Heating Services Ltd
PP-2022-01078 | 2022-03-30 | 2217 PARKER STREET, Vancouver, BC V5L 2L8 | Plumbing Permit | Residential | Renovation | Completed | Residential - replacing the shower | STARGATE PLUMBING & HEATING
EP-2023-00649 | 2023-01-26 | 2228 PARKER STREET, Vancouver, BC V5L 2L9 | Electrical Permit | Residential | Renovation | Completed | Installation / Repair - Residential - Adding pot lights to the soffits. Adding wires for future panel upgrade. >BP: Exterior alterations only to repair the siding on the existing single detached house on this lot. OK for field review D.Langevin | Sam Campbell
NULL | NULL | 2229 PARKER STREET, Vancouver, BC V5L 2L8 | Mechanical Permit | NULL | NULL | Withdrawn | NULL | Metro Valley HVAC Ltd
EP-2022-03114 | 2022-04-18 | 2229 PARKER STREET, Vancouver, BC V5L 2L8 | Electrical Permit | Residential | Renovation | Expired | Temporary Power - Residential - To provide temporary power. | Wagman Electrical Systems Inc
EP-2022-02366 | 2022-03-25 | 2229 PARKER STREET, Vancouver, BC V5L 2L8 | Electrical Permit | Residential | Renovation | Completed | Installation / Repair - Residential - Scope of work to include complete re-wiring of entire house. 200 amp overhead consumer service to change locations in basement. >BP: Exterior/Interior alteration and change use from one family dwelling with secondary suite to one family dwelling by removing the suite in B/F and adding a new inter-connected stairs to the basement. Exterior alteration to raise roof 2' and add dormers >>Amend: Dec. 21st -Electrical permit work value to change by $900 to reflect heat pump in installation building permit has been amended to add the heat pump | Wagman Electrical Systems Inc
PP-2022-01755 | 2022-05-24 | 2229 PARKER STREET, Vancouver, BC V5L 2L8 | Plumbing Permit | Residential | Renovation | Completed | Residential - house renovation adding a bathroom on top floor >BP: Exterior/Interior alteration and change use from one family dwelling with secondary suite to one family dwelling by removing the suite in B/F and adding a new inter-connected stairs to the basement. Exterior alteration to raise roof 2' and add dormers Letters of assurance rcvd Shi, Li Qing 778.772.750 Amend: Aug 17, 2022 add one shower to permit - level 3 | Reactive Plumbing & Heating Ltd
SP-2022-00251 | 2022-02-25 | 2229 PARKER STREET, Vancouver, BC V5L 2L8 | Sprinkler Permit | Residential | Addition | Completed | Residential - install new sprinkler system Exterior/Interior alteration and change use from one family dwelling with secondary suite to one family dwelling by removing the suite in B/F and adding a new inter-connected stairs to the basement. | Alpine Sprinkler Systems Ltd
NULL | NULL | 1168 PENDRELL STREET, Vancouver, BC V6E 1L4 | Electrical Permit | Commercial | NULL | Draft | Annual / Operating - Annual operating permit for fire alarm and life safety systems. | Advanco Electric Ltd
EP-2022-08647 | 2022-10-12 | 1168 PENDRELL STREET, Vancouver, BC V6E 1L4 | Electrical Permit | Commercial | NULL | Expired | Annual / Operating - Annual operating permit Renewal of EP-2021-04359 Valid: Jun 10, 2022 to Jun 9, 2023 Amend: Dec 13, 2022 Angelo Viani has requested that this permit be considered annual operating permit only (not reference fire alarm)...amend description | Advanco Electric Ltd
EP-2023-05089 | 2023-06-15 | 1168 PENDRELL STREET, Vancouver, BC V6E 1L4 | Electrical Permit | Commercial | NULL | Issued | Annual / Operating - Annual operating permit for fire alarm and life safety systems. Renewal of EP-2022-08647 Valid: Jun 10, 2023 to Jun 9, 2024 | Advanco Electric Ltd
EP-2022-08310 | 2022-10-03 | 1169 PENDRELL STREET, Vancouver, BC V6E 1L3 | Electrical Permit | Commercial | Tenant Improvement | Completed | Installation / Repair - Commercial - Fire alarm panel replacement, reuse existing wiring. Note: This permit has been issued based on Bulletin 2018-004-BU/EL. | Action Electric Ltd
EP-2023-10030 | 2023-11-22 | 7362 PRINCE EDWARD STREET, Vancouver, BC V5X 3P7 | Electrical Permit | Residential | Renovation | Issued | Installation / Repair - Residential - ¦ 1FD: 200A SERVICE UPGRADE ¦ upgrading main service from 100 amps to 200 amps >Permit Amendment Dec 06, 2023 -"Addition of ac unit" | Ioniq Electrical Corp
NULL | NULL | 7362 PRINCE EDWARD STREET, Vancouver, BC V5X 3P7 | Electrical Permit | Residential | Renovation - Dwelling Unit(s) only | Withdrawn | Installation / Repair - Residential - upgrading home service from 100 amp to 200 amp | NULL
EP-2023-05156 | 2023-06-26 | 5268 PRINCE EDWARD STREET, Vancouver, BC V5W 2X5 | Electrical Permit | Residential | Renovation | Completed | Installation / Repair - Residential - Underground Teck cable from Electrical Panel to exterior BBQ/kitchen area. GFCI protected receptacles and fridge power. (CF-2022-007598) | Rainforest Electrical and Solar Ltd
GP-2023-02292 | 2023-08-02 | 5268 PRINCE EDWARD STREET, Vancouver, BC V5W 2X5 | Gas Permit | Residential | Renovation | Completed | Residential - 2 BBQ's -Supply & install 1x 2PSI 1/2" underground polyethylene gas line complete with 1x approved underground tee, complete with 1x steel riser on the inlet end and 2x risers on the outlet end. One line to serve 1x single outlet BBQ box. One line to serve 1x double outlet BBQ box. Tracer wire to be installed on underground piping. | Link Plumbing & Heating Ltd
MP-2023-01231 | 2023-07-05 | 5294 PRINCE EDWARD STREET, Vancouver, BC V5W 2X5 | Mechanical Permit | NULL | NULL | Completed | NULL | Green Mountain Solutions Inc
EP-2023-01882 | 2023-03-07 | 5294 PRINCE EDWARD STREET, Vancouver, BC V5W 2X5 | Electrical Permit | Residential | Renovation - Dwelling Unit(s) only | Completed | Installation / Repair - Residential - -200 amp service upgrade. -New ground plate. -Heat pump is going to be installed in the future >Permit Amendment Aug 17, 2023 -Customer added a 30 Amp heat pump -Document(s) uploaded to "Application Documents" tab for Electrical Inspector review/ acceptance >Permit Amendment Jul 13, 2023: -Wire for 40 Amp heat pump *An approved mechanical permit is required for the installation of air conditioning or heat pump unit at the time of installation before an electrical inspection will be performed | Arcwest Electric Ltd
GP-2022-02430 | 2022-08-19 | 5308 PRINCE EDWARD STREET, Vancouver, BC V5W 2X6 | Gas Permit | Residential | New | Completed | Residential - Gas piping to boiler , stove, fireplace >BP: To construct a 2 storey one-family dwelling with a secondary suite located in the Basement/Cellar ($664,050) with an open parking pad, providing 1 parking space, having vehicular access from the 20' Lane. 1. Covenant registered at the Land Title Office under CA9324854 2. No Strata Titling permitted 3. A/C proposed – Exterior component located in Rear, Interior component located in Upper Floor. 4. No Bar sink 5. Schedule B: (S.N. Biswas) P.Eng (604.250.8666) Structural & Geotechnical 6. Rev #2: HPO: Residential Builder - Dryden Development Ltd. | Zenith Plumbing & Gas Fitting Ltd.
EP-2022-06841 | 2022-08-17 | 5308 PRINCE EDWARD STREET, Vancouver, BC V5W 2X6 | Electrical Permit | Residential | New | Completed | Installation / Repair - Residential - Rough Wire, Service, and Finishing to be completed. Main HOUSE Service 125A LANEWAY Service 125A MAIN consumer's SERVICE 200A. >BP: To construct a 2 storey one-family dwelling with a secondary suite located in the Basement/Cellar ($664,050) with an open parking pad, providing 1 parking space, having vehicular access from the 20' Lane. 1. Covenant registered at the Land Title Office under CA9324854 2. No Strata Titling permitted 3. A/C proposed – Exterior component located in Rear, Interior component located in Upper Floor. 4. No Bar sink 5. Schedule B: (S.N. Biswas) P.Eng (604.250.8666) Structural & Geotechnical 6. Rev #2: HPO: Residential Builder - Dryden Development Ltd. Note: This is a 2 storey building pursuant to the Zoning and Development By-Law Address Information: Principle Dwelling: #1-5308 Prince Edward St Secondary Suite: #2-5308 Prince Edward St Laneway home: 410 E 37th Avenue Address and suite numbers assigned as per approved plans for Fire and Emergency response. The address number is to be posted on the building to be visible from the street and the suite numbers are to be posted at the suite entries in accordance with the Building By-law prior to final inspection. **THIS PERMIT HAS BEEN ISSUED UNDER THE REQUIREMENTS OF VBBL #12511 (2019) ** | Bassi Electrical Ltd
PP-2022-02418 | 2022-07-13 | 5308 PRINCE EDWARD STREET, Vancouver, BC V5W 2X6 | Plumbing Permit | Residential | New | Completed | Residential - All new plumbing work >To construct a 2 storey one-family dwelling with a secondary suite located in the Basement/Cellar ($664,050) with an open parking pad, providing 1 parking space, having vehicular access from the 20' Lane. 1. Covenant registered at the Land Title Office under CA9324854 2. No Strata Titling permitted 3. A/C proposed – Exterior component located in Rear, Interior component located in Upper Floor. 4. No Bar sink 5. Schedule B: (S.N. Biswas) P.Eng (604.250.8666) Structural & Geotechnical 6. Rev #2: HPO: Residential Builder - Dryden Development Ltd. Note: This is a 2 storey building pursuant to the Zoning and Development By-Law Address Information: Principle Dwelling: #1-5308 Prince Edward St Secondary Suite: #2-5308 Prince Edward St Laneway home: 410 E 37th Avenue Address and suite numbers assigned as per approved plans for Fire and Emergency response. The address number is to be posted on the building to be visible from the street and the suite numbers are to be posted at the suite entries in accordance with the Building By-law prior to final inspection. **THIS PERMIT HAS BEEN ISSUED UNDER THE REQUIREMENTS OF VBBL #12511 (2019) ** | Zenith Plumbing & Gas Fitting Ltd.
GP-2022-02290 | 2022-08-04 | 5308 PRINCE EDWARD STREET, Vancouver, BC V5W 2X6 | Gas Permit | Residential | New | Completed | Residential - INSTALL 1 GAS FIREPLACE IN NEW HOME CONSTRUCTION, BASIC UP AND OUT THE WALL VENTING, APPLIANCE ONLY >BP: To construct a 2 storey one-family dwelling with a secondary suite located in the Basement/Cellar ($664,050) with an open parking pad, providing 1 parking space, having vehicular access from the 20' Lane. | The LM Fireplace Warehouse Ltd.
SP-2022-01225 | 2022-08-02 | 5308 PRINCE EDWARD STREET, Vancouver, BC V5W 2X6 | Sprinkler Permit | Residential | New | Completed | Residential - 1FD+SS - #1 & #2 - installation of a a new fire sprinkler system To construct a 2 storey one-family dwelling with a secondary suite located in the Basement/Cellar with an open parking pad, providing 1 parking space, having vehicular access from the 20' Lane. 1. Covenant registered at the Land Title Office under CA9324854 2. No Strata Titling permitted 3. A/C proposed – Exterior component located in Rear, Interior component located in Upper Floor. 4. No Bar sink | CENTRE LINE FIRE SPRINKLERS LTD
EP-2022-06764 | 2022-08-12 | 5308 PRINCE EDWARD STREET, Vancouver, BC V5W 2X6 | Electrical Permit | Residential | New | Completed | Installation / Repair - Residential - Low Voltage (Alarm, Cable, Telephone, Data, Doorbell) Rough In and Finishing -complete security alarm installation >BP: To construct a 2 storey one-family dwelling with a secondary suite located in the Basement/Cellar ($664,050) with an open parking pad, providing 1 parking space, having vehicular access from the 20' Lane | Cititech Security & Sound Inc.
PP-2022-01847 | 2022-06-01 | 5308 PRINCE EDWARD STREET, Vancouver, BC V5W 2X6 | Plumbing Permit | Residential | New | Completed | Residential - sump >BP: To construct a 2 storey one-family dwelling with a secondary suite located in the Basement/Cellar ($664,050) with an open parking pad, providing 1 parking space, having vehicular access from the 20' Lane. 1. Covenant registered at the Land Title Office under CA9324854 2. No Strata Titling permitted 3. A/C proposed – Exterior component located in Rear, Interior component located in Upper Floor. 4. No Bar sink 5. Schedule B: (S.N. Biswas) P.Eng (604.250.8666) Structural & Geotechnical 6. HPO: Residential Builder- Vannova Developments Ltd Note: This is a 2 storey building pursuant to the Zoning and Development By-Law Address Information: Principle Dwelling: #1-5308 Prince Edward St Secondary Suite: #2-5308 Prince Edward St Laneway home: 410 E 37th Avenue Address and suite numbers assigned as per approved plans for Fire and Emergency response. The address number is to be posted on the building to be visible from the street and the suite numbers are to be posted at the suite entries in accordance with the Building By-law prior to final inspection. **THIS PERMIT HAS BEEN ISSUED UNDER THE REQUIREMENTS OF VBBL #12511 (2019) ** | Bhullar Excavating and Demolition
EP-2022-01780 | 2022-03-04 | 5308 PRINCE EDWARD STREET, Vancouver, BC V5W 2X6 | Electrical Permit | Residential | New | Expired | Temporary Power - Residential - To provide temporary power. | Bassi Electrical Ltd
GP-2022-03388 | 2022-11-01 | 5356 PRINCE EDWARD STREET, Vancouver, BC V5W 2X6 | Gas Permit | Residential | Tenant Improvement | Completed | Residential - Install furnace | Gandy Installations Ltd
PP-2022-02819 | 2022-08-15 | 5368 PRINCE EDWARD STREET, Vancouver, BC V5W 2X6 | Plumbing Permit | Residential | New | Completed | Residential - Lawn irrigation BP: To construct a 2.5 storey + heated crawl space two-family dwelling ($689,00) with a detached accessory building (2 car garage) providing 2 parking spaces, having vehicular access from the lane. 1. A/C proposed – Exterior component located in rear yard, Interior component located in attic closet 2. Schedule B: (Christopher Man) P.Eng (604.874.3237) Structural 3. Schedule B: (Tegbir Bajwa) P.Eng (778.995.2404) Geotechnical 4. HPO: Residential Builder- VANDWELL DEVELOPMENTS INC | Yue Jin Qiu
EP-2022-03045 | 2022-04-19 | 5368 PRINCE EDWARD STREET, Vancouver, BC V5W 2X6 | Electrical Permit | Residential | Addition | Completed | Installation / Repair - Residential - Extra Low Voltage. Installation of TV, Data, Phone. Alarm System, Audio System, Security Camera., Door Bell >BP: To construct a 2.5 storey + heated crawl space two-family dwelling ($689,00) with a detached accessory building (2 car garage) providing 2 parking spaces, having vehicular access from the lane. 1. A/C proposed – Exterior component located in rear yard, Interior component located in attic closet 2. Schedule B: (Christopher Man) P.Eng (604.874.3237) Structural 3. Schedule B: (Tegbir Bajwa) P.Eng (778.995.2404) Geotechnical 4. HPO: Residential Builder- VANDWELL DEVELOPMENTS INC Note: This is a 2 storey building pursuant to the Zoning and Development By-Law Address Information: Principle Dwelling #1: 5368 Prince Edward St Principle Dwelling #2: 5370 Prince Edward St Address numbers assigned as per approved plans for Fire and Emergency response. The address numbers are to be posted to the building to be visible from the street and in accordance with the Building By-law prior to final inspection. **THIS PERMIT HAS BEEN ISSUED UNDER THE REQUIREMENTS OF VBBL #12511 (2019) ** | Blue Horse Electric Ltd
SP-2022-00487 | 2022-04-05 | 5368 PRINCE EDWARD STREET, Vancouver, BC V5W 2X6 | Sprinkler Permit | Residential | New | Completed | Residential - New sprinkler system >BP: To construct a 2.5 storey + heated crawl space two-family dwelling ($689,00) with a detached accessory building (2 car garage) providing 2 parking spaces, having vehicular access from the lane. 1. A/C proposed – Exterior component located in rear yard, Interior component located in attic closet 2. Schedule B: (Christopher Man) P.Eng (604.874.3237) Structural 3. Schedule B: (Tegbir Bajwa) P.Eng (778.995.2404) Geotechnical 4. HPO: Residential Builder- VANDWELL DEVELOPMENTS INC Note: This is a 2 storey building pursuant to the Zoning and Development By-Law Address Information: Principle Dwelling #1: 5368 Prince Edward St Principle Dwelling #2: 5370 Prince Edward St Address numbers assigned as per approved plans for Fire and Emergency response. The address numbers are to be posted to the building to be visible from the street and in accordance with the Building By-law prior to final inspection. **THIS PERMIT HAS BEEN ISSUED UNDER THE REQUIREMENTS OF VBBL #12511 (2019) ** | Haven Fire Protection Ltd
EP-2022-01327 | 2022-03-21 | 5368 PRINCE EDWARD STREET, Vancouver, BC V5W 2X6 | Electrical Permit | Residential | New | Completed | Installation / Repair - Residential - Electrical wiring for new Duplex >BP: To construct a 2.5 storey + heated crawl space two-family dwelling ($689,00) with a detached accessory building (2 car garage) providing 2 parking spaces, having vehicular access from the lane. 1. A/C proposed – Exterior component located in rear yard, Interior component located in attic closet 2. Schedule B: (Christopher Man) P.Eng (604.874.3237) Structural 3. Schedule B: (Tegbir Bajwa) P.Eng (778.995.2404) Geotechnical 4. HPO: Residential Builder- VANDWELL DEVELOPMENTS INC Note: This is a 2 storey building pursuant to the Zoning and Development By-Law | Ankor Electrical Ltd.
GP-2022-00958 | 2022-04-19 | 5368 PRINCE EDWARD STREET, Vancouver, BC V5W 2X6 | Gas Permit | Residential | New | Completed | Residential - New Duplex gas appliances install. >To construct a 2.5 storey + heated crawl space two-family dwelling ($689,00) with a detached accessory building (2 car garage) providing 2 parking spaces, having vehicular access from the lane. 1. A/C proposed – Exterior component located in rear yard, Interior component located in attic closet 2. Schedule B: (Christopher Man) P.Eng (604.874.3237) Structural 3. Schedule B: (Tegbir Bajwa) P.Eng (778.995.2404) Geotechnical 4. HPO: Residential Builder- VANDWELL DEVELOPMENTS INC | One Stop Mechanical Ltd
GP-2022-01064 | 2022-04-05 | 3966 ONTARIO STREET, Vancouver, BC V5V 3G4 | Gas Permit | Residential | Renovation | Completed | Residential - Replace gas furnace | BNA Systems Inc and/or Kirkland Metal Shop Ltd
GP-2022-03228 | 2022-10-19 | 3966 ONTARIO STREET, Vancouver, BC V5V 3G4 | Gas Permit | Residential | Renovation | Completed | Residential - Re Re Furnace | Tek Climate Heating & Air Conditioning Ltd
EP-2023-03482 | 2023-04-25 | 4020 ONTARIO STREET, Vancouver, BC V5V 3G5 | Electrical Permit | Residential | Renovation | Issued | Installation / Repair - Residential - Upgrade existing 100A service to 200 amp from private pole. Install dedicated branch circuit for stove, run power to office. | Pacific Star Electric Inc
MP-2023-01106 | 2023-06-16 | 4020 ONTARIO STREET, Vancouver, BC V5V 3G5 | Mechanical Permit | NULL | NULL | Completed | NULL | Thomson Industries Ltd
GP-2022-01943 | 2022-06-28 | 4050 ONTARIO STREET, Vancouver, BC V5V 3G5 | Gas Permit | Residential | Renovation - Dwelling Unit(s) only | Completed | Residential - Combination Boiler Installation | Reid Brothers Plumbing & Heating Ltd
GP-2023-03938 | 2023-12-07 | 4222 ONTARIO STREET, Vancouver, BC V5V 3G7 | Gas Permit | Residential | Renovation | Completed | Residential - replacement of hot water tank | Hillcrest Plumbing & Heating (1991) Ltd
EP-2022-03593 | 2022-05-04 | 4251 ONTARIO STREET, Vancouver, BC V5V 3G8 | Electrical Permit | Commercial | Addition | Expired | Installation / Repair - Commercial - Installation of a ULC listed dialer for the monitoring of the fire panel only | Chubb Fire & Security Canada Corp
EP-2023-07297 | NULL | 4251 ONTARIO STREET, Vancouver, BC V5V 3G8 | Electrical Permit | Commercial | NULL | Application Incomplete | Movie Set / Filming - To allow for Movie Set/Filming Applicant shall provide completed Contractor Declaration form, and dates of filming and associated location(s) to csinspection.clerks@vancouver.ca prior to the commencement of filming. Visit vancouver.ca/inspections for more details. | NULL
EP-2022-07767 | 2022-09-16 | 1106 PACIFIC STREET, Vancouver, BC V6E 1T4 | Electrical Permit | Residential | Renovation | Completed | Installation / Repair - Residential - Bathroom renovation install 4x new LED ceiling lights, install Dryer Washer power supply. Interior alterations to provide residential improvements to the bathroom and closet adjacent to the bathroom at unit #307 on the 3rd floor of this existing multiple dwelling building. Scope of work includes installation of washer and dryer in the closet. | Positron Services Ltd
EP-2023-00225 | 2023-01-17 | 1106 PACIFIC STREET, Vancouver, BC V6E 1T4 | Electrical Permit | Residential | Renovation | Completed | Installation / Repair - Residential - Bathroom renovation : Install new circuits for the Wall towel heater, circuit for the floor heat and for the bidet powered seat. >BP: Interior alterations to provide residential improvements to the bathroom and closet adjacent to the bathroom at unit #301 on the 3rd floor of this existing multiple dwelling building. Scope of work includes Replace existing shower stall to tub and wall tiles. Replace Floor tiles, vanity, toilet and Electrical work. E2 - Lighting - Install energy efficient lighting fixtures (single occupied space area) OK to process as field Review as per Nehzat J. November 24, 2022 Amend: Jan 18, 2023 Note: The appartement power supply with # 2 AL not CU conductors. | Positron Services Ltd
PP-2022-00096 | 2022-01-18 | 1215 PACIFIC STREET, Vancouver, BC V6E 3W6 | Plumbing Permit | Commercial | Addition | Completed | Commercial - Premises isolation permit applied as a result of a City of Vancouver Cross Connection Inspection. Engineer Letter has been uploaded | RPH Services Inc
EP-2023-10720 | 2023-12-07 | 1215 PACIFIC STREET, Vancouver, BC V6E 3W6 | Electrical Permit | Commercial | Renovation | Issued | Installation / Repair - Commercial - Maintenance replacement of fire alarm panel.This FAS upgrade is limited to the replacement of the existing control unit with a new control unit only without altering the existing wiring and outlet boxes. The existing field devices incorporated in the fire alarm system shall be compatible with the new control unit in conformance with the CAN/CSA ULC-S524.As per Bulletin 2018-004-BU/EL #2 Attachment 1C. | Fina Electrical Systems Ltd
GP-2022-01604 | 2022-05-25 | 1275 PACIFIC STREET, Vancouver, BC V6E 1T6 | Gas Permit | Commercial | Tenant Improvement | Completed | Commercial - Removal and instalation of 8 gas dryers | Spears Sales & Service Ltd
SP-2023-01956 | NULL | 1623 PANDORA STREET, Vancouver, BC V5L 0B1 | Sprinkler Permit | Commercial | Addition | Application Incomplete | Commercial - Relocation of 2 heads and adding 6 new | PML Professional Mechanical Ltd
PP-2023-01932 | 2023-05-31 | 1623 PANDORA STREET, Vancouver, BC V5L 0B1 | Plumbing Permit | Commercial | Addition | Completed | Commercial - Minor plumbing Note: Structural work may require a BP | Kalsi Plumbing Services Ltd
EP-2023-04650 | 2023-05-31 | 1623 PANDORA STREET, Vancouver, BC V5L 0B1 | Electrical Permit | Commercial | Renovation | Completed | Installation / Repair - Commercial - Install new dedicated branch circuits for electrical equipment (apparatus) supplied by existing panel to location. 2 x 3 phase circuits 208V 50amp 2 x 20 amp 208V single phase circuits 4 x 120V 20 amp single phase circuits | SUSTAIN ELECTRIC LTD
EP-2023-03532 | 2023-04-27 | 1623 PANDORA STREET, Vancouver, BC V5L 0B1 | Electrical Permit | Commercial | Addition | Issued | Installation / Repair - Commercial - installing/ connecting kitchen equipment >BP: Interior alterations: Interior alterations and a change the use from food product manufacturing class A (seafood) to food and beverage products class B for the existing 2 storey building on this site. Re-install wall removed at basement level between existing storage and loading area. No alteration proposed to the upper floor. NO COOKING EQUIPMENT PROPOSED IN SCOPE OF WORK. Grease laden vapour shall not be generated in this tenant space. Architect: NICHOLAS WAISSBLUTH, Tel. 604-612-5095 Email: nicholas@waoffice.ca Sprinkler Commitment Letter submitted. Revision No. 1 April 13, 2023 1) Revision to provide plumbing drawing and Schedule B for plumbing. Note: "This permit has been reviewed under the provision of Vancouver Building By-law 2019 (#12511)." | SUSTAIN ELECTRIC LTD
SP-2023-00282 | 2023-02-17 | 1623 PANDORA STREET, Vancouver, BC V5L 0B1 | Sprinkler Permit | Commercial | Renovation | Completed | Commercial - Add 8 new sprinkler heads and relocate 4 sprinkler heads >BP: Interior alterations and a change the use from food product manufacturing class A (seafood) to food and beverage products class B for the existing 2 storey building on this site. Re-install wall removed at basement level between existing storage and loading area. No alteration proposed to the upper floo *****This application does not include any of the following: 1. Not more than 20 sprinklers (add, relocate, or remove), 2. hydraulic calculations, 3. change in occupancy and /or hazard classification, 4. warehouse storage arrangements, 5. mobile compact storage arrangements, 6. alternative solutions, 7. changes to the sprinkler system supply piping (e.g. valves, mains, cross-mains, branch-lines, etc.), or 8. flexible sprinkler pipe. | PML Professional Mechanical Ltd
EP-2023-00871 | 2023-02-03 | 1623 PANDORA STREET, Vancouver, BC V5L 0B1 | Electrical Permit | Commercial | Renovation | Completed | Installation / Repair - Commercial - Install 240v heaters Install 20amp countertop receptacles Install 20amp dedicated circuits Pre wire for future single phase & 3 phase cooking equipment Remove hand dryers -The service remains in place >BP: Interior alterations and a change the use from food product manufacturing class A (seafood) to food and beverage products class B for the existing 2 storey building on this site. Re-install wall removed at basement level between existing storage and loading area. No alteration proposed to the upper floor. NO COOKING EQUIPMENT PROPOSED IN SCOPE OF WORK. Grease laden vapour shall not be generated in this tenant space. Architect: NICHOLAS WAISSBLUTH, Tel. 604-612-5095 Email: nicholas@waoffice.ca Sprinkler Commitment Letter submitted. Note: "This permit has been reviewed under the provision of Vancouver Building By-law 2019 (#12511)." Amend: Feb 21, 2023 Update emergency and exit circuits Est cost $4500 | SUSTAIN ELECTRIC LTD
PP-2023-00509 | 2023-03-10 | 1623 PANDORA STREET, Vancouver, BC V5L 0B1 | Plumbing Permit | Commercial | Renovation | Completed | Commercial - Tenant Improvement. >BP: Interior alterations: Interior alterations and a change the use from food product manufacturing class A (seafood) to food and beverage products class B for the existing 2 storey building on this site. Re-install wall removed at basement level between existing storage and loading area. No alteration proposed to the upper floor. NO COOKING EQUIPMENT PROPOSED IN SCOPE OF WORK. Grease laden vapour shall not be generated in this tenant space. | Kalsi Plumbing Services Ltd
NULL | NULL | 1623 PANDORA STREET, Vancouver, BC V5L 0B1 | Sprinkler Permit | Commercial | Addition | Draft | Commercial - Tenant Improvement - adding 8 new sprinkler heads and relocating 4 sprinkler heads | PML Professional Mechanical Ltd
EP-2023-01425 | 2023-02-21 | 1255 PENDRELL STREET, Vancouver, BC V6E 1L7 | Electrical Permit | Residential | Renovation - Dwelling Unit(s) only | Completed | Installation / Repair - Residential - new panel service wont be affected, new kitchen circuits, new lights plugs and switches also new smoke detectors in bedroom >BP: #1002 - 12th floor Interior alterations to provide improvements in unit #1002 on the 10th floor to do bathroom and kitchen renovation in this existing multiple dwelling building on this site. Scope of work includes: fire stopping where applicable, remove partition wall in kitchen to create open concept, re&re bathroom fixtures/finishes, millwork, appliances, flooring, plumbing and electrical work. E2-Appliances - Upgrade to an Energuide/Energy Star appliance (fridge; dishwasher). Architectural/ Plumbing/ Electrical Schedule B - John J. McCuaig, P. Eng. phone# 604.255.0992 OK to process as DTI as per W.Wong The services of a Structural Engineer may be required, based upon site inspection by the District Building Inspector. | Vancouver Telectric Services Ltd
PP-2023-00837 | 2023-03-13 | 1255 PENDRELL STREET, Vancouver, BC V6E 1L7 | Plumbing Permit | Commercial | Renovation - Dwelling Unit(s) only | Completed | Commercial - Will be replacing the bathtub with new. Will also be installing a new dishwasher. The location of these fixtures will not change. >BP: #1002 - 12th floor Interior alterations to provide improvements in unit #1002 on the 10th floor to do bathroom and kitchen renovation in this existing multiple dwelling building on this site. Scope of work includes: fire stopping where applicable, remove partition wall in kitchen to create open concept, re&re bathroom fixtures/finishes, millwork, appliances, flooring, plumbing and electrical work. | Salvatore Borello
EP-2023-02350 | 2023-03-22 | 1255 PENDRELL STREET, Vancouver, BC V6E 1L7 | Electrical Permit | Residential | Renovation - Dwelling Unit(s) only | Completed | Installation / Repair - Residential - Install new panel, kitchen branch circuits, lights plugs and switches also new smoke alarms in bedrooms. >BP: #405 - 4th floor Interior alterations to provide improvements in unit #405 on the 4th floor to do bathroom and kitchen renovation in this existing multiple dwelling building on this site. Scope of work includes: fire stopping where applicable, remove partition wall in kitchen to create open concept, re&re bathroom fixtures/finishes, millwork, appliances, flooring, plumbing and electrical work. | Vancouver Telectric Services Ltd
EP-2023-02345 | 2023-03-22 | 1255 PENDRELL STREET, Vancouver, BC V6E 1L7 | Electrical Permit | Residential | Renovation - Dwelling Unit(s) only | Completed | Installation / Repair - Residential - Install new panel, kitchen branch circuits, lights plugs and switches also new smoke alarms in bedrooms. >BP: Interior alterations to provide improvements in unit #202 on the 2th floor to do bathroom and kitchen renovation in this existing multiple dwelling building on this site. Scope of work includes: fire stopping where applicable, remove partition wall in kitchen to create open concept, re&re bathroom fixtures/finishes, millwork, appliances, flooring, plumbing and electrical work. OK for DTI as per S.Yu On Nov 17, 2022 | Vancouver Telectric Services Ltd
EP-2023-02346 | 2023-03-22 | 1255 PENDRELL STREET, Vancouver, BC V6E 1L7 | Electrical Permit | Residential | Renovation - Dwelling Unit(s) only | Completed | Installation / Repair - Residential - Install new panel, kitchen branch circuits, lights plugs and switches also new smoke alarms in bedrooms. >BP: Unit 206 -2nd Floor Interior alterations to renovate kitchen and bathroom in the unit #206 on the 2nd floor of this existing Multiple dwelling building. Energy Upgrade: E2-Appliances - Upgrade to an Energuide/Energy Star appliance (fridge; dishwasher). OK to process as DTI as per J. Zhang | Vancouver Telectric Services Ltd
EP-2023-02347 | 2023-03-22 | 1255 PENDRELL STREET, Vancouver, BC V6E 1L7 | Electrical Permit | Residential | Renovation - Dwelling Unit(s) only | Completed | Installation / Repair - Residential - Install new panel, kitchen branch circuits, lights plugs and switches also new smoke alarms in bedrooms. >BP: Interior alterations to provide improvements in unit #402 on the 2th floor to do bathroom and kitchen renovation in this existing multiple dwelling building on this site. Scope of work includes: fire stopping where applicable, remove partition wall in kitchen to create open concept, re&re bathroom fixtures/finishes, millwork, appliances, flooring, plumbing and electrical work. E2-Appliances - Upgrade to an Energuide/Energy Star appliance (fridge; dishwasher). Architectural/ Plumbing/ Electrical Schedule B - John J McCuaig, P. Eng. phone# 604.255.0992 OK to process as DTI as per N. Jalalkamali - November 1, 2022 The services of a Structural Engineer may be required, based upon site inspection by the District Building Inspector. | Vancouver Telectric Services Ltd
EP-2023-02348 | 2023-03-22 | 1255 PENDRELL STREET, Vancouver, BC V6E 1L7 | Electrical Permit | Residential | Renovation - Dwelling Unit(s) only | Completed | Installation / Repair - Residential - Install new panel, kitchen branch circuits, lights plugs and switches also new smoke alarms in bedrooms. >BP: #403 Interior alterations to provide improvements in unit #403 on the 4th floor to do bathroom and kitchen renovation in this existing multiple dwelling building on this site. Scope of work includes: fire stopping where applicable, remove partition wall in kitchen to create open concept, re&re bathroom fixtures/finishes, millwork, appliances, flooring, plumbing and electrical work. | Vancouver Telectric Services Ltd
EP-2023-02349 | 2023-03-22 | 1255 PENDRELL STREET, Vancouver, BC V6E 1L7 | Electrical Permit | Residential | Renovation - Dwelling Unit(s) only | Completed | Installation / Repair - Residential - Install new panel, kitchen branch circuits, lights plugs and switches also new smoke alarms in bedrooms. >BP: #404 - 4th floor Interior alterations to provide improvements in unit #404 on the 4th floor to do bathroom and kitchen renovation in this existing multiple dwelling building on this site. Scope of work includes: fire stopping where applicable, remove partition wall in kitchen to create open concept, re&re bathroom fixtures/finishes, millwork, appliances, flooring, plumbing and electrical work. | Vancouver Telectric Services Ltd
PP-2023-00983 | 2023-03-22 | 1255 PENDRELL STREET, Vancouver, BC V6E 1L7 | Plumbing Permit | Commercial | Renovation - Dwelling Unit(s) only | Completed | Commercial - Will be replacing the bathtub. Will also be installing a new dishwasher. The location of these fixtures will not from original. >BP: #404 - 4th floor Interior alterations to provide improvements in unit #404 on the 4th floor to do bathroom and kitchen renovation in this existing multiple dwelling building on this site. Scope of work includes: fire stopping where applicable, remove partition wall in kitchen to create open concept, re&re bathroom fixtures/finishes, millwork, appliances, flooring, plumbing and electrical work. E2-Appliances - Upgrade to an Energuide/Energy Star appliance (fridge; dishwasher). Architectural/ Plumbing/ Electrical Schedule B - John J McCuaig, P. Eng. Phone# 604.255.0992 | Salvatore Borello
PP-2023-00984 | 2023-03-22 | 1255 PENDRELL STREET, Vancouver, BC V6E 1L7 | Plumbing Permit | Commercial | Renovation - Dwelling Unit(s) only | Completed | Commercial - Will be replacing the bathtub. Will also be installing a new dishwasher. The location of these fixtures will not change from original. >BP: #405 - 4th floor Interior alterations to provide improvements in unit #405 on the 4th floor to do bathroom and kitchen renovation in this existing multiple dwelling building on this site. Scope of work includes: fire stopping where applicable, remove partition wall in kitchen to create open concept, re&re bathroom fixtures/finishes, millwork, appliances, flooring, plumbing and electrical work. E2-Appliances - Upgrade to an Energuide/Energy Star appliance (fridge; dishwasher). Architectural/ Plumbing/ Electrical Schedule B - John J McCuaig, P. Eng. Phone# 604.255.0992 | Salvatore Borello
PP-2023-00985 | 2023-03-22 | 1255 PENDRELL STREET, Vancouver, BC V6E 1L7 | Plumbing Permit | Commercial | Renovation - Dwelling Unit(s) only | Completed | Commercial - Will be replacing the bathtub. Will also be installing a new dishwasher. The location of these fixtures will not change from original location. >BP: #202 - 2nd floor Interior alterations to provide improvements in unit #202 on the 2th floor to do bathroom and kitchen renovation in this existing multiple dwelling building on this site. Scope of work includes: fire stopping where applicable, remove partition wall in kitchen to create open concept, re&re bathroom fixtures/finishes, millwork, appliances, flooring, plumbing and electrical work. | Salvatore Borello
PP-2023-01056 | 2023-03-27 | 1255 PENDRELL STREET, Vancouver, BC V6E 1L7 | Plumbing Permit | Commercial | Renovation - Dwelling Unit(s) only | Completed | Commercial - UNIT #206 - 2ND FLOOR - Will be replacing the bathtub. Will also be installing a new dishwasher. The location of these fixtures will not change from original. >BP: Unit 206 -2nd Floor Interior alterations to renovate kitchen and bathroom in the unit #206 on the 2nd floor of this existing Multiple dwelling building. Energy Upgrade: E2-Appliances - Upgrade to an Energuide/Energy Star appliance (fridge; dishwasher). | Salvatore Borello
PP-2023-01057 | 2023-03-27 | 1255 PENDRELL STREET, Vancouver, BC V6E 1L7 | Plumbing Permit | Commercial | Renovation - Dwelling Unit(s) only | Completed | Commercial - UNIT #402 - 4TH FLOOR - Will be replacing the bathtub. Will also be installing a new dishwasher. The location of these fittings will not change from original. >BP: #402 - 4th floor Interior alterations to provide improvements in unit #402 on the 2th floor to do bathroom and kitchen renovation in this existing multiple dwelling building on this site. Scope of work includes: fire stopping where applicable, remove partition wall in kitchen to create open concept, re&re bathroom fixtures/finishes, millwork, appliances, flooring, plumbing and electrical work. | Salvatore Borello
PP-2023-01058 | 2023-03-27 | 1255 PENDRELL STREET, Vancouver, BC V6E 1L7 | Plumbing Permit | Commercial | Renovation - Dwelling Unit(s) only | Completed | Commercial - UNIT #403 - 4TH FLOOR - Will be replacing the bathtub. Will also be installing a new dishwasher. The location of these fixtures will not change from original. >BP: #403 Interior alterations to provide improvements in unit #403 on the 4th floor to do bathroom and kitchen renovation in this existing multiple dwelling building on this site. Scope of work includes: fire stopping where applicable, remove partition wall in kitchen to create open concept, re&re bathroom fixtures/finishes, millwork, appliances, flooring, plumbing and electrical work. | Salvatore Borello
NULL | NULL | 1255 PENDRELL STREET, Vancouver, BC V6E 1L7 | Plumbing Permit | Commercial | Renovation - Dwelling Unit(s) only | Draft | Commercial - WIll be replacing the bathtub and mixing rough in valve. Will also be installing a new dishwasher. | Salvatore Borello
PP-2022-04385 | 2022-12-09 | 1255 PENDRELL STREET, Vancouver, BC V6E 1L7 | Plumbing Permit | Commercial | Renovation - Dwelling Unit(s) only | Completed | Commercial - UNIT #1208 - Will be replacing the bathtub and mixing rough in valve. Will also be installing a new dishwasher. >BP: #1208 - 12th floor Interior alterations to provide improvements in unit #1208 on the 12th floor to do bathroom and kitchen renovation in this existing multiple dwelling building on this site. Scope of work includes: fire stopping where applicable, remove partition wall in kitchen to create open concept, re&re bathroom fixtures/finishes, millwork, appliances, flooring, plumbing and electrical work. | Salvatore Borello
PP-2022-04201 | 2022-11-24 | 1255 PENDRELL STREET, Vancouver, BC V6E 1L7 | Plumbing Permit | Commercial | Renovation | Completed | Commercial - Repair after fire 508,408,407,406,401,308,307,301 3 Bathtubs supply and install Remaining work is mostly re-installs of fixtures >BP: Exterior and interior alterations for fire damage repairs to the dwelling units on 2nd to 5th floor and common area in this existing multiple dwelling building. The scope includes to replace the windows in the unit 408 & 508 facing north with new OK for DB per Benjamin Dufix (POD) Letter of assurance provided by: Schedule D & B (Architectural): Scott gordon, 604-220-8272 | R & M Mechanical Ltd
EP-2022-09948 | 2022-11-25 | 1255 PENDRELL STREET, Vancouver, BC V6E 1L7 | Electrical Permit | Residential | Renovation | Completed | Installation / Repair - Residential - Minor renovation/upgrade of units re-wire of 401,406,407,408 New rough wire new fixtures new plugs new data >BP: Exterior and interior alterations for fire damage repairs to the dwelling units on 2nd to 5th floor and common area in this existing multiple dwelling building. The scope includes to replace the windows in the unit 408 & 508 facing north with new OK for DB per Benjamin Dufix (POD) Letter of assurance provided by: Schedule D & B (Architectural): Scott gordon, 604-220-8272 Amend: Dec 20th, 2022 Additional units to be inspected. Flood damaged units from above fire . 307, 308, 301, 207 and 508 Same layouts | Lux Electric Group Ltd
EP-2022-10102 | 2022-11-30 | 1255 PENDRELL STREET, Vancouver, BC V6E 1L7 | Electrical Permit | Residential | Renovation - Dwelling Unit(s) only | Completed | Installation / Repair - Residential - new panel service wont be affected, new kitchen circuits, new lights plugs and switches also new interconnected smokes #708 Interior alterations to provide improvements in unit #708 on the 7th floor to do bathroom and kitchen renovation in this existing multiple dwelling building on this site. Scope of work includes: fire stopping where applicable, remove partition wall in kitchen to create open concept, re&re bathroom fixtures/finishes, millwork, appliances, flooring, plumbing and electrical work. ** Amend 12/07/2022** Correct unit number from 708 to 1208 | Vancouver Telectric Services Ltd
PP-2022-03815 | 2022-10-26 | 1255 PENDRELL STREET, Vancouver, BC V6E 1L7 | Plumbing Permit | Commercial | Renovation - Dwelling Unit(s) only | Completed | Commercial - Will be replacing the bathtub and shower diverter valve. Will also be installing a new dishwasher. -Its one bathtub with a shower head. I should write bathtub pressure balance valve >BP: Interior alterations to provide improvements in unit #708 on the 7th floor to do bathroom and kitchen renovation in this existing multiple dwelling building on this site. Scope of work includes: fire stopping where applicable, remove partition wall in kitchen to create open concept, re&re bathroom fixtures/finishes, millwork, appliances, flooring, plumbing and electrical work. E2-Appliances - Upgrade to an Energuide/Energy Star appliance (fridge; dishwasher). Architectural/ Plumbing/ Electrical Schedule B - John J McCuaig, P. Eng. phone# 604.255.0992 OK to process as DTI as per W. Wong - September 9, 2022 The services of a Structural Engineer may be required, based upon site inspection by the District Building Inspector. | Salvatore Borello
EP-2022-08582 | 2022-10-11 | 1255 PENDRELL STREET, Vancouver, BC V6E 1L7 | Electrical Permit | Residential | Renovation - Dwelling Unit(s) only | Completed | Installation / Repair - Residential - new panel service wont be affected, new kitchen circuits, new lights plugs and switches also new smoke in bedroom #708 Interior alterations to provide improvements in unit #708 on the 7th floor to do bathroom and kitchen renovation in this existing multiple dwelling building on this site. Scope of work includes: fire stopping where applicable, remove partition wall in kitchen to create open concept, re&re bathroom fixtures/finishes, millwork, appliances, flooring, plumbing and electrical work. | Vancouver Telectric Services Ltd
PP-2022-02267 | 2022-06-28 | 1255 PENDRELL STREET, Vancouver, BC V6E 1L7 | Plumbing Permit | Commercial | Renovation | Completed | Commercial - Unit #904 Re-Re of fixtures in bathroom group and kitchen. Replacement of bath tub and diverter. >Interior alterations to provide improvements to the bathroom and kitchen in this existing unit on the 9th floor (#904) in this multiple dwelling building on this site. This scope of work includes kitchen and the bathroom interior renovation. Energy Upgrade: E2-Appliances - Upgrade to an Energuide/Energy Star appliance (fridge; dishwasher). Architectural, Plumbing and Electrical Schedule B submitted by John J McCuaig, P.Eng. - 604.255.0992 OK to process as DTI as per Nehzat J. on April 27, 2022. | Canadian Plumbing Systems Ltd.
PP-2022-02268 | 2022-06-28 | 1255 PENDRELL STREET, Vancouver, BC V6E 1L7 | Plumbing Permit | Commercial | Renovation | Completed | Commercial - Unit #1007 Re-Re of fixtures in bathroom group and kitchen. Replacement of bath tub and diverter. >Interior alterations to provide improvements to the bathroom and kitchen in this existing unit on the 10th floor (#1007) in this multiple dwelling building on this site. Scope of work: kitchen wall modification to create open concept, cabinetry, countertops, flooring, replace bathtub/sink, finishes, fix firestopping where applicable, electrical and plumbing work. REVISION #1: change of contractor from Best Built Homes Inc. to Solid General Contractors Inc. June 7, 2022 mlh Architectural/Plumbing and Electrical Schedule B submitted by John J McCuaig, P.Eng. - 604.255.0992 OK for Field Review per K. Vogt - Dec 6, 2021 E2-Appliances - Upgrade to an Energuide/Energy Star appliance (fridge; dishwasher). Energy checklist is currently no longer required with your Building Permit (BP) application. Some supporting documents are still required at BP stage, specifically Envelope and HVAC, if applicable. Service Water Heating and Lighting supporting documents, if applicable, must be submitted with your related trades permits (e.g. electrical and plumbing). All energy upgrades will be checked during inspections stage. It is the applicant's responsibility to identify and note all required upgrades including energy upgrades on their BP drawings at BP stage. | Canadian Plumbing Systems Ltd.
PP-2022-02269 | 2022-06-28 | 1255 PENDRELL STREET, Vancouver, BC V6E 1L7 | Plumbing Permit | Commercial | Renovation | Completed | Commercial - Unit #1507 Re-Re of fixtures in bathroom group and kitchen. Replacement of bath tub and diverter. >Interior alterations to provide improvements to the bathroom and kitchen in this existing unit on the 15th floor (#1507) in this multiple dwelling building on this site. This scope of work includes kitchen and the bathroom interior renovation. Energy Upgrade: E2-Appliances - Upgrade to an Energuide/Energy Star appliance (fridge; dishwasher). Architectural, Plumbing and Electrical Schedule B submitted by John J McCuaig, P.Eng. - 604.255.0992 OK to process as DTI as per Nehzat J. on May 13, 2022. | Canadian Plumbing Systems Ltd.
EP-2022-06706 | 2022-08-11 | 1255 PENDRELL STREET, Vancouver, BC V6E 1L7 | Electrical Permit | Residential | Renovation - Dwelling Unit(s) only | Cancelled | Installation / Repair - Residential - new panel service wont be affected.. new kitchen circuits. new lights plugs and switches also new smoke in bedroom >BP: Unit 206 -2nd Floor Interior alterations to renovate kitchen and bathroom in the unit #206 on the 2nd floor of this existing Multiple dwelling building. Energy Upgrade: E2-Appliances - Upgrade to an Energuide/Energy Star appliance (fridge; dishwasher). | Vancouver Telectric Services Ltd
EP-2022-06471 | 2022-08-03 | 1255 PENDRELL STREET, Vancouver, BC V6E 1L7 | Electrical Permit | Commercial | Addition | Completed | Installation / Repair - Commercial - Installation of Entrephone mesh viscount, Camera and Access Systems. | ACCURATE ALARMS Ltd
NULL | NULL | 1255 PENDRELL STREET, Vancouver, BC V6E 1L7 | Plumbing Permit | Commercial | Renovation - Dwelling Unit(s) only | Withdrawn | Commercial - Re-re fixtures from fire damaged suites. Suites requiring work: 401, 406, 407, 408, 508 | Canadian Plumbing Systems Ltd.
EP-2023-07454 | 2023-08-15 | 1255 PENDRELL STREET, Vancouver, BC V6E 1L7 | Electrical Permit | Residential | Renovation - Dwelling Unit(s) only | Completed | Installation / Repair - Residential - Installation of new panel, new kitchen circuits, new lights plugs and switches, also new smoke alarms in bedroom. >BP: Interior alterations to provide improvements in unit #1506 on the 15th floor to do bathroom and kitchen renovation in this existing multiple dwelling building on this site. OK for DTI per W. Wong August 10, 2023 | Vancouver Telectric Services Ltd
PP-2023-03405 | 2023-09-25 | 1255 PENDRELL STREET, Vancouver, BC V6E 1L7 | Plumbing Permit | Commercial | Renovation - Dwelling Unit(s) only | Completed | Commercial - UNIT #1506 - 15TH FLOOR - Will be replacing the bathtub with diverter valve. Will also be installing a new dishwasher. >BP: #1506 - 15th floor Interior alterations to provide improvements in unit #1506 on the 15th floor to do bathroom and kitchen renovation in this existing multiple dwelling building on this site. | Salvatore Borello
EP-2022-04869 | 2022-06-09 | 1255 PENDRELL STREET, Vancouver, BC V6E 1L7 | Electrical Permit | Residential | Renovation - Dwelling Unit(s) only | Completed | Installation / Repair - Residential - new electrical panel service wont be affected, new kitchen circuits also new lights plugs and switches and new smoke in bedroom >BP: Interior alterations to provide improvements to the bathroom and kitchen in this existing unit on the 6th floor (#603) in this multiple dwelling building on this site. Scope of work: kitchen wall modification to create open concept, cabinetry, countertops, flooring, replace bathtub/sink, finishes, fix firestopping where applicable, electrical and plumbing work. Architectural/Plumbing and Electrical Schedule B submitted by John J McCuaig, P.Eng. - 604.255.0992 OK for Field Review per K. Vogt - Dec 6, 2021 E2-Appliances - Upgrade to an Energuide/Energy Star appliance (fridge; dishwasher). Energy checklist is currently no longer required with your Building Permit (BP) application. Some supporting documents are still required at BP stage, specifically Envelope and HVAC, if applicable. Service Water Heating and Lighting supporting documents, if applicable, must be submitted with your related trades permits (e.g. electrical and plumbing). All energy upgrades will be checked during inspections stage. It is the applicant's responsibility to identify and note all required upgrades including energy upgrades on their BP drawings at BP stage. | Vancouver Telectric Services Ltd
EP-2022-04907 | 2022-06-10 | 1255 PENDRELL STREET, Vancouver, BC V6E 1L7 | Electrical Permit | Residential | Renovation - Dwelling Unit(s) only | Completed | Installation / Repair - Residential - #904- 9th floor new electrical panel service wont be affected, new kitchen circuits also new lights plugs and switches and new smoke in bedroom Interior alterations to provide improvements to the bathroom and kitchen in this existing unit on the 9th floor (#904) in this multiple dwelling building on this site. This scope of work includes kitchen and the bathroom interior renovation. | Vancouver Telectric Services Ltd
EP-2022-04906 | 2022-06-10 | 1255 PENDRELL STREET, Vancouver, BC V6E 1L7 | Electrical Permit | Residential | Renovation - Dwelling Unit(s) only | Completed | Installation / Repair - Residential - #1507- 15th floor new electrical panel service wont be affected, new kitchen circuits also new lights plugs and switches and new smoke in bedroom Interior alterations to provide improvements to the bathroom and kitchen in this existing unit on the 15th floor (#1507) in this multiple dwelling building on this site. This scope of work includes kitchen and the bathroom interior renovation. | Vancouver Telectric Services Ltd
EP-2022-04870 | 2022-06-09 | 1255 PENDRELL STREET, Vancouver, BC V6E 1L7 | Electrical Permit | Residential | Renovation - Dwelling Unit(s) only | Completed | Installation / Repair - Residential - new electrical panel service wont be affected, new kitchen circuits also new lights plugs and switches and new smoke in bedroom >BP: Interior alterations to provide improvements to the bathroom and kitchen in this existing unit on the 10th floor (#1007) in this multiple dwelling building on this site. Scope of work: kitchen wall modification to create open concept, cabinetry, countertops, flooring, replace bathtub/sink, finishes, fix firestopping where applicable, electrical and plumbing work. REVISION #1: change of contractor from Best Built Homes Inc. to Solid General Contractors Inc. June 7, 2022 mlh Architectural/Plumbing and Electrical Schedule B submitted by John J McCuaig, P.Eng. - 604.255.0992 OK for Field Review per K. Vogt - Dec 6, 2021 E2-Appliances - Upgrade to an Energuide/Energy Star appliance (fridge; dishwasher). Energy checklist is currently no longer required with your Building Permit (BP) application. Some supporting documents are still required at BP stage, specifically Envelope and HVAC, if applicable. Service Water Heating and Lighting supporting documents, if applicable, must be submitted with your related trades permits (e.g. electrical and plumbing). All energy upgrades will be checked during inspections stage. It is the applicant's responsibility to identify and note all required upgrades including energy upgrades on their BP drawings at BP stage. | Vancouver Telectric Services Ltd
PP-2022-02266 | 2022-06-28 | 1255 PENDRELL STREET, Vancouver, BC V6E 1L7 | Plumbing Permit | Commercial | Renovation | Completed | Commercial - Unit #603 Re-Re of fixtures in bathroom group and kitchen. Replacement of bath tub and diverter. >Interior alterations to provide improvements to the bathroom and kitchen in this existing unit on the 6th floor (#603) in this multiple dwelling building on this site. Scope of work: kitchen wall modification to create open concept, cabinetry, countertops, flooring, replace bathtub/sink, finishes, fix firestopping where applicable, electrical and plumbing work. Architectural/Plumbing and Electrical Schedule B submitted by John J McCuaig, P.Eng. - 604.255.0992 OK for Field Review per K. Vogt - Dec 6, 2021 E2-Appliances - Upgrade to an Energuide/Energy Star appliance (fridge; dishwasher). Energy checklist is currently no longer required with your Building Permit (BP) application. Some supporting documents are still required at BP stage, specifically Envelope and HVAC, if applicable. Service Water Heating and Lighting supporting documents, if applicable, must be submitted with your related trades permits (e.g. electrical and plumbing). All energy upgrades will be checked during inspections stage. It is the applicant's responsibility to identify and note all required upgrades including energy upgrades on their BP drawings at BP stage. | Canadian Plumbing Systems Ltd.
EP-2022-00840 | NULL | 1255 PENDRELL STREET, Vancouver, BC V6E 1L7 | Electrical Permit | Commercial | Renovation - Dwelling Unit(s) only | Application Incomplete | Installation / Repair - Commercial - Install new panels, devices, and lighting. Minor kitchen alterations including addition of microwave and dishwasher circuits >BP: Interior alterations to provide improvements to the bathroom and kitchen in this existing unit on the 6th floor (#603) in this multiple dwelling building on this site. Scope of work: kitchen wall modification to create open concept, cabinetry, countertops, flooring, replace bathtub/sink, finishes, fix firestopping where applicable, electrical and plumbing work. Architectural/Plumbing and Electrical Schedule B submitted by John J McCuaig, P.Eng. - 604.255.0992 OK for Field Review per K. Vogt - Dec 6, 2021 E2-Appliances - Upgrade to an Energuide/Energy Star appliance (fridge; dishwasher). Energy checklist is currently no longer required with your Building Permit (BP) application. Some supporting documents are still required at BP stage, specifically Envelope and HVAC, if applicable. Service Water Heating and Lighting supporting documents, if applicable, must be submitted with your related trades permits (e.g. electrical and plumbing). All energy upgrades will be checked during inspections stage. It is the applicant's responsibility to identify and note all required upgrades including energy upgrades on their BP drawings at BP stage. | Your 24/7 Electrician Inc
PP-2022-00373 | 2022-02-04 | 1255 PENDRELL STREET, Vancouver, BC V6E 1L7 | Plumbing Permit | Commercial | Renovation - Dwelling Unit(s) only | Cancelled | Commercial - Replacement of bathtub and shower valve #603 - 6th floor Interior alterations to provide improvements to the bathroom and kitchen in this existing unit on the 6th floor (#603) in this multiple dwelling building on this site. Scope of work: kitchen wall modification to create open concept, cabinetry, countertops, flooring, replace bathtub/sink, finishes, fix firestopping where applicable, electrical and plumbing work. | Pennington Mechanical Ltd
PP-2022-00372 | 2022-02-04 | 1255 PENDRELL STREET, Vancouver, BC V6E 1L7 | Plumbing Permit | Commercial | Renovation - Dwelling Unit(s) only | Cancelled | Commercial - Replacement of bath tub and shower valve #1007 - 10th floor Interior alterations to provide improvements to the bathroom and kitchen in this existing unit on the 10th floor (#1007) in this multiple dwelling building on this site. Scope of work: kitchen wall modification to create open concept, cabinetry, countertops, flooring, replace bathtub/sink, finishes, fix firestopping where applicable, electrical and plumbing work. | Pennington Mechanical Ltd
EP-2022-03140 | 2022-04-20 | 1355 PENDRELL STREET, Vancouver, BC V6E 1M2 | Electrical Permit | Residential | Renovation | Completed | Installation / Repair - Residential - Unit #908 Replaced electrical panel. Installed 2 x 20A receptacles for kitchen counter top and receptacle for peninsula. Installed AFCI circuit for microwave and a dedicated circuit for dishwasher. Re-wired the bathroom and add a GFCI receptacle. Replaced all receptacles, switches and light fixtures (provided by customer). NOTE: there will be no alterations to the walls | ACTIVE ELECTRIC LTD.
EP-2023-08711 | 2023-09-27 | 1435 PENDRELL STREET, Vancouver, BC V6G 1S3 | Electrical Permit | Commercial | Addition | Completed | Installation / Repair - Commercial - Emergency call to replace a single zone fire alarm panel with a compatible fire alarm panel due to water damage. | Santec Electric Inc
SP-2023-02314 | 2024-01-11 | 1454 PENDRELL STREET, Vancouver, BC V6G 1S5 | Sprinkler Permit | Commercial | Renovation | Issued | Commercial - For sprinkler system alterations to the 2019 VBBL and NFPA 13, 2013 for the tenant improvements to provide a new 80 mm (3”) double check valve assembly (DCVA) for this existing fire protection system. Engineer of Record: Brian Sikorski 604-708-4140 brian@eforenergy.com | Fire Pro Fire Protection Ltd.
EP-2023-02756 | 2023-03-30 | 1454 PENDRELL STREET, Vancouver, BC V6G 1S5 | Electrical Permit | Residential | Renovation | Completed | Installation / Repair - Residential - install soffit lights on photocell at entrance of building >BP: Exterior alterations to provide improvements to the entrance at this existing multiple dwelling building on this site. | Vancouver Telectric Services Ltd
EP-2022-01893 | 2022-03-08 | 1454 PENDRELL STREET, Vancouver, BC V6G 1S5 | Electrical Permit | Residential | Renovation - Dwelling Unit(s) only | Cancelled | Installation / Repair - Residential - new panel service wont be affected, new kitchen circuits, new lights plugs and switches and new smoke detector in bedroom >BP: #66 - 6th floor Interior alterations to provide improvements to unit#66 on the 6th floor in this existing multiple dwelling building on this site. Scope of work: Paint walls, doors, ceilings and trims. Kitchen wall modified to create open concept and install cabinetry, countertops, backsplash, dishwasher and sinks. Install new handles, door stops, baseboard, closet shelves and new floors. Bathroom upgrade, fixtures, finishes, electrical and plumbing work. Fix firestopping where applicable. DBI to determine if structural engineer is required. E2-Appliances - Upgrade to an Energuide/Energy Star appliance (fridge; dishwasher) Architectural Schedule B, Plumbing Schedule B and Electrical B submitted by John J. McCuaig, P.Eng. OK for Field Review per K. Vogt February 24, 2022 Energy checklist is currently no longer required with your Building Permit (BP) application. Some supporting documents are still required at BP stage, specifically Envelope and HVAC, if applicable. Service Water Heating Lighting supporting documents, if applicable, must be submitted with your related trades permits (e.g. electrical and plumbing). All energy upgrades will be checked during inspections stage. It is the applicant's responsibility to identify and note all required upgrades including energy upgrades on their BP drawings at BP stage. | Vancouver Telectric Services Ltd
PP-2023-04195 | 2023-11-30 | 1500 PENDRELL STREET, Vancouver, BC V6G 3A5 | Plumbing Permit | Commercial | New | Completed | Commercial - We will be installing a new 3 inch watts DCVA on the main domestic water coming into the building in the water entry room | Pacific West Mechanical Ltd
EP-2023-10434 | 2023-12-14 | 1500 PENDRELL STREET, Vancouver, BC V6G 3A5 | Electrical Permit | Commercial | Tenant Improvement | Issued | Installation / Repair - Commercial - •Electrical work only - no fire alarm or recall Permit for elevator upgrade (by others) future date will be submitted through TSBC. Conduit and power for new lobby rescue station at the front lobby • Replace existing fixtures in elevator machine room and pit with new caged LED fixtures • Replace existing receptacles in elevator machine room & pit with new GFCI receptacles • Provide new phone line into elevator controller • Fire stopping of any penetrations made during installation | Action Electric Ltd
EP-2023-07325 | 2023-08-21 | 1743 PENDRELL STREET, Vancouver, BC V6G 1T2 | Electrical Permit | Residential | Renovation | Completed | Installation / Repair - Residential - Install dedicated circuit for microwave and Fridge, install kitchen circuits, relocating/add receptacles, replacing electrical panel. | Golden Leaf Electrical Services Ltd.
PP-2023-03804 | 2023-10-30 | 1765 PENDRELL STREET, Vancouver, BC V6G 1T2 | Plumbing Permit | Commercial | Renovation - Dwelling Unit(s) only | Completed | Commercial - Will be replacing the bathtub/diverter valve. Will also be installing a new dishwasher. >BP: #502 Interior alterations to renovate this dwelling unit #502 on the 5th floor of this existing Multiple Dwelling building on this site. | Salvatore Borello
EP-2023-08939 | 2023-10-23 | 1765 PENDRELL STREET, Vancouver, BC V6G 1T2 | Electrical Permit | Residential | Renovation - Dwelling Unit(s) only | Completed | Installation / Repair - Residential - new panel service wont be affected, new kitchen circuits, new lights plugs and switches also new smoke detectors in bedrooms >BP: #502 Interior alterations to renovate this dwelling unit #502 on the 5th floor of this existing Multiple Dwelling building on this site. OK to process as DTI as per J. Zhang August 30, 2023 | Vancouver Telectric Services Ltd
EP-2022-08014 | 2022-09-23 | 1765 PENDRELL STREET, Vancouver, BC V6G 1T2 | Electrical Permit | Commercial | Addition | Completed | Installation / Repair - Commercial - Installation of Access, Camera and Viscount Entrephone Mesh Sytems | ACCURATE ALARMS Ltd
EP-2022-10178 | 2022-12-02 | 5765 PRINCE EDWARD STREET, Vancouver, BC V5W 2X8 | Electrical Permit | Residential | Renovation - Dwelling Unit(s) only | Completed | Installation / Repair - Residential - Service upgrade to 200 amps. | Wicks Electric Inc
EP-2023-03202 | 2023-04-13 | 5807 PRINCE EDWARD STREET, Vancouver, BC V5W 2X8 | Electrical Permit | Residential | New | Issued | Temporary Power - Residential - To provide temporary power. | STAT ELECTRICS LIMITED
MP-2024-00096 | 2024-01-24 | 5807 PRINCE EDWARD STREET, Vancouver, BC V5W 2X8 | Mechanical Permit | NULL | NULL | Issued | NULL | AKAL Plumbing & Heating Ltd
PP-2023-04337 | 2023-12-15 | 5807 PRINCE EDWARD STREET, Vancouver, BC V5W 2X8 | Plumbing Permit | Residential | New | Issued | Residential - This is a new duplex house with 30 fixtures >BP: To construct a 2.5 storey two-family dwelling with a detached garage at the rear providing 2 parking spaces, having vehicular access from the lane. 1. A/C Units proposed a the rear 2. No bar sink proposed 3. Entire building to be sprinklered to 2 x NFPA 13D 4. Schedule B: (M.S. Alam) P.Eng (604.653.7475) Structural 5. Schedule B: (M.S. Alam) P.Eng (604.653.7475) Geotechnical 6. BC Housing Residential Builder- Theorem Developments Ltd. | AKAL Plumbing & Heating Ltd
PP-2023-03732 | 2023-10-24 | 5807 PRINCE EDWARD STREET, Vancouver, BC V5W 2X8 | Plumbing Permit | Residential | New | Issued | Residential - 2FD - Sump installation | Hans Demolition and Excavating Ltd.
EP-2023-09874 | 2023-11-15 | 5807 PRINCE EDWARD STREET, Vancouver, BC V5W 2X8 | Electrical Permit | Residential | New | Issued | Installation / Repair - Residential - ¦ 2FD- 2 SEPARATE 200A SERVICES¦ duplex wiring and finishing *An approved mechanical permit is required for the installation of air conditioning or heat pump unit at the time of installation before a final electrical inspection will be performed >BP: To construct a 2.5 storey two-family dwelling ($800,000) with a detached garage at the rear providing 2 parking spaces, having vehicular access from the lane. 1. A/C Units proposed a the rear 2. No bar sink proposed 3. Entire building to be sprinklered to 2 x NFPA 13D 4. Schedule B: (M.S. Alam) P.Eng (604.653.7475) Structural 5. Schedule B: (M.S. Alam) P.Eng (604.653.7475) Geotechnical 6. BC Housing Residential Builder- Theorem Developments Ltd. Note: This is a 2.5 storey building pursuant to the Zoning and Development By-Law ***This permit is issued under the VBBL 2019, with updated energy requirements as per bylaw # 12997 effective Jan 01, 2022.*** | STAT ELECTRICS LIMITED
EP-2023-09937 | 2023-11-03 | 5807 PRINCE EDWARD STREET, Vancouver, BC V5W 2X8 | Electrical Permit | Residential | New | Issued | Installation / Repair - Residential - Pre wire and completion of alarm, Telus, tv, internet, cctv and vacuum >BP: To construct a 2.5 storey two-family dwelling ($800,000) with a detached garage at the rear providing 2 parking spaces, having vehicular access from the lane. | Pioneer Security and Communications Ltd
EP-2022-07723 | 2022-09-21 | 5851 PRINCE EDWARD STREET, Vancouver, BC V5W 2X8 | Electrical Permit | Residential | Renovation | Completed | Installation / Repair - Residential - 200 amp service upgrade with EV charger 240V 40A = 9600W ** Amend 11/04/2022** Add grounding and bonding to permit | Wicks Electric Inc
GP-2022-00153 | 2022-01-18 | 5851 PRINCE EDWARD STREET, Vancouver, BC V5W 2X8 | Gas Permit | Residential | Tenant Improvement | Completed | Residential - Re Re Furnace | Moore & Russell Heating Ltd
NULL | NULL | 6275 PRINCE EDWARD STREET, Vancouver, BC V5W 2Y1 | Electrical Permit | Residential | Addition | Draft | Installation / Repair - Residential - Installation of Heat Pump | NULL
NULL | NULL | 6275 PRINCE EDWARD STREET, Vancouver, BC V5W 2Y1 | Electrical Permit | Residential | Addition | Draft | Installation / Repair - Residential - providing power for Split Heat Pump System | NULL
EP-2023-04345 | 2023-06-01 | 6275 PRINCE EDWARD STREET, Vancouver, BC V5W 2Y1 | Electrical Permit | Residential | Addition | Completed | Installation / Repair - Residential - Install power for heat pump MP-2023-00823 | Crew Electric Inc
NULL | NULL | 6275 PRINCE EDWARD STREET, Vancouver, BC V5W 2Y1 | Mechanical Permit | NULL | NULL | Draft | NULL | Good Guys Heating Cooling Plumbing
MP-2023-00823 | 2023-05-15 | 6275 PRINCE EDWARD STREET, Vancouver, BC V5W 2Y1 | Mechanical Permit | NULL | NULL | Completed | NULL | Good Guys Heating Cooling Plumbing
PP-2023-01469 | 2023-04-26 | 6357 PRINCE EDWARD STREET, Vancouver, BC V5W 2Y2 | Plumbing Permit | Residential | Addition | Completed | Residential - install irrigation system | Zhongmin Zhao DBA Colorful Garden
EP-2022-05396 | 2022-06-24 | 6357 PRINCE EDWARD STREET, Vancouver, BC V5W 2Y2 | Electrical Permit | Residential | Addition | Completed | Installation / Repair - Residential - Install lights and plugs for a newly built open carport | My Electrician Enterprises Inc
EP-2022-05493 | 2022-06-28 | 6431 PRINCE EDWARD STREET, Vancouver, BC V5W 2Y3 | Electrical Permit | Residential | Renovation | Completed | Installation / Repair - Residential - - Run new conduit for new service feeders - Install new meter base/ Disconnect - Removal of old fused panel with installation of new panel - New panel installation location for new service upgrade center - New panel Feeder ran to old fused panel location to feed rest of house feeders | Wicks Electric Inc
GP-2022-02810 | 2022-09-20 | 6431 PRINCE EDWARD STREET, Vancouver, BC V5W 2Y3 | Gas Permit | Residential | Renovation | Completed | Residential - Remove existing furnace, clean room and disposal/recycle Install new Mitsubishi indoor air handling unit | Ashton Service Group/Ashton Mechanical Ltd.
MP-2022-00374 | 2022-10-11 | 6431 PRINCE EDWARD STREET, Vancouver, BC V5W 2Y3 | Mechanical Permit | NULL | NULL | Completed | NULL | Ashton Service Group/Ashton Mechanical Ltd.
GP-2022-00734 | 2022-03-17 | 6461 PRINCE EDWARD STREET, Vancouver, BC V5W 2Y3 | Gas Permit | Residential | Renovation | Completed | Residential - Replacing furnace | Aquaflame Heating & Cooling Ltd
SP-2022-00818 | 2022-05-24 | 6229 PRINCE ALBERT STREET, Vancouver, BC V5W 3E5 | Sprinkler Permit | Residential | New | Completed | Residential - Install sprinklers in Duplex To construct a 2 storey two-family dwelling ($717,022) with a detached accessory building (garage) providing 2 parking spaces, having vehicular access from the lane. 1. No Covenant registered at the Land Title Office 2. Rev #1: 2 A/C units proposed for both sides of duplex, upper floor 3. No Bar sink 4. Rev #1: Schedule B: MD Shahidul Alam, P.Eng (604-653-7475) Structural 5. Schedule B: (J.Z. Jin) P.Eng (604.362.7021) Geotechnical 6. HPO: Residential Builder- Theorem Developments Ltd | Gold Key Fire Protection Ltd
EP-2022-04098 | 2022-05-18 | 6229 PRINCE ALBERT STREET, Vancouver, BC V5W 3E5 | Electrical Permit | Residential | New | Completed | Installation / Repair - Residential - Pre wire and completion of alarm, Telus,tv,internet and doorbell >BP: To construct a 2 storey two-family dwelling ($717,022) with a detached accessory building (garage) providing 2 parking spaces, having vehicular access from the lane. 1. No Covenant registered at the Land Title Office 2. Rev #1: 2 A/C units proposed for both sides of duplex, upper floor 3. No Bar sink 4. Rev #1: Schedule B: MD Shahidul Alam, P.Eng (604-653-7475) Structural 5. Schedule B: (J.Z. Jin) P.Eng (604.362.7021) Geotechnical 6. HPO: Residential Builder- Theorem Developments Ltd Note: This is a 2 storey building pursuant to the Zoning and Development By-Law Address Information: Principle Dwelling (West): 6227 Prince Albert St Principle Dwelling (East): 6229 Prince Albert St Addresses have been assigned per the approved plans, access to the rear unit is from the north side. This access must be provided & maintained at all times and the building addresses posted to be visible from the street in accordance with the Building By-law. **THIS PERMIT HAS BEEN ISSUED UNDER THE REQUIREMENTS OF VBBL #12511 (2019)** | Pioneer Security and Communications Ltd
EP-2022-03818 | 2022-05-24 | 6229 PRINCE ALBERT STREET, Vancouver, BC V5W 3E5 | Electrical Permit | Residential | New | Completed | Installation / Repair - Residential - new duplex building. 200A main consumer's service, 125A service for each unit. >BP: To construct a 2 storey two-family dwelling ($717,022) with a detached accessory building (garage) providing 2 parking spaces, having vehicular access from the lane. 1. No Covenant registered at the Land Title Office 2. Rev #1: 2 A/C units proposed for both sides of duplex, upper floor 3. No Bar sink 4. Rev #1: Schedule B: MD Shahidul Alam, P.Eng (604-653-7475) Structural 5. Schedule B: (J.Z. Jin) P.Eng (604.362.7021) Geotechnical 6. HPO: Residential Builder- Theorem Developments Ltd Note: This is a 2 storey building pursuant to the Zoning and Development By-Law Address Information: Principle Dwelling (West): 6227 Prince Albert St Principle Dwelling (East): 6229 Prince Albert St Note: Building Permit DB-2021-03190 has been suspended pending completion of the associated (green) Demolition Permit BP-2021-03191. Addresses have been assigned per the approved plans, access to the rear unit is from the north side. This access must be provided & maintained at all times and the building addresses posted to be visible from the street in accordance with the Building By-law. **THIS PERMIT HAS BEEN ISSUED UNDER THE REQUIREMENTS OF VBBL #12511 (2019)** | STAT ELECTRICS LIMITED
GP-2022-01416 | 2022-05-11 | 6229 PRINCE ALBERT STREET, Vancouver, BC V5W 3E5 | Gas Permit | Residential | New | Completed | Residential - 2 Boiler 2 Range | AKAL Plumbing & Heating Ltd
PP-2022-00055 | 2022-01-11 | 6229 PRINCE ALBERT STREET, Vancouver, BC V5W 3E5 | Plumbing Permit | Residential | New | Cancelled | Residential - sump without Pump | Bhullar Excavating and Demolition
PP-2022-00455 | 2022-02-10 | 6229 PRINCE ALBERT STREET, Vancouver, BC V5W 3E5 | Plumbing Permit | Residential | New | Completed | Residential - 2FD - REAR - 6627 PRINCE ALBERT ST FRONT - 6229 PRINCE ALBERT ST Sump without pump To construct a 2 storey two-family dwelling with a detached accessory building (garage) providing 2 parking spaces, having vehicular access from the lane. 1. No Covenant registered at the Land Title Office 2. No A/C Unit proposed 3. No Bar sink | Bhullar Excavating and Demolition
PP-2022-00560 | 2022-02-17 | 6229 PRINCE ALBERT STREET, Vancouver, BC V5W 3E5 | Plumbing Permit | Residential | New | Completed | Residential - 2FD - REAR - 6227 PRINCE ALBERT ST - WEST SIDE FRONT - 6229 PRINCE ALBERT ST - EAST SIDE This is a new house with 32 fixtures. To construct a 2 storey two-family dwelling with a detached accessory building (garage) providing 2 parking spaces, having vehicular access from the lane. 1. No Covenant registered at the Land Title Office 2. No A/C Unit proposed 3. No Bar sink | AKAL Plumbing & Heating Ltd
EP-2022-08908 | NULL | 546 PRIOR STREET, Vancouver, BC V6A 2G5 | Electrical Permit | Residential | Addition | Application Incomplete | Installation / Repair - Residential - Addition of AC condenser unit | Joshua Geddes
NULL | NULL | 546 PRIOR STREET, Vancouver, BC V6A 2G5 | Mechanical Permit | NULL | NULL | Draft | NULL | Ioco Mechanical Ltd
GP-2023-00610 | 2023-02-18 | 546 PRIOR STREET, Vancouver, BC V6A 2G5 | Gas Permit | Residential | Renovation | Completed | Residential - Re/re of boiler with combi boiler | 1236318 BC Ltd DBA Aquatech Vancouver
EP-2023-01576 | 2023-02-23 | 566 PRIOR STREET, Vancouver, BC V6A 2G5 | Electrical Permit | Residential | New | Completed | Installation / Repair - Residential - Safety check and assessment of electrical for BC Hydro emergency disconnect. | Vancouver Lighthouse Electrical Ltd
GP-2023-00999 | 2023-03-21 | 642 PRIOR STREET, Vancouver, BC V6A 2G6 | Gas Permit | Residential | Renovation | Completed | Residential - Re&re furnace | Milani Plumbing Heating & Air Conditioning Ltd
PP-2022-00544 | 2022-02-16 | 1847 PENDRELL STREET, Vancouver, BC V6G 1T3 | Plumbing Permit | Residential | Tenant Improvement | Completed | Residential - 1- One 2” double check valve for premise isolation/ domestic water. 2- One 1/2 “ Heating boiler back flow preventer | Cambridge Plumbing Systems Ltd
NULL | NULL | 1847 PENDRELL STREET, Vancouver, BC V6G 1T3 | Plumbing Permit | Residential | Tenant Improvement | Withdrawn | Residential - 1- One 2” double check valve for premise isolation / domestic water 2- One 1/2 “ Heating boiler backflow preventer | Cambridge Plumbing Systems Ltd
PP-2022-02626 | 2022-07-27 | 1947 PENDRELL STREET, Vancouver, BC V6G 1T5 | Plumbing Permit | Commercial | New | Issued | Commercial - install irrigation backflow | Langara Mechanical Plumbing & Heating Ltd
PP-2022-00175 | 2022-01-21 | 2055 PENDRELL STREET, Vancouver, BC V6G 1T9 | Plumbing Permit | Commercial | Renovation | Completed | Commercial - SUITE #1401 - RE N RE - bathtub installed to a demising wall shared with common area and other suite | A-1 Drainage Plumbing & Heating Limited
NULL | NULL | 2055 PENDRELL STREET, Vancouver, BC V6G 1T9 | Plumbing Permit | Commercial | Renovation | Withdrawn | Commercial - existing bathtub will be removed on a shared wall demising common space and and adjacent suite | A-1 Drainage Plumbing & Heating Limited
NULL | NULL | 2055 PENDRELL STREET, Vancouver, BC V6G 1T9 | Plumbing Permit | Commercial | NULL | Withdrawn | Commercial - Remove a steel bathtub and replace with and accessible shower for seniors. | NULL
EP-2022-04695 | 2022-06-06 | 2055 PENDRELL STREET, Vancouver, BC V6G 1T9 | Electrical Permit | Residential | Renovation - Dwelling Unit(s) only | Completed | Installation / Repair - Residential - changing the electrical panel inside the unit only. | AC / BC Electric Ltd
EP-2022-02217 | 2022-03-22 | 2055 PENDRELL STREET, Vancouver, BC V6G 1T9 | Electrical Permit | Residential | Renovation - Dwelling Unit(s) only | Completed | Installation / Repair - Residential - replace panel in suite, kitchen re & re -We will be swapping out old fuse box for new Siemens panel (not changing feed to suite), upgrading kitchen plugs to 20A & running fresh branch ccts to appliances since the kitchen is within feet of the panel, re & re hall pot lights for wafers and adding 2 pots in bathroom >BP: Interior alterations only to provide improvements to this existing dwelling unit on the 14th floor (#1401) floor in this existing multiple dwelling building on this site. Scope of work: remove select partition walls, sliding door, kitchen bulkheads, cabinets appliances and finishes, construct three partition walls, new appliances, plumbing fixtures, finishes, electrical and plumbing work. Building NOT Sprinklered - No sprinkler permit required. OK For Field Review per K. Vogt - Feb 7/22 E2 - Lighting - Install energy efficient lighting fixtures (single occupied space area) Energy checklist is currently no longer required with your Building Permit (BP) application. Some supporting documents are still required at BP stage, specifically Envelope and HVAC, if applicable. Service Water Heating and Lighting supporting documents, if applicable, must be submitted with your related trades permits (e.g. electrical and plumbing). All energy upgrades will be checked during inspections stage. It is the applicant’s responsibility to identify and note all required upgrades including energy upgrades on their BP drawings at BP stage. | New Moon Electric Ltd
PP-2022-02618 | 2022-07-27 | 2055 PENDRELL STREET, Vancouver, BC V6G 1T9 | Plumbing Permit | Commercial | Addition | Completed | Commercial - CROSS CONNECTION - Premise isolation adding two DCVA to irrigation system w/o chemicals NOTE TO CLERK; Work is a result of a City of Vancouver Cross Connection Inspection. | RPH Services Inc
PP-2022-02327 | NULL | 2055 PENDRELL STREET, Vancouver, BC V6G 1T9 | Plumbing Permit | Residential | Renovation - Dwelling Unit(s) only | Cancelled | Residential - SUITE #1601- Re and Re shower | STUART PLUMBING & HEATING LTD.
PP-2022-03023 | 2022-08-30 | 2055 PENDRELL STREET, Vancouver, BC V6G 1T9 | Plumbing Permit | Commercial | Renovation | Completed | Commercial - Replace single wall heat exchanger for new double wall heat exchanger with leak path. | RPH Services Inc
EP-2022-10267 | 2022-12-09 | 2055 PENDRELL STREET, Vancouver, BC V6G 1T9 | Electrical Permit | Commercial | Renovation | Completed | Installation / Repair - Commercial - Installation / Repair - Residential - Remove old glass plug fuse sub panel insert and replace with Schneider Homeline insert and new circuit breakers. -Apartment #2304, #2604, #2705. | Peter W Hendriks
PP-2023-01124 | 2023-03-31 | 2055 PENDRELL STREET, Vancouver, BC V6G 1T9 | Plumbing Permit | Residential | Renovation | Completed | Residential - Condo renovation. 2 bathrooms and a kitchen. New Fixtures in original locations. It is only re install fixtures in the same locations. No rough ins are being moved. 2 bathroom sinks, toilets and showers. 1 kitchen sink >BP: Interior alterations to provide residential unit to #2503 on the 25th floor of this existing multiple dwelling building on site. Scope of work includes : update kitchen and bathroom, living and master bedroom. Addition of drop ceiling with LED in living room, kitchen, entrance and dining area. New walls, doors, floors, electrical, lighting and plumbing. | Western BC Plumbing & Heating Ltd
PP-2023-01393 | 2023-04-21 | 2055 PENDRELL STREET, Vancouver, BC V6G 1T9 | Plumbing Permit | Residential | Renovation | Completed | Residential - Rough-in and finish installation >BP: UNIT 1201 - 12TH FLOOR Interior alterations to provide improvements to this dwelling unit #1201 on the 12th floor of this existing multiple dwelling building on this site. | Green Earth Plumbing and Heating Ltd
EP-2023-03210 | 2023-04-17 | 2055 PENDRELL STREET, Vancouver, BC V6G 1T9 | Electrical Permit | Residential | Renovation - Dwelling Unit(s) only | Completed | Installation / Repair - Residential - Condo Renovation: Replace main panel, update lighting, relocate kitchen appliance circuits for new layout. >BP: UNIT 1201 - 12TH FLOOR Interior alterations to provide improvements to this dwelling unit #1201 on the 12th floor of this existing multiple dwelling building on this site. | Andrew Creed
EP-2023-01747 | 2023-03-02 | 2055 PENDRELL STREET, Vancouver, BC V6G 1T9 | Electrical Permit | Commercial | Renovation - Dwelling Unit(s) only | Completed | Installation / Repair - Commercial - Suite renovation, Kitchen wiring (lights, plugs, appliances). Bedrooms (lights, plugs), Lighting throughout common areas + re arrange some outlets. Bathroom lighting and outlet move. >BP: #2503 Interior alterations to provide residential unit to #2503 on the 25th floor of this existing multiple dwelling building on site. Scope of work includes : update kitchen and bathroom, living and master bedroom. Addition of drop ceiling with LED in living room, kitchen, entrance and dining area. New walls, doors, floors, electrical, lighting and plumbing. | David Chifan
EP-2023-01480 | 2023-02-22 | 2055 PENDRELL STREET, Vancouver, BC V6G 1T9 | Electrical Permit | Commercial | Renovation - Dwelling Unit(s) only | Completed | Installation / Repair - Commercial - Four new outlets 120 volts 50 amps one stove outlet change the new outlet in the suite install outlets and switches | Emilio Urzua
EP-2023-01274 | 2023-02-14 | 2055 PENDRELL STREET, Vancouver, BC V6G 1T9 | Electrical Permit | Residential | Tenant Improvement | Completed | Installation / Repair - Residential - Replace in-suite fused electrical panel in select suites, with new 100amp panelboards. No change to service and incoming feeders, panel replacement only | Sasco Contractors Ltd
EP-2024-00581 | 2024-02-01 | 2055 PENDRELL STREET, Vancouver, BC V6G 1T9 | Electrical Permit | Residential | Renovation | Issued | Installation / Repair - Residential - panel swap. adding pot lights, counter receptacles -The client through the process and it was found that a building permit was not required. No walls are being demo'd | PROVEN ENERGY ELECTRIC LTD
PP-2023-04103 | 2023-11-22 | 2055 PENDRELL STREET, Vancouver, BC V6G 1T9 | Plumbing Permit | Commercial | Renovation - Dwelling Unit(s) only | Issued | Commercial - Rough-in and finish installation >BP: Interior alterations to renovate this unit #402 on the 4th floor of this existing multiple dwelling building on this site. | Green Earth Plumbing and Heating Ltd
EP-2023-09824 | 2023-11-10 | 2055 PENDRELL STREET, Vancouver, BC V6G 1T9 | Electrical Permit | Commercial | Renovation - Dwelling Unit(s) only | Issued | Installation / Repair - Commercial - ¦ MURB- RENO ¦ Bathroom renovation - Add power for floor het - Add power for towel warmer - Relocate switches /lights/bathroom fan >BP: UNIT 1101-11TH FLOOR Interior alterations to renovate this unit #1101on the 11th floor of this existing multiple dwelling building on this site. OK FOR DTI BY J. ZHANG. | Andrew Creed
EP-2023-10154 | 2023-11-24 | 2055 PENDRELL STREET, Vancouver, BC V6G 1T9 | Electrical Permit | Residential | Renovation - Dwelling Unit(s) only | Issued | Installation / Repair - Residential - Complete condo renovation - Relocate circuits for new kitchen layout. -Update lighting to LED -install bathroom fan and in floor heating >BP: Interior alterations to renovate this unit #402 on the 4th floor of this existing multiple dwelling building on this site. OKAY FOR DTI AS PER J. ZHANG. | Andrew Creed
EP-2023-08627 | 2023-09-25 | 2055 PENDRELL STREET, Vancouver, BC V6G 1T9 | Electrical Permit | Commercial | Renovation | Completed | Installation / Repair - Commercial - Installation of 2- 6.6kW EV Chargers supplied by a branch circuit for Visitor Parking, EVSE circuit will be fed from the 400A house power splitter, the two EV chargers will share 1- 60 amp 2 pole switch fused at 40amps. | Greater Vancouver Electric Inc.
GP-2022-01553 | 2022-05-19 | 95 PENTICTON STREET, Vancouver, BC V5K 3W5 | Gas Permit | Residential | Renovation | Completed | Residential - Remove boiler and cap gas, installing electric heat pump system | Ashton Service Group/Ashton Mechanical Ltd.
GP-2022-00172 | 2022-01-20 | 3016 PARKER STREET, Vancouver, BC V5K 2V2 | Gas Permit | Residential | Renovation | Completed | Residential - Re&Re Tankless water heater | Milani Plumbing Heating & Air Conditioning Ltd
NULL | NULL | 6263 PRINCE ALBERT STREET, Vancouver, BC V5W 3E5 | Gas Permit | Residential | New | Draft | Residential - s | NULL
NULL | NULL | 6263 PRINCE ALBERT STREET, Vancouver, BC V5W 3E5 | Plumbing Permit | Residential | Addition | Draft | Residential - ssss | NULL
NULL | NULL | 6263 PRINCE ALBERT STREET, Vancouver, BC V5W 3E5 | Plumbing Permit | Residential | New | Draft | Residential - new house | NULL
GP-2022-00089 | 2022-01-12 | 6362 PRINCE ALBERT STREET, Vancouver, BC V5W 3E6 | Gas Permit | Residential | Renovation | Completed | Residential - Gas furnace Re&Re | Flame Co Heating Services Ltd
PP-2022-02417 | 2022-07-18 | 2716 POINT GREY ROAD, Vancouver, BC V6K 1A6 | Plumbing Permit | Residential | Renovation | Completed | Residential - 3 pce Bathroom renovation CF-2017-010993 >BP: exterior/interior to this existing 1.5 storey plus basement one family dwelling. NOTE: If work on this site could lead to ground disturbance (impacting soil) advise applicant to contact the Provincial Archaeology Branch at 250-953-3334 for a list of archaeological consultants, who when retained by the proponent, will apply on the proponent’s behalf for the necessary archaeological permits. In addition, please be advised that reports from an Archaeologist (Archaeological Overview Assessment (AOA) or Archaeological Impact Assessment (AIA) reports) and archaeological/heritage inspection permits from the First Nations may be necessary prior to the release of your City of Vancouver permits. alteration to second floor and to roof >>>AMEND: September 1, 2022 -TO CONTINUE WORK STARTED BY PREVIOUS (PP-2020-01357) -Change of contractor letter uploaded | Patrick Camire
NULL | NULL | 2716 POINT GREY ROAD, Vancouver, BC V6K 1A6 | Plumbing Permit | Residential | Renovation | Draft | Residential - Basement bathroom and kitchen renovation | Patrick Camire
GP-2022-03060 | 2022-10-13 | 2716 POINT GREY ROAD, Vancouver, BC V6K 1A6 | Gas Permit | Residential | Renovation | Completed | Residential - to continue work started by prev company GP-2020 01489 Piping work only -CF-2017-010993 NOTE: Work under this permit shall be in accordance with the archaeological assessment report prepared by Inlailawatash Limited Partnership dated Aug 28, 2019. In the unlikely event unanticipated archaeological remains are encountered, stop work immediately and contact the Province at 250.953.3345. >BP: Interior/Exterior alterations to this existing 1.5 storey plus basement one family dwelling. Scope of Work: change of use from one family dwelling to a one family dwelling with secondary suite. Lower basement slab to provide headroom for basement suite. | Pioneer Plumbing & Heating Inc
EP-2023-06717 | 2023-11-29 | 2716 POINT GREY ROAD, Vancouver, BC V6K 1A6 | Electrical Permit | Residential | Addition | Issued | Installation / Repair - Residential - INSTALLATION OF SECURITY SYSTEM If work on this site could lead to ground disturbance (impacting soil) advise applicant to contact the Provincial Archaeology Branch at 250-953-3334 for a list of archaeological consultants, who when retained by the proponent, will apply on the proponent’s behalf for the necessary archaeological permits. In addition, please be advised that reports from an Archaeologist (Archaeological Overview Assessment (AOA) or Archaeological Impact Assessment (AIA) reports) and archaeological/heritage inspection permits from the First Nations may be necessary prior to the release of your City of Vancouver permits. | ADT Security Services Canada Inc
EP-2022-01442 | 2022-05-05 | 2890 POINT GREY ROAD, Vancouver, BC V6K 1A9 | Electrical Permit | Commercial | Renovation | Completed | Installation / Repair - Commercial - Install a new 800A 120/208V 3-phase service to building to replace existing service that is at end of life. Work under this permit shall be in accordance with the advise provided with Park Board Archaeologist. Should archaeological matter be discovered during the course of work, stop work immediately and consult an Archaeologist or the Archaeological Branch of British Columbia for the necessary approvals. | Ino-Tek Electric Ltd.
PP-2023-01863 | 2023-05-26 | 2897 POINT GREY ROAD, Vancouver, BC V6K 1A7 | Plumbing Permit | Residential | Addition | Completed | Residential - Install sanitary sump and floor drain in new Pool Mech room >BP: Exterior alterations to provide a new outdoor 15' wide by 30' long inground swimming pool and hot tub with terrace and landscaping in the rear yard beyond the building line of this existing one family dwelling building as per the decision of the Board of Variance appeal number Z35897 on January 25, 2022 thereby granting a relaxation of section 14.3 (building line provisions) of the Zoning and Development Bylaw and is subject to the following conditions: | Schmidt Bros Mechanical Ltd
EP-2023-01380 | 2023-02-17 | 2897 POINT GREY ROAD, Vancouver, BC V6K 1A7 | Electrical Permit | Residential | Addition | Completed | Installation / Repair - Residential - A pool is being built. All wiring and associated work with the pool. -No change to existing service. We are just bonding this new installation (pool and associated equipment) to the existing grounding. >BP: Exterior alterations to provide a new outdoor 15' wide by 30' long inground swimming pool and hot tub with terrace and landscaping in the rear yard beyond the building line of this existing one family dwelling building as per the decision of the Board of Variance appeal number Z35897 on January 25, 2022 thereby granting a relaxation of section 14.3 (building line provisions) of the Zoning and Development Bylaw and is subject to the following conditions: 1) That the development shall otherwise comply with the requirements and regulations of the Zoning and Development Bylaw to the satisfaction of the Director of Planning. OK for field review per D. Langevin Schedule B (Structural) -Dan Wicke, P.Eng - 604..484.2859 Schedule B (Geotechnical) - Matt Kokan, P.Eng - 604.439.0922 | Kuban Electric Ltd
GP-2023-02647 | 2023-09-11 | 2897 POINT GREY ROAD, Vancouver, BC V6K 1A7 | Gas Permit | Residential | Renovation | Completed | Residential - 1 Patio Heater/Fire Pit Installation of new gas line for fire pit in back yard >BP: Exterior alterations to provide a new outdoor 15' wide by 30' long inground swimming pool and hot tub with terrace and landscaping in the rear yard beyond the building line of this existing one family dwelling building as per the decision of the Board of Variance appeal number Z35897 on January 25, 2022 thereby granting a relaxation of section 14.3 (building line provisions) of the Zoning and Development Bylaw and is subject to the following conditions: 1) That the development shall otherwise comply with the requirements and regulations of the Zoning and Development Bylaw to the satisfaction of the Director of Planning. | Schmidt Bros Mechanical Ltd
GP-2023-02354 | 2023-08-10 | 2897 POINT GREY ROAD, Vancouver, BC V6K 1A7 | Gas Permit | Residential | Renovation | Completed | Residential - Boiler replacement | Schmidt Bros Mechanical Ltd
GP-2022-01605 | 2022-05-27 | 4193 PRINCE ALBERT STREET, Vancouver, BC V5V 4J5 | Gas Permit | Residential | Tenant Improvement | Completed | Residential - Decomissioning the exisitng gas furnace ** Amend 11/25/2022** add tankless water heater @199,000 | Centrum Home Comfort Inc
EP-2022-04386 | 2022-06-16 | 4193 PRINCE ALBERT STREET, Vancouver, BC V5V 4J5 | Electrical Permit | Residential | Renovation | Completed | Installation / Repair - Residential - To run wire, disconnect and breaker for newly added heat pump. | AMF Services Ltd
GP-2022-01268 | 2022-04-22 | 4334 PRINCE ALBERT STREET, Vancouver, BC V5V 4J9 | Gas Permit | Residential | Renovation | Completed | Residential - wolf 30 inch freestanding gas range | Han Appliances & Refrigeration Ltd
EP-2022-04176 | NULL | 4375 PRINCE ALBERT STREET, Vancouver, BC V5V 4J8 | Electrical Permit | Residential | Renovation | Withdrawn | Installation / Repair - Residential - Installation of 3-Ton electrical furnace / heat pump | Watt HVAC Ltd
MP-2022-00246 | 2022-09-21 | 4375 PRINCE ALBERT STREET, Vancouver, BC V5V 4J8 | Mechanical Permit | NULL | NULL | Completed | NULL | Watt HVAC Ltd
GP-2023-04228 | 2023-12-29 | 4385 PRINCE ALBERT STREET, Vancouver, BC V5V 4J8 | Gas Permit | Residential | Tenant Improvement | Completed | Residential - Install water heater | 0704121 BC Ltd
PP-2023-02705 | 2023-07-31 | 4386 PRINCE ALBERT STREET, Vancouver, BC V5V 4J9 | Plumbing Permit | Residential | Renovation | Issued | Residential - SUMP & PARTIAL DRAIN TILE REPLACEMENT | Cobing Building Solutions Ltd
EP-2023-05590 | 2023-06-23 | 4435 PRINCE ALBERT STREET, Vancouver, BC V5V 4K1 | Electrical Permit | Residential | Renovation | Completed | Installation / Repair - Residential - Upgrade electrical service on house to 200 amps from 60 amps with customer pole. | David Stein
GP-2023-00375 | 2023-02-01 | 4435 PRINCE ALBERT STREET, Vancouver, BC V5V 4K1 | Gas Permit | Residential | Renovation | Completed | Residential - RE AND RE FURNACE | Samra Heating & Cooling Ltd
MP-2023-00622 | 2023-04-12 | 4449 PRINCE ALBERT STREET, Vancouver, BC V5V 4K1 | Mechanical Permit | NULL | NULL | Completed | NULL | 0994152 BC Ltd
GP-2022-02233 | 2022-07-28 | 4449 PRINCE ALBERT STREET, Vancouver, BC V5V 4K1 | Gas Permit | Residential | Tenant Improvement | Completed | Residential - decommissioning and removal of gas furnace | 0994152 BC Ltd
EP-2022-06767 | 2023-10-11 | 4449 PRINCE ALBERT STREET, Vancouver, BC V5V 4K1 | Electrical Permit | Residential | Tenant Improvement | Issued | Installation / Repair - Residential - Electrical to heat pump unit *MP-2023-00622: Issued (Heating and Cooling) >Permit Amendment Oct 20, 2023 -"Corrected Load calculation as per Darrell's request" *Document(s) uploaded to "Application Documents" tab for Electrical Inspector review. Documents are at pending status at time of permit amendment approval | 0994152 BC Ltd
PP-2022-03492 | 2022-10-03 | 4477 PRINCE ALBERT STREET, Vancouver, BC V5V 4K1 | Plumbing Permit | Residential | New | Completed | Residential - abs piping roughing & finishing To construct a two-storey two-family dwelling , with a detached accessory building (garage) at the rear providing 2 parking spaces, having vehicular access from the lane. Note: This Building Permit will remain in a suspended status until the associated (green) Demolition Permit BP-2022-00696 is completed. Note: This is a 2 storey building pursuant to the Zoning and Development By-Law 1. A/C units proposed in the rear yard 2. Schedule B: Alan Prahalad P.Eng. (604-831-4431) Structural & Geotechnical 3. HPO: Residential Builder - Indra Construction Ltd. 4. The entire building, INCLUDING THE ATTACHED GARAGE (if applicable), to be sprinklered to 2XNFPA 13D. | Morteza Shahrvand
PP-2022-03101 | 2022-09-06 | 4477 PRINCE ALBERT STREET, Vancouver, BC V5V 4K1 | Plumbing Permit | Residential | New | Completed | Residential - SUMPS | Bhullar Excavating and Demolition
MP-2022-00359 | 2022-10-06 | 4477 PRINCE ALBERT STREET, Vancouver, BC V5V 4K1 | Mechanical Permit | NULL | NULL | Completed | NULL | Morteza Shahrvand
GP-2022-03947 | 2022-12-12 | 4477 PRINCE ALBERT STREET, Vancouver, BC V5V 4K1 | Gas Permit | Residential | New | Completed | Residential - Gas piping roughing & finishing for 6 appliances: >BP: To construct a two-storey two-family dwelling ($633,750.00), with a detached accessory building (garage) at the rear providing 2 parking spaces, having vehicular access from the lane. | FAST ROUTE PLUMBING & REFRIGERATION MECHANICAL LTD
EP-2022-10471 | 2022-12-13 | 4477 PRINCE ALBERT STREET, Vancouver, BC V5V 4K1 | Electrical Permit | Residential | New | Completed | Installation / Repair - Residential - Low voltage wiring and finishing at duplex -Wiring and finishing of data , cable, telephone, intercom and cameras. Security alarm pre wiring only >BP: To construct a two-storey two-family dwelling ($633,750.00), with a detached accessory building (garage) at the rear providing 2 parking spaces, having vehicular access from the lane. Note: This Building Permit will remain in a suspended status until the associated (green) Demolition Permit BP-2022-00696 is completed. Note: This is a 2 storey building pursuant to the Zoning and Development By-Law 1. A/C units proposed in the rear yard 2. Schedule B: Alan Prahalad P.Eng. (604-831-4431) Structural & Geotechnical 3. HPO: Residential Builder - Indra Construction Ltd. 4. The entire building, INCLUDING THE ATTACHED GARAGE (if applicable), to be sprinklered to 2XNFPA 13D. | Creative Security Solutions Ltd
EP-2022-10627 | 2022-12-21 | 4477 PRINCE ALBERT STREET, Vancouver, BC V5V 4K1 | Electrical Permit | Residential | New | Completed | Installation / Repair - Residential - Wiring and service for new duplex. >BP: To construct a two-storey two-family dwelling ($633,750.00), with a detached accessory building (garage) at the rear providing 2 parking spaces, having vehicular access from the lane. Note: This Building Permit will remain in a suspended status until the associated (green) Demolition Permit BP-2022-00696 is completed. Note: This is a 2 storey building pursuant to the Zoning and Development By-Law 1. A/C units proposed in the rear yard 2. Schedule B: Alan Prahalad P.Eng. (604-831-4431) Structural & Geotechnical 3. HPO: Residential Builder - Indra Construction Ltd. 4. The entire building, INCLUDING THE ATTACHED GARAGE (if applicable), to be sprinklered to 2XNFPA 13D. ******THIS PERMIT HAS BEEN ISSUED UNDER THE REQUIREMENTS OF VBBL #12511 (2019)****** | G.S.G. Electric Ltd.
SP-2022-02123 | 2023-01-03 | 4477 PRINCE ALBERT STREET, Vancouver, BC V5V 4K1 | Sprinkler Permit | Residential | New | Completed | Residential - To Install 38 sprinker heads To construct a two-storey two-family dwelling , with a detached accessory building (garage) at the rear providing 2 parking spaces, having vehicular access from the lane. Note: This is a 2 storey building pursuant to the Zoning and Development By-Law 1. A/C units proposed in the rear yard 2. Schedule B: Alan Prahalad P.Eng. (604-831-4431) Structural & Geotechnical 3. HPO: Residential Builder - Indra Construction Ltd. 4. The entire building, INCLUDING THE ATTACHED GARAGE (if applicable), to be sprinklered to 2XNFPA 13D. | General Sprinkler Systems Ltd
EP-2022-02958 | 2022-04-11 | 4477 PRINCE ALBERT STREET, Vancouver, BC V5V 4K1 | Electrical Permit | Residential | New | Expired | Temporary Power - Residential - To provide temporary power. | G.S.G. Electric Ltd.
EP-2022-10624 | 2022-12-15 | 4554 PRINCE ALBERT STREET, Vancouver, BC V5V 4K2 | Electrical Permit | Residential | New | Expired | Temporary Power - Residential - To provide temporary power. | Eagle West Electrical Ltd.
PP-2023-01506 | 2023-04-28 | 4554 PRINCE ALBERT STREET, Vancouver, BC V5V 4K2 | Plumbing Permit | Residential | New | Completed | Residential - 2FD+SS - ONE SUMP WITHOUT PUMP | Bhullar Excavating and Demolition
EP-2023-11034 | 2023-12-15 | 2728 PARKER STREET, Vancouver, BC V5K 2T7 | Electrical Permit | Residential | Tenant Improvement | Completed | Installation / Repair - Residential - ¦ 1FD- HP ¦ Install heat pump - Run 12/2 teck cable from electrical panel to disconnect at back of home. From disconnect run whip to heat pump. - Install 20A 2 pole breaker. - Terminate and test equipment. *MP-2023-02051: Issued (Heating and Cooling) | RVS Electrical Ltd
MP-2023-02051 | 2023-11-19 | 2728 PARKER STREET, Vancouver, BC V5K 2T7 | Mechanical Permit | NULL | NULL | Issued | NULL | Arctic Fox Mechanical Ltd
GP-2022-01487 | 2022-05-13 | 2759 PARKER STREET, Vancouver, BC V5K 2T6 | Gas Permit | Residential | Renovation | Completed | Residential - 1 gas stove | Avante Plumbing & Heating Ltd
EP-2022-05315 | 2022-06-22 | 8407 OSLER STREET, Vancouver, BC V6P 4E5 | Electrical Permit | Residential | Renovation | Completed | Installation / Repair - Residential - Supply & Install new 200 amp dual meter base, with 2 100 amp sub services to each suite -New - upgrade. It will go from 2 60 amp services to 1 200 amp service, dual meter with 2 100 amp panels. 240v 200 amp 1 phase | City Spark Electrical Ltd
GP-2023-00472 | 2023-02-08 | 2295 PARKER STREET, Vancouver, BC V5L 2L8 | Gas Permit | Residential | Renovation | Completed | Residential - replacement 1-ibcvx110 boiler | Hillcrest Plumbing & Heating (1991) Ltd
GP-2022-00386 | 2022-02-07 | 2737 PANDORA STREET, Vancouver, BC V5K 1W2 | Gas Permit | Residential | Renovation | Completed | Residential - To replace 1 furnace in the same location. | Paolo's Plumbing & Heating Ltd
MP-2023-00894 | 2023-05-19 | 2748 PANDORA STREET, Vancouver, BC V5K 1W1 | Mechanical Permit | NULL | NULL | Issued | NULL | Milani Electric Limited
EP-2023-04414 | 2023-05-30 | 2748 PANDORA STREET, Vancouver, BC V5K 1W1 | Electrical Permit | Residential | Renovation | Completed | Installation / Repair - Residential - Electrical supply for Dsplit *MP-2023-00894: Issued (Heating and Cooling) | Milani Electric Limited
EP-2022-09505 | 2022-11-09 | 2748 PANDORA STREET, Vancouver, BC V5K 1W1 | Electrical Permit | Residential | Addition | Completed | Installation / Repair - Residential - Supply and install new 60A circuit to detached garage (60A circuit breaker in main panel, 6/3 TECK cable from house to detached garage, new 60A sub panel and all new circuit breakers in detached garage) Supply and install new 40A 240V circuit in detached garage for level 2 EV charger | Hall Electrical Ltd
GP-2022-00477 | 2022-02-14 | 2760 PANDORA STREET, Vancouver, BC V5K 1W1 | Gas Permit | Residential | Renovation | Completed | Residential - remove and replace hot water tank | Even Flow Plumbing
EP-2023-07594 | 2023-09-09 | 2768 PANDORA STREET, Vancouver, BC V5K 1W1 | Electrical Permit | Residential | Renovation | Completed | Installation / Repair - Residential - bathroom reno: Floor heating , power outlet for toilet , recessed lighting ***NOTE: the above scope of work is not associated with any SECONDARY SUITE work*** -reference: CF-2018-002723 | Shuming Electric Ltd
PP-2023-03000 | 2023-08-24 | 2768 PANDORA STREET, Vancouver, BC V5K 1W1 | Plumbing Permit | Residential | Renovation | Completed | Residential - Remove tub and reinstall tub No change in plumbing or location | Infinity Pacific Mechanical Ltd
PP-2022-04041 | 2022-11-09 | 3183 PARKER STREET, Vancouver, BC V5K 2V4 | Plumbing Permit | Residential | Renovation | Completed | Residential - Sewer replacement approximately 60 ft and sump | KC's Plumbing & Heating
PP-2023-00010 | 2023-01-04 | 3183 PARKER STREET, Vancouver, BC V5K 2V4 | Plumbing Permit | Residential | Renovation | Cancelled | Residential - Plumbing in 3 fixtures that are existing. tub/shower, toilet and basin. | KC's Plumbing & Heating
EP-2022-04141 | 2022-05-24 | 3235 PARKER STREET, Vancouver, BC V5K 2V7 | Electrical Permit | Residential | Tenant Improvement | Cancelled | Installation / Repair - Residential - Electrical install of heat pump. NO change to existing service. BP Not required. | Moore And Russell Heating And Air Conditioning Ltd
GP-2023-01353 | 2023-04-26 | 1434 PARKER STREET, Vancouver, BC V5L 2K1 | Gas Permit | Residential | Addition | Completed | Residential - re and re gas dryer | Christopher Sterling
GP-2023-03234 | 2023-10-25 | 1434 PARKER STREET, Vancouver, BC V5L 2K1 | Gas Permit | Residential | Renovation | Completed | Residential - Replacement of furnace | Cangas Heating Service Ltd
GP-2022-03524 | 2022-11-10 | 2999 POINT GREY ROAD, Vancouver, BC V6K 1A7 | Gas Permit | Residential | New | Completed | Residential - Replace 2 existing Gas boilers | Schmidt Bros Mechanical Ltd
EP-2022-09774 | 2022-11-17 | 3011 POINT GREY ROAD, Vancouver, BC V6K 1A7 | Electrical Permit | Residential | New | Expired | Temporary Power - Residential - To provide temporary power. | Kuban Electric Ltd
EP-2022-03420 | 2022-04-29 | 3011 POINT GREY ROAD, Vancouver, BC V6K 1A7 | Electrical Permit | Residential | New | Issued | Installation / Repair - Residential - Alarm wiring and installation. -Complete Installation. wiring and finishing >BP: All contractors shall follow the Chance Find Procedure at site during construction. Including the Environmental Effects Overview by Balanced Environmental Service dated July 28, 2019,and revised on August 5, 2019 thereby permitting the construction of a 2 storey one-family dwelling with an attached garage providing 4 parking spaces, having vehicular access from Point Grey Road in accordance with the Board of Variance on September 10th, 2019 thereby granting a relaxation of section 14.3(Building line Provisions) and to permit development beyond the established building line along the North side of Point Grey Road. Note: This is a 2 storey building pursuant to the Zoning and Development By-Law 1- No Bar/Sink proposed 2- A/C unit proposed at roof 3- Schedule B: Andrew Chad P.Eng (604.762.7844) Structural 4- Schedule B: Paullus K.F. Young P.Eng (604.841.7748) Geotechnical 5- Schedule B: David Battersby P.Eng (604.669.9647) Architectural 6- Schedule A: David Battersby P.Eng (604.669.9647) 7- Flood Plain Covenant CA7583640 – CA7583641 ******THIS PERMIT HAS BEEN ISSUED UNDER THE REQUIREMENTS OF VBBL 2014 AND THE GREEN HOMES PROGRAM************ | Husky Alarm Integration Ltd
GP-2022-01773 | 2022-06-13 | 3011 POINT GREY ROAD, Vancouver, BC V6K 1A7 | Gas Permit | Residential | New | Issued | Residential - Rough in gas to fireplace. Rough in and install boiler. Rough in and install bbq All contractors shall follow the Chance Find Procedure at site during construction. Including the Environmental Effects Overview by Balanced Environmental Service dated July 28, 2019,and revised on August 5, 2019 thereby permitting the construction of a 2 storey one-family dwelling with an attached garage providing 4 parking spaces, having vehicular access from Point Grey Road in accordance with the Board of Variance on September 10th, 2019 thereby granting a relaxation of section 14.3(Building line Provisions) and to permit development beyond the established building line along the North side of Point Grey Road. Note: This is a 2 storey building pursuant to the Zoning and Development By-Law 1- No Bar/Sink proposed 2- A/C unit proposed at roof | Schmidt Bros Mechanical Ltd
EP-2022-05089 | 2022-06-15 | 3011 POINT GREY ROAD, Vancouver, BC V6K 1A7 | Electrical Permit | Residential | New | Issued | Installation / Repair - Residential - Low Voltage electrical wiring and device installation Exterior and interior alterations to install a swimming pool at the rear, reconstruct the existing sunken patio and to convert a portion of the existing two car garage to include a washroom and storage area/pool equipment room for this existing one family dwelling with secondary sutie on this inside with lane site. | La Scala Integrated Media Corporation
GP-2022-00991 | 2022-03-31 | 3011 POINT GREY ROAD, Vancouver, BC V6K 1A7 | Gas Permit | Residential | Addition | Issued | Residential - Gas fireplace installation | Vaglio Fireplace LTD
SP-2022-00185 | 2022-02-10 | 3011 POINT GREY ROAD, Vancouver, BC V6K 1A7 | Sprinkler Permit | Residential | New | Issued | Residential - fire suppression >BP: All contractors shall follow the Chance Find Procedure at site during construction. Including the Environmental Effects Overview by Balanced Environmental Service dated July 28, 2019,and revised on August 5, 2019 thereby permitting the construction of a 2 storey one-family dwelling with an attached garage providing 4 parking spaces, having vehicular access from Point Grey Road in accordance with the Board of Variance on September 10th, 2019 thereby granting a relaxation of section 14.3(Building line Provisions) and to permit development beyond the established building line along the North side of Point Grey Road. Note: This is a 2 storey building pursuant to the Zoning and Development By-Law 1- No Bar/Sink proposed 2- A/C unit proposed at roof 3- Schedule B: Andrew Chad P.Eng (604.762.7844) Structural 4- Schedule B: Paullus K.F. Young P.Eng (604.841.7748) Geotechnical 5- Schedule B: David Battersby P.Eng (604.669.9647) Architectural 6- Schedule A: David Battersby P.Eng (604.669.9647) 7- Flood Plain Covenant CA7583640 – CA7583641 ******THIS PERMIT HAS BEEN ISSUED UNDER THE REQUIREMENTS OF VBBL 2014 AND THE GREEN HOMES PROGRAM************ | Brent C Williams
EP-2023-04930 | 2023-06-02 | 3019 POINT GREY ROAD, Vancouver, BC V6K 1A7 | Electrical Permit | Residential | New | Issued | Temporary Power - Residential - To provide temporary power. | Kuban Electric Ltd
EP-2022-08064 | 2022-09-26 | 3044 POINT GREY ROAD, Vancouver, BC V6K 1B1 | Electrical Permit | Residential | New | Completed | Installation / Repair - Residential - Insllation for CCTV and wireless alarm System | Columbia Security Systems & Surveillance Inc
EP-2022-01813 | 2022-03-08 | 461 POWELL STREET, Vancouver, BC V6A 1G7 | Electrical Permit | Commercial | Renovation | Completed | Installation / Repair - Commercial - Install eight 20A 120V receptacles and one 30A 120V feed to a dishwasher | Wired Up Electrical Ltd
GP-2022-00981 | 2022-03-31 | 488 POWELL STREET, Vancouver, BC V6A 1G6 | Gas Permit | Commercial | Renovation | Completed | Commercial - Replacement of Flue venting on 200MBH Gas Boiler - the total load is only 200,000BTU. The only appliance that looks to be installed is the boiler. >BP: Exterior and interior alterations to repair this existing field house building at this existing park (Oppenheimer) on this site. Exterior work to replace door and frame with heavy duty metal doors. | Pacific Mechanical Systems Ltd
EP-2022-07308 | 2022-09-15 | 488 POWELL STREET, Vancouver, BC V6A 1G6 | Electrical Permit | Commercial | New | Completed | Installation / Repair - Commercial - Install 100 amp service for trailer -re: expired EP-2021-05383 -Service is for Temporary Washroom trailers and office trailers, South/west side side of Oppenheimer park. | Mark Rothberger
GP-2023-03053 | 2023-10-13 | 3130 POINT GREY ROAD, Vancouver, BC V6K 1B2 | Gas Permit | Residential | Renovation - Dwelling Unit(s) only | Completed | Residential - FURANCE RE/RE | Reliance Comfort Limited Partnership
GP-2022-04067 | 2022-12-19 | 3136 POINT GREY ROAD, Vancouver, BC V6K 1B2 | Gas Permit | Residential | Renovation | Completed | Residential - Hot Water Heater Installation | Hillcrest Plumbing & Heating (1991) Ltd
PP-2022-02344 | 2022-07-06 | 3167 POINT GREY ROAD, Vancouver, BC V6K 1B3 | Plumbing Permit | Residential | Addition | Completed | Residential - main water service leaking so we are replacing the line from city curb stop to inside the home | High Mark Mechanical Services Ltd
EP-2022-06004 | 2022-07-29 | 3183 POINT GREY ROAD, Vancouver, BC V6K 1B3 | Electrical Permit | Residential | Renovation | Completed | Installation / Repair - Residential - Dedicated Circuit for AC install -Located in the rear on the top back patio A Mechanical Permit is required for A/C unit. | Pacific Star Electric Inc
GP-2023-00121 | 2023-01-12 | 3243 POINT GREY ROAD, Vancouver, BC V6K 1B3 | Gas Permit | Residential | Renovation | Completed | Residential - Gas insert fireplace installation | Vaglio Fireplace LTD
GP-2023-01825 | 2023-06-16 | 3253 POINT GREY ROAD, Vancouver, BC V6K 1B3 | Gas Permit | Residential | Renovation | Completed | Residential - Re & re boiler and waterheater If work on this site could lead to ground disturbance (impacting soil) advise applicant to contact the Provincial Archaeology Branch at 250-953-3334 for a list of archaeological consultants, who when retained by the proponent, will apply on the proponent’s behalf for the necessary archaeological permits | Eco Master Heating And Cooling Ltd
EP-2022-05078 | 2022-06-22 | 4412 QUEBEC STREET, Vancouver, BC V5V 3L7 | Electrical Permit | Residential | Renovation | Completed | Installation / Repair - Residential - Lighting and smoke detectors throughout, kitchen receptacles & appliances, sub panel, basement wiring, AC, class 2 low voltage, voice, data -reference: CF-2022-006235 | Powerplay Electric Ltd
GP-2022-01813 | 2022-06-15 | 4412 QUEBEC STREET, Vancouver, BC V5V 3L7 | Gas Permit | Residential | Renovation | Completed | Residential - run a gas line to range and dryer | MCKIM MECHANICAL
PP-2022-02067 | 2022-06-17 | 4412 QUEBEC STREET, Vancouver, BC V5V 3L7 | Plumbing Permit | Residential | Renovation | Completed | Residential - renovation adding fixtures (CF-2022-006235) **No Building alterations or Building work otherwise a BP will be required | MCKIM MECHANICAL
GP-2022-01282 | 2022-04-25 | 4419 QUEBEC STREET, Vancouver, BC V5V 3L6 | Gas Permit | Residential | Renovation | Completed | Residential - Boiler Re & Re | Impetus Plumbing & Heating Ltd
EP-2022-01506 | 2022-02-25 | 3355 QUEBEC STREET, Vancouver, BC V5V 3J8 | Electrical Permit | Residential | Renovation | Completed | Installation / Repair - Residential - 100Amp panel change due to safety concerns with old panel. Addition of 20amp counter plug circuit for wet bar /coffee location. | Western Summit Electric Ltd
GP-2022-00141 | 2022-01-17 | 3355 QUEBEC STREET, Vancouver, BC V5V 3J8 | Gas Permit | Residential | Renovation | Completed | Residential - Re&Re Tankless BTU:199.000 | Milani Plumbing Heating & Air Conditioning Ltd
GP-2023-00078 | 2023-01-09 | 1468 RENFREW STREET, Vancouver, BC V5K 4C6 | Gas Permit | Residential | Renovation - Dwelling Unit(s) only | Completed | Residential - RE & RE HOT WATER SYSTEM | 484081 BC LTD
EP-2023-01345 | 2023-02-21 | 1505 RENFREW STREET, Vancouver, BC V5K 4C8 | Electrical Permit | Residential | New | Issued | Temporary Power - Residential - To provide temporary power. | G K Electric Ltd
PP-2023-03993 | 2023-11-14 | 1505 RENFREW STREET, Vancouver, BC V5K 4C8 | Plumbing Permit | Residential | New | Issued | Residential - Installing Sump | Apollo Excavating & Civil Works Ltd.
EP-2023-09996 | NULL | 1505 RENFREW STREET, Vancouver, BC V5K 4C8 | Electrical Permit | Residential | New | Applicant Revisions | Installation / Repair - Residential - We are going to start the the electrical construction of the duplex project >BP: To construct a 2 storey duplex with a lock-off unit located in the Basement ($800,000.00) with a detached accessory building (garage) and 1 open parking at the rear providing 2 parking spaces, having vehicular access from the lane. 1. Covenant registered at the Land Title Office under CB815996 2. External Mechanical Unit Proposed – Exterior component located in front and rear yard 3. Bar sink located in basement Rec Room 4. Schedule B: (Antony Wang) P.Eng (604.618.6236) Structural + Geotechnical 5. HPO: Residential Builder- Licon Construction Ltd. Note: This is a 2 storey building pursuant to the Zoning and Development By-Law Note: As shown by an asterisk (*) on the building permit floor plans and/or elevations, exit protection is required to be provided in accordance with Articles 9.9.4.4., 9.9.4.6., and/or 9.37.2.8. of the 2019 VBBL. **THIS PERMIT HAS BEEN ISSUED UNDER THE REQUIREMENTS OF VBBL #12511 (2019)** | G K Electric Ltd
EP-2022-02274 | 2022-03-23 | 2794 PANDORA STREET, Vancouver, BC V5K 1W1 | Electrical Permit | Residential | Renovation | Completed | Installation / Repair - Residential - Service upgrade to 200A; whole house new wiring, one second suite -Job additions: Add some Shaw cable and Telus internet cables. -CF-2020-008965 >BP: Exterior and interior alterations and change of use of this existing one-family dwelling to a one-family dwelling with a secondary suite. The scope of work includes new front entrance, reducing existing rear deck and new interior layout for all floors. Building to be sprinklered to NFPA-13D Structural and Geotechnical schedule B signed and sealed by Peter Yee, 604.255.3868 Renovation energy upgrade proposal prepared by Tommy Youngsung Byun, 604.562.0387 Note: - No strata-titling will be permitted. - This is a two-storey building pursuant to the Zoning and Development By-law. - An annual Vancouver Business License must be obtained prior to the rental of this approved one-family dwelling and/or secondary suite on this site. - Install interconnected, hardwired, 120 volt smoke alarms with battery back-up and silencing feature, in each sleeping unit and within 5m outside each sleeping areas on each storey as per Building Bylaw 9.10.19. - Install Carbon Monoxide Alarm as per Building By-Law 9.32.4.2. & Bulletin 2007-007-BU/EL - Upgrade work under Part 11 (based on value of work – energuide related Part 11.2.1.4.) | Vanpower Electrical Ltd.
PP-2023-04002 | 2023-11-17 | 2794 PANDORA STREET, Vancouver, BC V5K 1W1 | Plumbing Permit | Residential | Renovation | Completed | Residential - Taking over from the previous plumber, they have already finished rough-in inspections. Previous permit is PP-2021-01969 I'm just doing the final inspection now >BP: Exterior and interior alterations and change of use of this existing one-family dwelling to a one-family dwelling with a secondary suite. The scope of work includes new front entrance, reducing existing rear deck and new interior layout for all floors. | Infinity Pacific Mechanical Ltd
GP-2022-03415 | 2022-11-14 | 4354 PERRY STREET, Vancouver, BC V5N 3X5 | Gas Permit | Residential | New | Completed | Residential - Installing a combi boiler | Pro Ace Heating & Air Conditioning Services Ltd
EP-2022-03446 | 2022-05-05 | 4419 PERRY STREET, Vancouver, BC V5N 3X6 | Electrical Permit | Residential | Addition | Completed | Installation / Repair - Residential - EV Charger Installation -Supply and install RW90 from the panel through the EMT conduit, outside to the PVC. -Supply and install outdoor PVC JB -Supply and install PVC conduit in trench provided by others -Install customer provided charger -Supply and install 2P 40A Eaton Breaker -Turn on, commission and test | TDR Electric Inc
GP-2022-03456 | 2022-11-05 | 4419 PERRY STREET, Vancouver, BC V5N 3X6 | Gas Permit | Residential | Renovation | Completed | Residential - a med efficiency boiler and a regular hot water tank replaced by a Combi boiler | Airlink Heating and Plumbing Ltd
EP-2024-00012 | 2024-01-26 | 1680 PARKER STREET, Vancouver, BC V5L 2K6 | Electrical Permit | Residential | Renovation | Issued | Installation / Repair - Residential - Installation of a means of attachment for the BC Hydro supply service conductors. The old screw-in emily screw-in knob got loose. Service is not being affected .This is only for service attachment repair. | Ciprian Romeo Barbu
GP-2022-03872 | 2022-12-06 | 5076 PINE CRESCENT, Vancouver, BC V6M 3P6 | Gas Permit | Residential | Renovation | Completed | Residential - Install one natural gas fireplace burner | Vancouver Gas Fireplaces Ltd
PP-2022-02969 | 2022-08-25 | 5092 PINE CRESCENT, Vancouver, BC V6M 3P6 | Plumbing Permit | Residential | New | Completed | Residential - Lawn Irrigation system | J F P irrigation Ltd
SP-2022-00705 | 2022-05-08 | 5092 PINE CRESCENT, Vancouver, BC V6M 3P6 | Sprinkler Permit | Residential | New | Completed | Residential - Install fire sprinkler system To construct a 2 storey + cellar one-family with a detached accessory building (garage) , at the rear providing 1 parking space, having vehicular access from the lane. 1. No Strata Titling permitted 2. A/C proposed – Exterior component located in Rear Yard, Interior component located in cellar 3. Bar sink located in Lounge in cellar 4. Schedule B: (Julio Reyne-Gracia) P.Eng (778.998.0709) Structural 5. Schedule B: (Zhao Guan) P.Eng (778.868.5635) Geotechnical 6. HPO: Residential Builder- (True Maple Construction Inc.) | NewTech Fire Protection Ltd
EP-2022-04202 | 2022-05-20 | 5092 PINE CRESCENT, Vancouver, BC V6M 3P6 | Electrical Permit | Residential | New | Completed | Installation / Repair - Residential - LOW VOLTAGE: ALARM SYSTEM, CATV/ TELEPHONE/ NETWORK OUTLETS, CCTV SYSTEM AND MULTIROOM SPEAKERS. >BP: To construct a 2 storey + cellar one-family ($1,089,500.00) with a detached accessory building (garage) ($10,000), at the rear providing 1 parking space, having vehicular access from the lane. 1. No Strata Titling permitted 2. A/C proposed – Exterior component located in Rear Yard, Interior component located in cellar 3. Bar sink located in Lounge in cellar 4. Schedule B: (Julio Reyne-Gracia) P.Eng (778.998.0709) Structural 5. Schedule B: (Zhao Guan) P.Eng (778.868.5635) Geotechnical 6. HPO: Residential Builder- (True Maple Construction Inc.) Note: This is a 2 storey building pursuant to the Zoning and Development By-Law Address Information: Principle Dwelling: 5092 Pine Cres. Address have been assigned per the approved plans. This access must be provided & maintained at all times and the building addresses posted to be visible from the street in accordance with the Building By-law. **THIS PERMIT HAS BEEN ISSUED UNDER THE REQUIREMENTS OF VBBL #12511 (2019)** ****ALL PROJECT COORIDINATOR NOTES HAS BEEN ACCEPTED BY THE APPLICANT**** | Riser Industries Inc
PP-2022-00710 | 2022-03-02 | 5092 PINE CRESCENT, Vancouver, BC V6M 3P6 | Plumbing Permit | Residential | Addition | Completed | Residential - plumbing >To construct a 2 storey + cellar one-family ($1,089,500.00) with a detached accessory building (garage) ($10,000), at the rear providing 1 parking space, having vehicular access from the lane. 1. No Strata Titling permitted 2. A/C proposed – Exterior component located in Rear Yard, Interior component located in cellar 3. Bar sink located in Lounge in cellar 4. Schedule B: (Julio Reyne-Gracia) P.Eng (778.998.0709) Structural 5. Schedule B: (Zhao Guan) P.Eng (778.868.5635) Geotechnical 6. HPO: Residential Builder- (True Maple Construction Inc.) Note: This is a 2 storey building pursuant to the Zoning and Development By-Law | SKY HIGH PLUMBING & HEATING LTD
GP-2022-01177 | 2022-04-14 | 5092 PINE CRESCENT, Vancouver, BC V6M 3P6 | Gas Permit | Residential | New | Completed | Residential - gas line | PRIDE GAS & HEATING LTD.
GP-2022-01221 | 2022-04-25 | 5092 PINE CRESCENT, Vancouver, BC V6M 3P6 | Gas Permit | Residential | New | Completed | Residential - Installation of 1 gas fireplace - venting and hook up only | Urban Fireplaces Ltd
EP-2022-00681 | 2022-01-31 | 5092 PINE CRESCENT, Vancouver, BC V6M 3P6 | Electrical Permit | Residential | New | Completed | Installation / Repair - Residential - All new electrical rough-in and Finishing for a single family home with a 200A Hydro service Including Underground work >BP: To construct a 2 storey + cellar one-family ($1,089,500.00) with a detached accessory building (garage) ($10,000), at the rear providing 1 parking space, having vehicular access from the lane. 1. No Strata Titling permitted 2. A/C proposed – Exterior component located in Rear Yard, Interior component located in cellar 3. Bar sink located in Lounge in cellar 4. Schedule B: (Julio Reyne-Gracia) P.Eng (778.998.0709) Structural 5. Schedule B: (Zhao Guan) P.Eng (778.868.5635) Geotechnical 6. HPO: Residential Builder- (True Maple Construction Inc.) Note: This is a 2 storey building pursuant to the Zoning and Development By-Law Address Information: Principle Dwelling: 5092 Pine Cres. Address have been assigned per the approved plans. This access must be provided & maintained at all times and the building addresses posted to be visible from the street in accordance with the Building By-law. **THIS PERMIT HAS BEEN ISSUED UNDER THE REQUIREMENTS OF VBBL #12511 (2019)** ****ALL PROJECT COORIDINATOR NOTES HAS BEEN ACCEPTED BY THE APPLICANT**** | Credible Electric Ltd
PP-2022-00343 | 2022-02-07 | 5092 PINE CRESCENT, Vancouver, BC V6M 3P6 | Plumbing Permit | Residential | New | Completed | Residential - 1FD - installing storm and sentry sump To construct a 2 storey + cellar one-family with a detached accessory building (garage), at the rear providing 1 parking space, having vehicular access from the lane. 1. No Strata Titling permitted 2. A/C proposed – Exterior component located in Rear Yard, Interior component located in cellar 3. Bar sink located in Lounge in cellar | BigCity Excavation Ltd
NULL | NULL | 5092 PINE CRESCENT, Vancouver, BC V6M 3P6 | Plumbing Permit | Residential | New | Draft | Residential - installing draintile sump with pump rainwater leader with gravity sentry sump with pump | BigCity Excavation Ltd
GP-2022-02637 | 2022-09-01 | 5187 PINE CRESCENT, Vancouver, BC V6M 3P7 | Gas Permit | Residential | Renovation | Completed | Residential - Re&Re Furnace BTU: 70.000 | Milani Plumbing Heating & Air Conditioning Ltd
GP-2023-03679 | 2023-11-22 | 5187 PINE CRESCENT, Vancouver, BC V6M 3P7 | Gas Permit | Residential | Renovation | Issued | Residential - RE&RE hot water tank | Milani Plumbing Heating & Air Conditioning Ltd
EP-2023-03816 | 2023-05-03 | 2201 PINE STREET, Vancouver, BC V6J 5E7 | Electrical Permit | Commercial | Addition | Completed | Installation / Repair - Commercial - EV ready infrastructure project as per engineered drawings. Install 2 EV panelboards (2X 400A). New EVSE loads: 128 stalls @ 6.7 kW @ 4:1 branch circuit ratio. | Hall Electrical Ltd
EP-2023-06873 | 2023-07-28 | 2201 PINE STREET, Vancouver, BC V6J 5E7 | Electrical Permit | Commercial | Tenant Improvement | Completed | Installation / Repair - Commercial - Re & Re 100amp electrical feed for building server room #2 from normal power panel to emergency Generator power panel located in main electrical room in P2 parking. | Harbourview Electric Ltd
EP-2023-01698 | 2023-03-09 | 2288 PINE STREET, Vancouver, BC V6J 5G4 | Electrical Permit | Residential | Tenant Improvement | Completed | Installation / Repair - Residential - Replace existing incandescent ceiling light with the new LED light fixtures total of 8. Install two new wall scones at the window wall. Install power for the new fireplace . Replace incandescent recessed pot lights First floor kitchen and hall ceiling lighting . with new 4" slim light LED lights Living room for the fireplace install 120V power line . Install new wall scones ligts.at the bay window, Electrical work is only to replace existing ceiling LED with new generation of LED. Move existing ceiling wire moulid box to the Centre of the dinning room( 6") Install new wall electrical wall boxes and switch for the new Wall scones. Move existing LV +Data cabling up to the new location of the wall mounted TV set. Prep LV wiring for the new wall unit for the new Puck lights set.. Relocate wall plug at the window bench. | Positron Services Ltd
EP-2022-07570 | 2022-09-09 | 2288 PINE STREET, Vancouver, BC V6J 5G4 | Electrical Permit | Commercial | Addition | Completed | Installation / Repair - Commercial - Electrical installation for two LV2 EV charger stations | Mott Electric General Partnership
EP-2023-06499 | 2023-08-01 | 3273 PARKER STREET, Vancouver, BC V5K 2V7 | Electrical Permit | Residential | Addition | Issued | Installation / Repair - Residential - Upgrade of service from 100 A to 200 A drop, With 2 positions Meter Base 150A for main House and 100A for the legal suite >Permit Amendment Aug 15, 2023 -Removal of the old wiring and the receptacles and switches. Addition of the lights and kitchen wiring, Washroom fans. **Amend 08/2/2023** The original value declared $8500 was including part of the scope. Please add another $3000 to the total value. >BP: CF-2022-000487 To alter the exterior and interior of this existing unsprinklered two-storey building and to change the use from one-family dwelling to one-family dwelling with secondary suite. Scope of work includes: renovation to the kitchen, master bedroom closet, washer/dryer and bathrooms and removing interior walls on the upper floor, and renovation of the main floor to provide the a suite, and converting the carport to an attached garage at the rear elevation. Includes infilling a window on the west elevation and door on the east elevation and adding a new door to the secondary suite at the rear. Relocation of plumbing fixtures and addition of 2 fixtures (a 3-pc washroom changing into a 5-pc washroom), and a second set of washer/dryer. Cover at front entrance and new guards at front balcony to be validated. Over height fences (pergolas) and arbour encroachment to be removed. | Majoris Electrical Controls and Systems Ltd
PP-2023-02698 | 2023-07-28 | 3273 PARKER STREET, Vancouver, BC V5K 2V7 | Plumbing Permit | Residential | Renovation | Issued | Residential - Second floor renovation REFER TO: CF-2022-000487 >DB: To alter the exterior and interior of this existing unsprinklered two-storey building and to change the use from one-family dwelling to one-family dwelling with secondary suite. Scope of work includes: renovation to the kitchen, master bedroom closet, washer/dryer and bathrooms and removing interior walls on the upper floor, and renovation of the main floor to provide the a suite, and converting the carport to an attached garage at the rear elevation. Includes infilling a window on the west elevation and door on the east elevation and adding a new door to the secondary suite at the rear. Relocation of plumbing fixtures and addition of 2 fixtures (a 3-pc washroom changing into a 5-pc washroom), and a second set of washer/dryer. Cover at front entrance and new guards at front balcony to be validated. Over height fences (pergolas) and arbour encroachment to be removed. | Jamshid Agahi
NULL | NULL | 3273 PARKER STREET, Vancouver, BC V5K 2V7 | Plumbing Permit | Residential | Renovation | Draft | Residential - New tough in for the existing plumbing fixtures | NULL
EP-2023-05554 | 2023-06-27 | 3273 PARKER STREET, Vancouver, BC V5K 2V7 | Electrical Permit | Residential | Renovation | Issued | Installation / Repair - Residential - Install alarm upgrade and data cables rough-in. >BP: CF-2022-000487 To alter the exterior and interior of this existing unsprinklered two-storey building and to change the use from one-family dwelling to one-family dwelling with secondary suite. Scope of work includes: renovation to the kitchen, master bedroom closet, washer/dryer and bathrooms and removing interior walls on the upper floor, and renovation of the main floor to provide the a suite, and converting the carport to an attached garage at the rear elevation. Includes infilling a window on the west elevation and door on the east elevation and adding a new door to the secondary suite at the rear. Relocation of plumbing fixtures and addition of 2 fixtures (a 3-pc washroom changing into a 5-pc washroom), and a second set of washer/dryer. Cover at front entrance and new guards at front balcony to be validated. Over height fences (pergolas) and arbour encroachment to be removed. | Opticnet Communications Inc
GP-2023-03719 | NULL | 3273 PARKER STREET, Vancouver, BC V5K 2V7 | Gas Permit | Residential | Addition | Withdrawn | Residential - Running a gas line for a new gas range | NULL
GP-2023-03800 | 2023-12-05 | 3273 PARKER STREET, Vancouver, BC V5K 2V7 | Gas Permit | Residential | New | Issued | Residential - 1 Range New gas line for a new range >BP: To alter the exterior and interior of this existing unsprinklered two-storey building and to change the use from one-family dwelling to one-family dwelling with secondary suite. Scope of work includes: renovation to the kitchen, master bedroom closet, washer/dryer and bathrooms and removing interior walls on the upper floor, and renovation of the main floor to provide the a suite, and converting the carport to an attached garage at the rear elevation. Includes infilling a window on the west elevation and door on the east elevation and adding a new door to the secondary suite at the rear. Relocation of plumbing fixtures and addition of 2 fixtures (a 3-pc washroom changing into a 5-pc washroom), and a second set of washer/dryer. Cover at front entrance and new guards at front balcony to be validated. Over height fences (pergolas) and arbour encroachment to be removed (CF-2022-000487) | Jamshid Agahi
GP-2022-03308 | 2022-10-26 | 3292 PARKER STREET, Vancouver, BC V5K 2V8 | Gas Permit | Residential | Renovation | Completed | Residential - Re &re furnace | Milani Plumbing Heating & Air Conditioning Ltd
GP-2022-00330 | 2022-02-04 | 3296 PARKER STREET, Vancouver, BC V5K 2V8 | Gas Permit | Residential | New | Completed | Residential - install a new 50 gallon gas hwt | MCKIM MECHANICAL
EP-2023-09932 | 2024-01-03 | 4172 PRINCE EDWARD STREET, Vancouver, BC V5V 3Y6 | Electrical Permit | Residential | Addition | Issued | Installation / Repair - Residential - Install #10/2 romex to heat pump, install 30 amp disconnect, install 30 amp breaker, install 240 v disconnect to air handler , install 15amp 2 pole breaker -reference: MP-2023-01897 | York Electrical Ltd
MP-2023-01897 | 2023-10-23 | 4172 PRINCE EDWARD STREET, Vancouver, BC V5V 3Y6 | Mechanical Permit | NULL | NULL | Issued | NULL | Westmount Heating Ltd
EP-2022-03426 | 2022-04-28 | 4192 PRINCE EDWARD STREET, Vancouver, BC V5V 3Y6 | Electrical Permit | Residential | New | Expired | Temporary Power - Residential - To provide temporary power. | Kraftsman Electric Ltd
EP-2022-10241 | 2022-12-05 | 4192 PRINCE EDWARD STREET, Vancouver, BC V5V 3Y6 | Electrical Permit | Residential | Addition | Completed | Installation / Repair - Residential - House service from laneway new service install reconnect | Kraftsman Electric Ltd
GP-2022-02732 | 2022-10-21 | 4192 PRINCE EDWARD STREET, Vancouver, BC V5V 3Y6 | Gas Permit | Residential | Addition | Completed | Residential - to install 1 bbq >BP: To construct a 2 storey laneway house building with crawl space ($195,982.50) with an open parking pad, providing 1 parking space, having vehicular access from the lane. | Symbolistic Heating Ltd
EP-2022-00195 | 2022-01-20 | 1930 POWELL STREET, Vancouver, BC V5L 1J3 | Electrical Permit | Commercial | Addition | Completed | Installation / Repair - Commercial - Installation of ULC Fire Monitoring equipment for the fire panel on site | Price's Alarm Systems Ltd.
NULL | NULL | 1955 POWELL STREET, Vancouver, BC V5L 1J2 | Electrical Permit | Commercial | Addition | Draft | Installation / Repair - Commercial - Instalation of new signage on building | Top's Lighting (2003) Ltd
GP-2023-03741 | 2023-11-29 | 6933 PRESCOTT STREET, Vancouver, BC | Gas Permit | Residential | Renovation | Completed | Residential - Furnace replacement | Urban Plumbing & Heating Ltd
EP-2022-09816 | 2022-11-21 | 6975 PRESCOTT STREET, Vancouver, BC V6N 1N2 | Electrical Permit | Residential | Renovation | Issued | Installation / Repair - Residential - Low voltage: Security , cable vision, data wiring >BP: Exterior/Interior alteration to the entire floor of this existing one family dwelling building. Scope of work include removal of work without permit 2nd floor and removal of Main floor bump out on north wall reducing floor area. Letters of assurance rcvd P Cunnington 604.727.0235 N d Ridder 604.731.7412 M Kokan 604.439.0922 ENTIRE BUILDING TO BE SPRINKLERED TO NFPA 13D REQUIREMENTS | LVT Installations
EP-2022-04402 | 2022-05-26 | 6975 PRESCOTT STREET, Vancouver, BC V6N 1N2 | Electrical Permit | Residential | Renovation | Issued | Installation / Repair - Residential - Full re-wire of existing home. Smoke detectors to new code. New lighting throughout. No change to existing service. > BP: Exterior/Interior alteration to the entire floor of this existing one family dwelling building. Scope of work include removal of work without permit 2nd floor and removal of Main floor bump out on north wall reducing floor area. >Amend: Feb. 27th -please remove A/C from application | F & S Electrical Ltd
SP-2022-00542 | 2022-04-14 | 6975 PRESCOTT STREET, Vancouver, BC V6N 1N2 | Sprinkler Permit | Residential | New | Issued | Residential - Sprinkler system for new laneway >BP: Exterior/Interior alteration to the entire floor of this existing one family dwelling building. Scope of work include removal of work without permit 2nd floor and removal of Main floor bump out on north wall reducing floor area. Letters of assurance rcvd P Cunnington 604.727.0235 N d Ridder 604.731.7412 M Kokan 604.439.0922 ENTIRE BUILDING TO BE SPRINKLERED TO NFPA 13D REQUIREMENT | Allright Sprinklers Ltd
PP-2022-01284 | 2022-04-14 | 6975 PRESCOTT STREET, Vancouver, BC V6N 1N2 | Plumbing Permit | Residential | Renovation | Issued | Residential - rough in drainage and water piping to 2 bathrooms & 1 kitchen Exterior/Interior alteration to the entire floor of this existing one family dwelling building. Scope of work include removal of work without permit 2nd floor and removal of Main floor bump out on north wall reducing floor area. | McKellar Plumbing & Heating Ltd
GP-2022-01174 | 2022-04-14 | 6975 PRESCOTT STREET, Vancouver, BC V6N 1N2 | Gas Permit | Residential | Renovation | Issued | Residential - Supply and Install gas piping from gas meter to 3 fixtures | McKellar Plumbing & Heating Ltd
PP-2023-00095 | 2023-01-11 | 2316 PRINCE ALBERT STREET, Vancouver, BC V5T 3W5 | Plumbing Permit | Residential | Renovation | Issued | Residential - to install 1 outside sump and 30m of drain piping reference: CF-2022-012371 | Adam Kosel
SP-2023-00211 | NULL | 2316 PRINCE ALBERT STREET, Vancouver, BC V5T 3W5 | Sprinkler Permit | Residential | New | Submitted | Residential - New Build; Full Fire sprinkler system install 13D | Rising Force Fire Sprinkler Installations and Service Inc
GP-2023-03614 | 2023-11-20 | 2338 PRINCE ALBERT STREET, Vancouver, BC V5T 3W5 | Gas Permit | Residential | New | Issued | Residential - Replaced failed gas furnace | Cambie Plumbing & Heating Ltd
MP-2023-00690 | 2023-04-25 | 2344 PRINCE ALBERT STREET, Vancouver, BC V5T 3W5 | Mechanical Permit | NULL | NULL | Completed | NULL | Central Commercial & Residential Services
EP-2023-02507 | 2023-03-24 | 2344 PRINCE ALBERT STREET, Vancouver, BC V5T 3W5 | Electrical Permit | Residential | Addition | Completed | Installation / Repair - Residential - New 200A overhead service upgrade + 1x 50A 240V dedicated circuit for new heat pump. ***Note: A mechanical permit is required for the installation of heat pump. Electrical inspector will not carry out any inspections unless a mechanical permit is obtained. | KOVAC ELECTRICAL GROUP LTD.
GP-2023-01487 | 2023-05-07 | 2344 PRINCE ALBERT STREET, Vancouver, BC V5T 3W5 | Gas Permit | Residential | Tenant Improvement | Completed | Residential - Tankless installation | Central Commercial & Residential Services
PP-2022-03391 | 2022-09-27 | 4430 QUEBEC STREET, Vancouver, BC V5V 3L7 | Plumbing Permit | Residential | Renovation | Completed | Residential - Supply and install a dual PVC drainage system | Milani Plumbing Heating & Air Conditioning Ltd
GP-2022-01817 | 2022-06-14 | 4431 QUEBEC STREET, Vancouver, BC V5V 3L6 | Gas Permit | Residential | Renovation | Completed | Residential - Re&Re Furnace BTU: 70.000 | Milani Plumbing Heating & Air Conditioning Ltd
PP-2023-02034 | 2023-06-08 | 4452 QUEBEC STREET, Vancouver, BC V5V 3L7 | Plumbing Permit | Residential | New | Issued | Residential - 2FD - FRONT - 4452 QUEBEC ST - #1 BACK - 4452 QUEBEC ST - #2 Installation of plumbing fixtures in DUPLEX >DB: To construct a 2.5 storey duplex with a detached accessory building (garage) at the rear providing 2 parking spaces, having vehicular access from the lane. 1. A/C proposed – Exterior component located in rear yard, Interior component located in closets on second floor 2. Bar sink not proposed. | Century Twenty One Gas & Heating Co. Ltd
PP-2023-02041 | 2023-06-08 | 4452 QUEBEC STREET, Vancouver, BC V5V 3L7 | Plumbing Permit | Residential | New | Issued | Residential - 2FD - Sump | Power Excavating Ltd
EP-2023-03063 | 2023-04-06 | 4452 QUEBEC STREET, Vancouver, BC V5V 3L7 | Electrical Permit | Residential | New | Issued | Temporary Power - Residential - To provide temporary power. | Mainpower Electrical Ltd
EP-2023-09338 | 2023-10-17 | 4452 QUEBEC STREET, Vancouver, BC V5V 3L7 | Electrical Permit | Residential | New | Issued | Installation / Repair - Residential - Roughin and completion of tv, data, telephone, doorbell, cctv cameras, alarm system, vacuum system. >BP: To construct a 2.5 storey duplex ($640,440) with a detached accessory building (garage) at the rear providing 2 parking spaces, having vehicular access from the lane. 1. A/C proposed – Exterior component located in rear yard, Interior component located in closets on second floor 2. Bar sink not proposed. 3. Schedule B: (David Jung) P.Eng (604.762.1054) Structural + Geotechnical 4. HPO: Residential Builder- (Designo Developments Ltd.) Note: This is a 2.5 storey building pursuant to the Zoning and Development By-Law ***This permit is issued under the VBBL 2019, with updated energy requirements as per bylaw # 12997 effective Jan 01, 2022.*** | PLANET SMART HOMES LTD.
SP-2023-01938 | 2023-10-19 | 4452 QUEBEC STREET, Vancouver, BC V5V 3L7 | Sprinkler Permit | Residential | New | Issued | Residential - New sprinkler system >BP: To construct a 2.5 storey duplex with a detached accessory building (garage) at the rear providing 2 parking spaces, having vehicular access from the lane. 1. A/C proposed – Exterior component located in rear yard, Interior component located in closets on second floor 2. Bar sink not proposed. 3. Schedule B: (David Jung) P.Eng (604.762.1054) Structural + Geotechnical 4. HPO: Residential Builder- (Designo Developments Ltd.) | Haven Fire Protection Ltd
EP-2023-09030 | 2023-10-23 | 4452 QUEBEC STREET, Vancouver, BC V5V 3L7 | Electrical Permit | Residential | New | Issued | Installation / Repair - Residential - Electrical wiring and finishing of main service, lights, receptacles, appliances, heat pump, panel boards and underground cables. >BP: To construct a 2.5 storey duplex ($640,440) with a detached accessory building (garage) at the rear providing 2 parking spaces, having vehicular access from the lane. 1. A/C proposed – Exterior component located in rear yard, Interior component located in closets on second floor 2. Bar sink not proposed. 3. Schedule B: (David Jung) P.Eng (604.762.1054) Structural + Geotechnical 4. HPO: Residential Builder- (Designo Developments Ltd.) Note: This is a 2.5 storey building pursuant to the Zoning and Development By-Law MP-2023-01661: Issued ***This permit is issued under the VBBL 2019, with updated energy requirements as per bylaw # 12997 effective Jan 01, 2022.*** | Mainpower Electrical Ltd
GP-2023-02497 | 2023-08-28 | 4452 QUEBEC STREET, Vancouver, BC V5V 3L7 | Gas Permit | Residential | New | Issued | Residential - 2 Ranges & 2 BBQ's >BP: To construct a 2.5 storey duplex ($640,440) with a detached accessory building (garage) at the rear providing 2 parking spaces, having vehicular access from the lane | Century Twenty One Gas & Heating Co. Ltd
MP-2023-01661 | 2023-09-12 | 4452 QUEBEC STREET, Vancouver, BC V5V 3L7 | Mechanical Permit | NULL | NULL | Issued | NULL | Century Twenty One Gas & Heating Co. Ltd
GP-2023-03154 | 2023-10-20 | 757 PRIOR STREET, Vancouver, BC V6A 2G8 | Gas Permit | Residential | Renovation | Issued | Residential - Decommission and remove old gas HWT. Install new tankless Water Heater. | Ashton Service Group/Ashton Mechanical Ltd.
GP-2022-01736 | 2022-06-08 | 2118 PRINCE EDWARD STREET, Vancouver, BC V5T 3M3 | Gas Permit | Residential | New | Completed | Residential - Installation of gas system including appliances for new multi unit residential development | PR Mechanical LTD.
EP-2022-05535 | 2022-06-29 | 2118 PRINCE EDWARD STREET, Vancouver, BC V5T 3M3 | Electrical Permit | Residential | New | Completed | Installation / Repair - Residential - telephone/data/CATV, prewire/finish Alarm/doorbell/speaker prewire >BP: Building Permit for DP-2017-00118 & M/A DP-2019-00586 Interior and exterior alterations, additions and to convert the existing 2 storey + basement one-family dwelling to a multiple conversion dwelling consisting of 3 dwelling (parking is on-street). Notes: DP approval includes the following documents and information: - Arborist report dated March 1, 2018 by Mountain Maple Garden & Tree Service Ltd. - Letter of Assurance dated March 1, 2018 by Mountain Maple Garden & Tree Service Ltd. - Each dwelling unit has its own exterior entrance from grade. Revision #1: Delete BC Hydro transformer (Sheet A1.2), revise roof height of infill building to 35.00’ (Sheets A1.1, A6, A12, A13, A14), relocate window to first storey on B1 south elevation (Sheets A4, A11), change windows at second storey on B1 south elevation (Sheets A5, A11), revise parapet walls at roof deck to B2 (Sheets A6, A14), change roof assembly insulation/venting B2 (Sheets A12, A13), and increase building height of character building (B1) increase by 3”. P Volpi, Oct. 1, 2021. | NexGen Technologies Inc
PP-2023-02377 | 2023-07-06 | 2635 PRINCE EDWARD STREET, Vancouver, BC V5T 4V7 | Plumbing Permit | Commercial | Addition | Completed | Commercial - Addition of a new backflow device in P2 Mechanical Room | JJM Mechanical Group Ltd
EP-2022-03486 | 2022-04-29 | 3080 PRINCE EDWARD STREET, Vancouver, BC V5T 3N4 | Electrical Permit | Commercial | NULL | Expired | Annual / Operating - ANNUAL/OPERATING PERMIT EXPIRING EP-2021-01337 VALID MARCH 22, 2022 TIL MARCH 21, 2023 Site contact is: Mt St Joseph = Alex Gorkounov AGorkounov@providencehealth.bc.ca Brock Farnhi/Youville/St Vincent/Holy Family = Chris Tassin ctassin@providencehealth.bc.ca | Houle Electric Limited
EP-2022-00611 | 2022-02-11 | 3080 PRINCE EDWARD STREET, Vancouver, BC V5T 3N4 | Electrical Permit | Commercial | Renovation | Completed | Installation / Repair - Commercial - Installation of new 800a feeder for new panel to feed new heating & cooling requirements Supply power to new laundry equipment >>BP: Exterior and interior alterations to add a new rooftop mechanical heat pump with platform and screening, new boiler and piping to this existing Hospital (Mount Saint Joseph) building on this site. Schedule A provided by Jason Le Architectural Schedule B provided by Douglas P Cheung Structural Schedule B provide by Brett Halicki Mechanical/ Plumbing Schedule B provided by Jason Le Electrical Schedule B provided by Navtej Bains Energy upgrade exemption: Heat pump installation/ retrofit | Black & McDonald Limited
EP-2023-04817 | 2023-06-13 | 3080 PRINCE EDWARD STREET, Vancouver, BC V5T 3N4 | Electrical Permit | Commercial | Renovation | Issued | Installation / Repair - Commercial - Supply and install power for new sterilizer units. Supply a new 400 amp panel, install new power to exhaust fan. Supply and install 8 new light fixtures for new layout. Relocate existing receptacles to make room for new sterilizer, this will be a new sub feeder from the main distribution board. >BP: Interior/exterior alterations to remove and replace two equipment of sterilization units in room G205C on the ground floor of this existing hospital building. Exterior renovations are limited to add a new condensing unit on the roof. Scope of work includes adding a new transformer in the fire-rated utility closet and a new T-bar ceiling in a new Room G205F. OK for field review as per Richard Allen, February 7, 2023 Notes: 1. OK to process as BP only for exterior alterations as per Karen Kallweit-Graham and Andrew Wroblewski, February 8, 2023. 2. This is a sprinklered building. Schedule A & Schedule B (Architectural): Ouri Scott 604.683.5060 Schedule B (Structural): Brett Halicki 604.688.9861 Schedule B (Mech/Plumb): Mark Yeung 604.559.8809 Schedule B (Electrical): Bo Wang 604.562.6696 | Brodan Industries Ltd.
EP-2023-02628 | 2023-03-28 | 3080 PRINCE EDWARD STREET, Vancouver, BC V5T 3N4 | Electrical Permit | Commercial | NULL | Issued | Annual / Operating - ANNUAL/OPERATING PERMIT RENEWAL OF EP-2022-03486 VALID MARCH 22, 2023 TIL MARCH 21, 2024 Site contact is: Mt St Joseph = Alex Gorkounov AGorkounov@providencehealth.bc.ca Brock Farnhi/Youville/St Vincent/Holy Family = Chris Tassin ctassin@providencehealth.bc.ca | Houle Electric Limited
PP-2023-00374 | 2023-03-17 | 3080 PRINCE EDWARD STREET, Vancouver, BC V5T 3N4 | Plumbing Permit | Commercial | Renovation | Completed | Commercial - Install of a heat exchanger on a Domestic hot water pre-heat tank >DB: Exterior and interior alterations to add a new rooftop mechanical heat pump with platform and screening, new boiler and piping to this existing Hospital (Mount Saint Joseph) building on this site. | Black & McDonald Limited
EP-2022-06522 | 2022-08-04 | 3080 PRINCE EDWARD STREET, Vancouver, BC V5T 3N4 | Electrical Permit | Commercial | Renovation | Completed | Installation / Repair - Commercial - Re & RE Auto Faucet connections for 3 touch free sinks - Ground Floor Corridor Area outside of OR #4. | Steele Electric (2001) Ltd
NULL | NULL | 3080 PRINCE EDWARD STREET, Vancouver, BC V5T 3N4 | Electrical Permit | Commercial | Addition | Draft | Installation / Repair - Commercial - Project Specific Clarifications: Disconnect existing equipment as per drawings Provide power and connection to new equipment Provide new electrical disconnects Provide new panel 1KA Relocate panels as per drawings | TDR Electric Inc
EP-2022-06568 | 2022-08-05 | 3080 PRINCE EDWARD STREET, Vancouver, BC V5T 3N4 | Electrical Permit | Commercial | Renovation | Completed | Installation / Repair - Commercial - Boiler power installation Interior alterations to provide hot water system upgrades for this existing Institutional (hospital) building. | TDR Electric Inc
EP-2022-07260 | 2022-08-31 | 3080 PRINCE EDWARD STREET, Vancouver, BC V5T 3N4 | Electrical Permit | Commercial | Tenant Improvement | Completed | Installation / Repair - Commercial - Installation of a 55.06 kW Solar Grid Tie System. Amendment October 11, 2023: Revision #1 - to reconfigure the solar array, change the panels to Longi 540w panels and to add a second solar array. >BP: Exterior and interior alterations to this existing Hospital building to install 133 solar photovoltaic panels on the roof. This is a voluntary energy upgrade so no part 11 upgrades are triggered. to be reviewed under the 2019 VBBL. | Terratek Energy Solutions Inc
EP-2022-10789 | 2023-01-06 | 3080 PRINCE EDWARD STREET, Vancouver, BC V5T 3N4 | Electrical Permit | Commercial | Renovation | Issued | Installation / Repair - Commercial - Upgrading low voltage controls | ESC Automation Inc
SP-2023-01602 | 2023-09-05 | 3080 PRINCE EDWARD STREET, Vancouver, BC V5T 3N4 | Sprinkler Permit | Commercial | Tenant Improvement | Issued | Commercial - lower 4 sprinkler head, mount in new ceiling tiles >BP: Interior/exterior alterations to remove and replace two equipment of sterilization units in room G205C on the ground floor of this existing hospital building. Exterior renovations are limited to add a new condensing unit on the roof. Scope of work includes adding a new transformer in the fire-rated utility closet and a new T-bar ceiling in a new Room G205F. *****This application does not include any of the following: 1. Not more than 20 sprinklers (add, relocate, or remove), 2. hydraulic calculations, 3. change in occupancy and /or hazard classification, 4. warehouse storage arrangements, 5. mobile compact storage arrangements, 6. alternative solutions, 7. changes to the sprinkler system supply piping (e.g. valves, mains, cross-mains, branch-lines, etc.), or 8. flexible sprinkler pipe. | Pacific Northwest Fire Protection Inc
PP-2023-03090 | 2023-09-15 | 3080 PRINCE EDWARD STREET, Vancouver, BC V5T 3N4 | Plumbing Permit | Commercial | Renovation | Issued | Commercial - Relocate 2 x RBPA >BP: Interior/exterior alterations to remove and replace two equipment of sterilization units in room G205C on the ground floor of this existing hospital building. Exterior renovations are limited to add a new condensing unit on the roof. Scope of work includes adding a new transformer in the fire-rated utility closet and a new T-bar ceiling in a new Room G205F. | Mountain West Mechanical Ltd
EP-2023-02375 | 2023-03-21 | 1825 QUEBEC STREET, Vancouver, BC V5T 2Z3 | Electrical Permit | Commercial | Addition | Completed | Installation / Repair - Commercial - SUPPLY AND INSTALL DEDICATED 120V 30A OUTLET FOR UPS New dedicated circuit run from panel 3TC Surface mount EMT conduit From panel, up and over to server room. New L5-30 Receptacle | TCA Industries Ltd
EP-2022-04041 | 2022-05-16 | 4490 PERRY STREET, Vancouver, BC V5N 3X5 | Electrical Permit | Residential | New | Expired | Temporary Power - Residential - To provide temporary power. | Credible Electric Ltd
SP-2023-00558 | 2023-04-03 | 4490 PERRY STREET, Vancouver, BC V5N 3X5 | Sprinkler Permit | Residential | New | Completed | Residential - 2FD - FRONT - 4490 PERRY ST BACK - 4488 PERRY ST To install fire sprinkler system in duplex >DB: To construct a two-storey two-family dwelling with a detached accessory building (garage) at the rear providing 2 parking spaces, having vehicular access from the lane. 1. A/C unit proposed in front & rear yard 2. No bar sinks proposed | Max Fire Pro Ltd
GP-2023-01163 | 2023-04-06 | 4490 PERRY STREET, Vancouver, BC V5N 3X5 | Gas Permit | Residential | New | Completed | Residential - 2 gas fireplaces Venting, installation and final hook up >BP: To construct a two-storey two-family dwelling | Galaxy Fireplaces Ltd
GP-2023-01187 | 2023-04-12 | 4490 PERRY STREET, Vancouver, BC V5N 3X5 | Gas Permit | Residential | New | Completed | Residential - 2FD - FRONT 4490 PERRY ST BACK - 4488 PERRY ST Gas pipe for duplex >DB: To construct a two-storey two-family dwelling with a detached accessory building (garage) at the rear providing 2 parking spaces, having vehicular access from the lane. 1. A/C unit proposed in front & rear yard 2. No bar sinks proposed | PRIDE GAS & HEATING LTD.
MP-2023-00170 | 2023-02-07 | 4490 PERRY STREET, Vancouver, BC V5N 3X5 | Mechanical Permit | NULL | NULL | Completed | NULL | SKY HIGH PLUMBING & HEATING LTD
EP-2023-04074 | 2023-05-09 | 4490 PERRY STREET, Vancouver, BC V5N 3X5 | Electrical Permit | Residential | New | Completed | Installation / Repair - Residential - Tv, telephone, alarm prewire and complete. >BP: To construct a two-storey two-family dwelling ($683,500) with a detached accessory building (garage) at the rear providing 2 parking spaces, having vehicular access from the lane. 1. A/C unit proposed in front & rear yard 2. No bar sinks proposed 3. Schedule B: Michael Kondra, (604.542.0113) Structural & Geotechnical 4. HPO: Residential Builder - True Maple Construction ******THIS PERMIT HAS BEEN ISSUED UNDER THE REQUIREMENTS OF VBBL #12511 (2019)****** | Tvisha Technologies Ltd
NULL | NULL | 4490 PERRY STREET, Vancouver, BC V5N 3X5 | Plumbing Permit | Residential | New | Withdrawn | Residential - plumbing | SKY HIGH PLUMBING & HEATING LTD
PP-2022-02677 | 2022-08-03 | 4490 PERRY STREET, Vancouver, BC V5N 3X5 | Plumbing Permit | Residential | New | Completed | Residential - plumbing >To construct a two-storey two-family dwelling ($683,500) with a detached accessory building (garage) at the rear providing 2 parking spaces, having vehicular access from the lane. 1. A/C unit proposed in front & rear yard 2. No bar sinks proposed 3. Schedule B: Michael Kondra, (604.542.0113) Structural & Geotechnical 4. HPO: Residential Builder - True Maple Construction ******THIS PERMIT HAS BEEN ISSUED UNDER THE REQUIREMENTS OF VBBL #12511 (2019)****** | SKY HIGH PLUMBING & HEATING LTD
EP-2022-06453 | 2022-08-05 | 4490 PERRY STREET, Vancouver, BC V5N 3X5 | Electrical Permit | Residential | New | Completed | Installation / Repair - Residential - All new electrical work for Duplex house with overhead 200A Duplex Hydro Service >BP: To construct a two-storey two-family dwelling ($683,500) with a detached accessory building (garage) at the rear providing 2 parking spaces, having vehicular access from the lane. 1. A/C unit proposed in front & rear yard 2. No bar sinks proposed 3. Schedule B: Michael Kondra, (604.542.0113) Structural & Geotechnical 4. HPO: Residential Builder - True Maple Construction | Credible Electric Ltd
PP-2022-02245 | 2022-06-27 | 4490 PERRY STREET, Vancouver, BC V5N 3X5 | Plumbing Permit | Residential | New | Completed | Residential - Sump | Jewel Mini Excavating Ltd
PP-2023-03077 | 2023-08-31 | 4490 PERRY STREET, Vancouver, BC V5N 3X5 | Plumbing Permit | Residential | New | Completed | Residential - Lawn irrigation system | J F P irrigation Ltd
EP-2023-02747 | 2023-03-30 | 1103 PENDRELL STREET, Vancouver, BC V6E 1L3 | Electrical Permit | Residential | Renovation - Dwelling Unit(s) only | Completed | Installation / Repair - Residential - Replace Faulty Fire Alarm Panel only. This fire alarm system upgrade is limited only to the replacement of existing panel without altering the existing wiring. Note: This permit has been issued based on Bulletin 2018-004-BU/EL. | Tytan Electric Inc.
SP-2022-00647 | 2022-05-02 | 4537 PERRY STREET, Vancouver, BC V5N 3X6 | Sprinkler Permit | Residential | New | Completed | Residential - fire suppression system To construct a 2 storey + basement one-family dwelling with a detached accessory building (2 car garage), at the rear providing 2 parking spaces, having vehicular access from the lane. Note: This is a 2 storey building pursuant to the Zoning and Development By-Law 1- Bar/Sink proposed in the basement. 2- A/C unit no proposed. 3- Schedule B: N.K. Varshney, P.Eng. (604-251-6320) Structural & Geotechnical 4-HPO: Residential Builder - Fernandes Homes Ltd. | Brent C Williams
GP-2022-01796 | 2022-06-14 | 4537 PERRY STREET, Vancouver, BC V5N 3X6 | Gas Permit | Residential | New | Completed | Residential - Venting and hookup only To construct a 2 storey + basement one-family dwelling ($671,000) with a detached accessory building (2 car garage), at the rear providing 2 parking spaces, having vehicular access from the lane. Note: This Building Permit will remain in a suspended status until the associated (green) Demolition Permit BP-2021-03125 is completed. Note: This is a 2 storey building pursuant to the Zoning and Development By-Law 1- Bar/Sink proposed in the basement. 2- A/C unit no proposed. 3- Schedule B: N.K. Varshney, P.Eng. (604-251-6320) Structural & Geotechnical 4-HPO: Residential Builder - Fernandes Homes Ltd. | REAL LIGHTING & FIREPLACES LTD
EP-2022-04208 | 2022-05-20 | 4537 PERRY STREET, Vancouver, BC V5N 3X6 | Electrical Permit | Residential | New | Completed | Installation / Repair - Residential - structured wiring, security alarm, surveillance system, intercom system >BP: To construct a 2 storey + basement one-family dwelling ($671,000) with a detached accessory building (2 car garage), at the rear providing 2 parking spaces, having vehicular access from the lane. Note: This Building Permit will remain in a suspended status until the associated (green) Demolition Permit BP-2021-03125 is completed. Note: This is a 2 storey building pursuant to the Zoning and Development By-Law 1- Bar/Sink proposed in the basement. 2- A/C unit no proposed. 3- Schedule B: N.K. Varshney, P.Eng. (604-251-6320) Structural & Geotechnical 4-HPO: Residential Builder - Fernandes Homes Ltd. ******THIS PERMIT HAS BEEN ISSUED UNDER THE REQUIREMENTS OF VBBL #12511 (2019)****** | Vancouver Audiospace Home Control Ltd
EP-2022-03264 | 2022-04-25 | 4537 PERRY STREET, Vancouver, BC V5N 3X6 | Electrical Permit | Residential | New | Completed | Installation / Repair - Residential - new house wiring *An approved mechanical permit is required for the installation of air conditioning or heat pump unit at the time of installation before an electrical inspection will be performed >BP: To construct a 2 storey + basement one-family dwelling ($671,000) with a detached accessory building (2 car garage), at the rear providing 2 parking spaces, having vehicular access from the lane. Note: This is a 2 storey building pursuant to the Zoning and Development By-Law 1- Bar/Sink proposed in the basement. 2- A/C unit no proposed. 3- Schedule B: N.K. Varshney, P.Eng. (604-251-6320) Structural & Geotechnical 4-HPO: Residential Builder - Fernandes Homes Ltd. ******THIS PERMIT HAS BEEN ISSUED UNDER THE REQUIREMENTS OF VBBL #12511 (2019)****** AMEND May 08, 2023: -AC to be added on Electrical Permit. | L.H. ELECTRIC LTD
GP-2022-00951 | NULL | 4537 PERRY STREET, Vancouver, BC V5N 3X6 | Gas Permit | Residential | New | Withdrawn | Residential - gas piping only. > To construct a 2 storey + basement one-family dwelling ($671,000) with a detached accessory building (2 car garage), at the rear providing 2 parking spaces, having vehicular access from the lane. Note: This Building Permit will remain in a suspended status until the associated (green) Demolition Permit BP-2021-03125 is completed. Note: This is a 2 storey building pursuant to the Zoning and Development By-Law 1- Bar/Sink proposed in the basement. 2- A/C unit no proposed. 3- Schedule B: N.K. Varshney, P.Eng. (604-251-6320) Structural & Geotechnical 4-HPO: Residential Builder - Fernandes Homes Ltd. ******THIS PERMIT HAS BEEN ISSUED UNDER THE REQUIREMENTS OF VBBL #12511 (2019)****** | T Paradiso Plumbing & Hot Water Heating Inc
PP-2022-00835 | 2022-03-11 | 4537 PERRY STREET, Vancouver, BC V5N 3X6 | Plumbing Permit | Residential | New | Completed | Residential - 1FD - Plumbing on all floors BAR SINK IS ROUGH IN ONLY To construct a 2 storey + basement one-family dwelling with a detached accessory building (2 car garage), at the rear providing 2 parking spaces, having vehicular access from the lane. Note: This Building Permit will remain in a suspended status until the associated (green) Demolition Permit BP-2021-03125 is completed. Note: This is a 2 storey building pursuant to the Zoning and Development By-Law 1- Bar/Sink proposed in the basement. 2- A/C unit no proposed. AMEND: NOV 15/2022 Please change bar sink in basement to rough in only. | T Paradiso Plumbing & Hot Water Heating Inc
GP-2022-00773 | 2022-03-11 | 4537 PERRY STREET, Vancouver, BC V5N 3X6 | Gas Permit | Residential | New | Completed | Residential - gas piping and connection of appliances for 1 range, 1 boiler, and 1 bbq box. piping only for fireplace. To construct a 2 storey + basement one-family dwelling with a detached accessory building (2 car garage), at the rear providing 2 parking spaces, having vehicular access from the lane. Note: This is a 2 storey building pursuant to the Zoning and Development By-Law 1- Bar/Sink proposed in the basement. 2- A/C unit no proposed. 3- Schedule B: N.K. Varshney, P.Eng. (604-251-6320) Structural & Geotechnical 4-HPO: Residential Builder - Fernandes Homes Ltd. | T Paradiso Plumbing & Hot Water Heating Inc
PP-2022-00054 | 2022-01-11 | 4537 PERRY STREET, Vancouver, BC V5N 3X6 | Plumbing Permit | Residential | New | Completed | Residential - Sump without Pump | Bhullar Excavating and Demolition
EP-2023-03392 | 2023-04-24 | 3581 PRICE STREET, Vancouver, BC V5R 5R4 | Electrical Permit | Residential | Addition | Completed | Installation / Repair - Residential - reconnection for main service with conjunction LWH service *Main Service: 200A at Laneway *1FD: 100A | Roop Electric Co Ltd
GP-2022-00899 | 2022-03-22 | 3582 PRICE STREET, Vancouver, BC V5R 5R3 | Gas Permit | Residential | New | Completed | Residential - Fireplace just gas piping only others are complete To construct a 2 storey + basement one-family dwelling with a secondary suite located in the basement with a detached accessory building (laneway house), at the rear providing 2 parking spaces, having vehicular access from the lane. | KSS Mechanical Ltd
GP-2022-00878 | 2022-03-21 | 3582 PRICE STREET, Vancouver, BC V5R 5R3 | Gas Permit | Residential | New | Completed | Residential - Venting & Hookup Only To construct a 2 storey + basement one-family dwelling with a secondary suite located in the basement with a detached accessory building (laneway house), at the rear providing 2 parking spaces, having vehicular access from the lane. Note: This is a 2 storey building pursuant to the Zoning and Development By-Law 1- Covenant registered at the Land Title Office under CA9203509 2- No strata titling permitted 3- Bar sink proposed in the basement 4- A/C unit proposed in the rear yard 5- Schedule B: Govinder S Dhesi, P.Eng. (604-580-3275) Structural & Geotechnical 6- HPO: Residential Builder - Cypher Developments Ltd. | REAL LIGHTING & FIREPLACES LTD
EP-2022-03218 | 2022-04-22 | 3582 PRICE STREET, Vancouver, BC V5R 5R3 | Electrical Permit | Residential | New | Completed | Installation / Repair - Residential - Extra low voltage for single family dwelling >BP: To construct a 2 storey + basement one-family dwelling with a secondary suite ($913,150) located in the basement with a detached accessory building (laneway house), at the rear providing 2 parking spaces, having vehicular access from the lane. Note: This is a 2 storey building pursuant to the Zoning and Development By-Law 1- Covenant registered at the Land Title Office under CA9203509 2- No strata titling permitted 3- Bar sink proposed in the basement 4- A/C unit proposed in the rear yard 5- Schedule B: Govinder S Dhesi, P.Eng. (604-580-3275) Structural & Geotechnical 6- HPO: Residential Builder - Cypher Developments Ltd. Address Note: Building 1 - #1 - 3582 Price St - basement, SW side, 1st & 2nd storey (1FD) #2 - 3582 Price St - basement, NW side (Sec suite) Addresses assigned per the approved plans, Fire and Emergency street access (walkway) to the secondary suite is from the South-East side. Street access must be provided & maintained at all times and the building addresses posted to be visible from the street in accordance with the Building By-law prior to Final Inspection. ******THIS PERMIT HAS BEEN ISSUED UNDER THE REQUIREMENTS OF VBBL #12511 (2019)****** | C G Electrical Contractors Ltd
SP-2022-00624 | 2022-04-27 | 3582 PRICE STREET, Vancouver, BC V5R 5R3 | Sprinkler Permit | Residential | New | Completed | Residential - Install sprinklers in SFD To construct a 2 storey + basement one-family dwelling with a secondary suite located in the basement with a detached accessory building (laneway house), at the rear providing 2 parking spaces, having vehicular access from the lane. Note: This is a 2 storey building pursuant to the Zoning and Development By-Law 1- Covenant registered at the Land Title Office under CA9203509 2- No strata titling permitted 3- Bar sink proposed in the basement 4- A/C unit proposed in the rear yard 5- Schedule B: Govinder S Dhesi, P.Eng. (604-580-3275) Structural & Geotechnical 6- HPO: Residential Builder - Cypher Developments Ltd. | Gold Key Fire Protection Ltd
EP-2022-07464 | 2022-09-08 | 3585 PRICE STREET, Vancouver, BC V5R 5R4 | Electrical Permit | Residential | Renovation - Dwelling Unit(s) only | Completed | Installation / Repair - Residential - Install 200 Amp Overhead service | Amptec Electric Ltd
NULL | NULL | 3603 PRICE STREET, Vancouver, BC V5R 5R4 | Mechanical Permit | NULL | NULL | Draft | NULL | Ajit's Plumbing Heating & Electrical Contracting Ltd
GP-2022-02843 | 2022-09-26 | 3603 PRICE STREET, Vancouver, BC V5R 5R4 | Gas Permit | Residential | New | Completed | Residential - Complete 2 boilers, 2 range & 2 BBQ. >BP: To construct a 2 storey two-family dwelling with 2 secondary suites located in the Basement ($798,500.00) with a detached accessory building (garage) and 1 open parking at the rear providing 2 parking spaces, having vehicular access from the lane. | Deep Gas Fitting Ltd.
SP-2022-01509 | 2022-09-16 | 3603 PRICE STREET, Vancouver, BC V5R 5R4 | Sprinkler Permit | Residential | New | Completed | Residential - Piping and fixture installation To construct a 2 storey two-family dwelling with 2 secondary suites located in the Basement ($798,500.00) with a detached accessory building (garage) and 1 open parking at the rear providing 2 parking spaces, having vehicular access from the lane. 1. Covenant registered at the Land Title Office under CA9745161. 2. A/C proposed – Exterior component located in rear yard, Interior component located in closets on second floor. 3. Bar sink not proposed. 4. Schedule B: (JULIAN BOZSIK, P.Eng. - 604-431-0055.) Structural & Geotechnical 5. HPO: Residential Builder- (AMPM DEVELOPMENT & RENOVATION LTD.) | RG Plumbing Ltd
EP-2022-05212 | 2022-07-06 | 3603 PRICE STREET, Vancouver, BC V5R 5R4 | Electrical Permit | Residential | New | Completed | Installation / Repair - Residential - wiring of new construction of a 2 storey two-family dwelling with 2 secondary suites >BP: To construct a 2 storey two-family dwelling with 2 secondary suites located in the Basement ($798,500.00) with a detached accessory building (garage) and 1 open parking at the rear providing 2 parking spaces, having vehicular access from the lane. 1. Covenant registered at the Land Title Office under CA9745161. 2. A/C proposed – Exterior component located in rear yard, Interior component located in closets on second floor. 3. Bar sink not proposed. 4. Schedule B: (JULIAN BOZSIK, P.Eng. - 604-431-0055.) Structural & Geotechnical 5. HPO: Residential Builder- (AMPM DEVELOPMENT & RENOVATION LTD.) Note: This is a 2 storey building pursuant to the Zoning and Development By-Law **THIS PERMIT HAS BEEN ISSUED UNDER THE REQUIREMENTS OF VBBL #12511 (2019)** | JR ELECTRIC LTD.
MP-2022-00096 | NULL | 3603 PRICE STREET, Vancouver, BC V5R 5R4 | Mechanical Permit | NULL | NULL | Withdrawn | NULL | Ajit's Plumbing Heating & Electrical Contracting Ltd
PP-2022-02792 | 2022-08-11 | 3603 PRICE STREET, Vancouver, BC V5R 5R4 | Plumbing Permit | Residential | New | Completed | Residential - Sump | WEST DEMOLITION SERVICE LTD
PP-2022-02730 | 2022-08-08 | 3603 PRICE STREET, Vancouver, BC V5R 5R4 | Plumbing Permit | Residential | New | Completed | Residential - 2FD+2LO - FRONT - 3603 PRICE ST -#1 & #2 BACK - 3605 PRICE ST -#1 & #2 new plumbing To construct a 2 storey two-family dwelling with 2 secondary suites located in the Basement with a detached accessory building (garage) and 1 open parking at the rear providing 2 parking spaces, having vehicular access from the lane. 1. Covenant registered at the Land Title Office under CA9745161. 2. A/C proposed – Exterior component located in rear yard, Interior component located in closets on second floor. 3. Bar sink not proposed. | Ajit's Plumbing Heating & Electrical Contracting Ltd
EP-2022-08497 | 2022-10-07 | 3603 PRICE STREET, Vancouver, BC V5R 5R4 | Electrical Permit | Residential | New | Completed | Installation / Repair - Residential - Rough-in and Finishing of Tv,data,phone, cctv and alarm >BP: To construct a 2 storey two-family dwelling with 2 secondary suites located in the Basement ($798,500.00) with a detached accessory building (garage) and 1 open parking at the rear providing 2 parking spaces, having vehicular access from the lane. 1. Covenant registered at the Land Title Office under CA9745161. 2. A/C proposed – Exterior component located in rear yard, Interior component located in closets on second floor. 3. Bar sink not proposed. 4. Schedule B: (JULIAN BOZSIK, P.Eng. - 604-431-0055.) Structural & Geotechnical 5. HPO: Residential Builder- (AMPM DEVELOPMENT & RENOVATION LTD.) Note: This is a 2 storey building pursuant to the Zoning and Development By-Law **THIS PERMIT HAS BEEN ISSUED UNDER THE REQUIREMENTS OF VBBL #12511 (2019)** | Simplypro Enterprise Ltd
EP-2022-00088 | 2022-01-10 | 2255 PRINCE ALBERT STREET, Vancouver, BC V5T 4N2 | Electrical Permit | Commercial | Renovation | Completed | Installation / Repair - Commercial - To install CO sensor in underground parkade | Fina Electric Services Group Ltd
GP-2023-02707 | 2023-09-15 | 2631 PRINCE ALBERT STREET, Vancouver, BC V5T 3X2 | Gas Permit | Residential | Renovation | Completed | Residential - hwt re&re | Ferenc Nagy
PP-2023-01431 | 2023-04-25 | 3811 POINT GREY ROAD, Vancouver, BC V6R 1B3 | Plumbing Permit | Commercial | Tenant Improvement | Completed | Commercial - Replace the 1/2" BFP at 2nd floor pantry | Ainsworth Inc
PP-2023-00303 | 2023-01-31 | 3811 POINT GREY ROAD, Vancouver, BC V6R 1B3 | Plumbing Permit | Commercial | Tenant Improvement | Completed | Commercial - Replace the DCVA 2” irrigation backflow device at Parkade Sprinkler Room | Ainsworth Inc
EP-2023-01866 | 2023-03-07 | 3811 POINT GREY ROAD, Vancouver, BC V6R 1B3 | Electrical Permit | Commercial | NULL | Issued | Annual / Operating - Annual operating permit renewal for Royal Vancouver Yacht Club at the Jericho site, 3811 Point Grey Road. SPECIFIC LOCATION - ALL DOCKS AND OUTBUILDINGS ASSOCIATED TO THE DOCKS. Renewal for EP-2022-02084 Valid: March 19/2022 until March 18/2023 NOTE: No soil disturbance or alteration of grades is permitted to take place under this permit Work under this permit does not authorize excavation, including the disturbance of soils. Should work necessitate excavation or the disturbance of soils, please consult the Archaeological Branch of British Columbia for the necessary approvals. | Wespac Electrical Contractor Ltd
EP-2023-05637 | 2023-07-05 | 3811 POINT GREY ROAD, Vancouver, BC V6R 1B3 | Electrical Permit | Commercial | Renovation | Issued | Installation / Repair - Commercial - Breakwater Replacement Project. New power feeds to docks. | Wespac Electrical Contractor Ltd
EP-2022-02084 | 2022-03-16 | 3811 POINT GREY ROAD, Vancouver, BC V6R 1B3 | Electrical Permit | Commercial | NULL | Expired | Annual / Operating - Renewal for EP-2021-02805 Annual permit renewal for Royal Vancouver Yacht Club at the Jericho site, 3811 Point Grey Road. Valid: March 19/2022 until March 18/2023 SPECIFIC LOCATION - ALL DOCKS AND OUTBUILDINGS ASSOCIATED TO THE DOCKS. NOTE: No soil disturbance or alteration of grades is permitted to take place under this permit Work under this permit does not authorize excavation, including the disturbance of soils. Should work necessitate excavation or the disturbance of soils, please consult the Archaeological Branch of British Columbia for the necessary approvals. >>> Amend: May 27th -It has come to our attention about a glitch in our data base regarding annual fees paid- wrong fee were charged -fees should have been $218 -you will receive a refund cheque for the difference, we apologize for any inconveniences. Thank you | Wespac Electrical Contractor Ltd
EP-2023-04525 | 2023-06-14 | 3837 POINT GREY ROAD, Vancouver, BC V6R 1B3 | Electrical Permit | Commercial | Tenant Improvement | Completed | Installation / Repair - Commercial - Moving 6 wall lights for new deck design. Outside on out building. >BP: To construct an open air trellis on the upper level of an existing recreational club (tennis club). >If work on this site could lead to ground disturbance (impacting soil) advise applicant to contact the Provincial Archaeology Branch at 250-953-3334 for a list of archaeological consultants, who when retained by the proponent, will apply on the proponent’s behalf for the necessary archaeological permits. In addition, please be advised that reports from an Archaeologist (Archaeological Overview Assessment (AOA) or Archaeological Impact Assessment (AIA) reports) and archaeological/heritage inspection permits from the First Nations may be necessary prior to the release of your City of Vancouver permits. | F & S Electrical Ltd
EP-2023-02425 | 2023-03-22 | 3837 POINT GREY ROAD, Vancouver, BC V6R 1B3 | Electrical Permit | Commercial | Renovation | Completed | Installation / Repair - Commercial - The Bar in the Restaurant area is being extended and some equipment is being moved/added. A fire alarm pull station will need to be moved a few feet from existing location. >DB: Exterior and interior alterations to the dining area of the second floor of this existing Tennis Club Building on this site. Scope of work: Exterior alterations are limited to relocation of an existing exit door to the door beside the expanded bar area completed under this permit application. Interior alterations are limited to extending the existing bar by 16 feet and replacing 160 square feet of seating area. ***NOTE: If work on this site could lead to ground disturbance (impacting soil) advise applicant to contact the Provincial Archaeology Branch at 250-953-3334 for a list of archaeological consultants, who when retained by the proponent, will apply on the proponent’s behalf for the necessary archaeological permits. In addition, please be advised that reports from an Archaeologist (Archaeological Overview Assessment (AOA) or Archaeological Impact Assessment (AIA) reports) and archaeological/heritage inspection permits from the First Nations may be necessary prior to the release of your City of Vancouver permits. | Western Waves Electric Ltd
PP-2023-00997 | 2023-03-27 | 3837 POINT GREY ROAD, Vancouver, BC V6R 1B3 | Plumbing Permit | Commercial | Tenant Improvement | Completed | Commercial - Extending the bar >BP: Exterior and interior alterations to the dining area of the second floor of this existing Tennis Club Building on this site. Scope of work: Exterior alterations are limited to relocation of an existing exit door to the door beside the expanded bar area completed under this permit application. Interior alterations are limited to extending the existing bar by 16 feet and replacing 160 square feet of seating area. >>>If work on this site could lead to ground disturbance (impacting soil) advise applicant to contact the Provincial Archaeology Branch at 250-953-3334 for a list of archaeological consultants, who when retained by the proponent, will apply on the proponent’s behalf for the necessary archaeological permits. In addition, please be advised that reports from an Archaeologist (Archaeological Overview Assessment (AOA) or Archaeological Impact Assessment (AIA) reports) and archaeological/heritage inspection permits from the First Nations may be necessary prior to the release of your City of Vancouver permits. >>>>>>>>>> Amend: May 2nd: -to add 2 inside Backflow Preventers >>>>amend May 2nd -to add one IBP | Hashtag Plumbing Inc
PP-2022-02582 | 2023-02-09 | 3837 POINT GREY ROAD, Vancouver, BC V6R 1B3 | Plumbing Permit | Commercial | Renovation | Issued | Commercial - New hot and cold hose bib | R & B Plumbing & Heating Ltd
EP-2022-04856 | 2022-06-10 | 6405 PRINCE ALBERT STREET, Vancouver, BC V5W 3E7 | Electrical Permit | Residential | Renovation | Completed | Installation / Repair - Residential - Installation of customer owned pole for new 200 amp overhead service. 200 amp meter base with disconnect to be installed on pole and underground cable to go to new panel location in residence. New tel/cable service to be installed on pole and underground duct to back feed into residence. AMEND: AUG 26/2022 Addition of 240v 50 amp cable and junction box for car charger. | Luongo Electric Inc
PP-2023-02052 | 2023-06-09 | 3643 PRINCE ALBERT STREET, Vancouver, BC V5V 4H9 | Plumbing Permit | Residential | Renovation | Issued | Residential - run a new sewer line to basement drainage rough in only basement drainage add new powder room upstairs re and re of kitchen >DB: Exterior and interior Alterations to the single detached house on this site. Work to include lowering basement slab to make 6'-10" finished ceiling heights, renovating kitchen and basement, filling existing windows on side and rear, making stairs compliant with VBBL, replacing side facing door with rear facing door onto rear deck. Upgrading electrical service to 200A. AMEND: OCT 23/2023 REMOVAL OF THE FOLLOWING: >ABOVE GR 2: Main floor - toilet and sink have not been installed or roughed in. >ABOVE GR 1: Basement floor - nothing finished - toilet sink shower - bar sink(Already Roughed In, not by Reactive) - will not be completed by Reactive. | Reactive Plumbing & Heating Ltd
EP-2023-07185 | 2023-08-09 | 3643 PRINCE ALBERT STREET, Vancouver, BC V5V 4H9 | Electrical Permit | Residential | Renovation | Completed | Installation / Repair - Residential - Upgrade service from 100 amps to 200 amps. Rough in new kitchen and branch circuits. >BP: Exterior and interior Alterations to the single detached house on this site. Work to include lowering basement slab to make 6'-10" finished ceiling heights, renovating kitchen and basement, filling existing windows on side and rear, making stairs compliant with VBBL, replacing side facing door with rear facing door onto rear deck. Upgrading electrical service to 200A. Revisions #1: Below slab structural work added, minor kitchen layout change, replacing 1 window, and basement to remain unfinished. No overall cost changes. ReUP: required 6 pts; proposed 7 pts Exterior ceiling insulation, electric panel upgrade, and heat pump replacement. OK for Field Review DB | DLP Electrical Ltd
GP-2023-02981 | 2023-10-09 | 3643 PRINCE ALBERT STREET, Vancouver, BC V5V 4H9 | Gas Permit | Residential | Renovation | Completed | Residential - reinstall existing water heater | Reactive Plumbing & Heating Ltd
GP-2022-01348 | 2022-05-03 | 4585 PRINCE ALBERT STREET, Vancouver, BC V5V 4K3 | Gas Permit | Residential | New | Completed | Residential - Installed wall hot water heater | B S & Sons Gas, Heating And Plumbing Ltd
GP-2022-00679 | 2022-03-03 | 4690 PRINCE ALBERT STREET, Vancouver, BC V5V 5E2 | Gas Permit | Residential | New | Completed | Residential - TO INSTALL ONE GAS FIREPLACE WITH VENT AND HOOK UP. | Fastgo System 2011 Inc DBA Fireplaces Unlimited
EP-2022-08709 | 2022-10-19 | 4941 PRINCE ALBERT STREET, Vancouver, BC V5W 3C5 | Electrical Permit | Residential | Renovation | Completed | Installation / Repair - Residential - Electrical supply for heat pump | Milani Electric Limited
MP-2022-00398 | 2022-10-13 | 4941 PRINCE ALBERT STREET, Vancouver, BC V5W 3C5 | Mechanical Permit | NULL | NULL | Completed | NULL | Milani Electric Limited
GP-2022-03309 | 2022-10-26 | 4941 PRINCE ALBERT STREET, Vancouver, BC V5W 3C5 | Gas Permit | Residential | Renovation | Completed | Residential - Re&Re Tankless 199000 | Milani Plumbing Heating & Air Conditioning Ltd
EP-2022-00451 | 2022-01-26 | 4986 PRINCE ALBERT STREET, Vancouver, BC V5W 3C6 | Electrical Permit | Residential | Renovation - Dwelling Unit(s) only | Completed | Installation / Repair - Residential - Service relocation to the laneway house. Electrical service is now attached to the main house. BC Hydro requires a double meter base and OH service relocation. New OH service will be at the laneway house and shared with the main house with an underground cable connection. The main house will have 200A fusible disconnect (3R) installed on the present single-meter base location. | Re-Charge Electrical Solutions Inc
GP-2024-00155 | 2024-01-19 | 4998 PRINCE ALBERT STREET, Vancouver, BC V5W 3C6 | Gas Permit | Residential | Addition | Issued | Residential - Replacement of boiler system | BCRC Plumbing and Heating Ltd
EP-2022-09825 | 2022-11-21 | 4790 REID STREET, Vancouver, BC V5R 3Y8 | Electrical Permit | Residential | Renovation | Completed | Installation / Repair - Residential - Upgrade and relocate existing service to 200A duplex meter base 125A - Laneway main switch 125A - Main house switch Upgrade new underground service feeder | AMTEK Electric Ltd
EP-2023-09387 | 2023-12-01 | 5769 PRINCE ALBERT STREET, Vancouver, BC V5W 3E1 | Electrical Permit | Residential | Tenant Improvement | Issued | Installation / Repair - Residential - Upgrade overhead service from 60 to 100 amp. Install ground fault protection on ungrounded circuitry. Rewire hoodfan properly. Fix reverse polarity. Install flex on cable in laundry room. Replace electrical box. Replace wiring leading to light in garage. >Permit Amendment Dec 11, 2023 -"Upgrade overhead service from 60 to 100 amp." to "Upgrade overhead service from 60 to 200 amp." | BPM Electric Ltd
PP-2022-02035 | 2022-06-16 | 5907 PRINCE ALBERT STREET, Vancouver, BC V5W 3E2 | Plumbing Permit | Residential | Renovation | Completed | Residential - Whole house is being renovated. Exterior alterations to install new footings, foundation, replace/install new windows, doors and construct a new deck at the rear; interior alterations to the cellar and 1st storey of this existing one family dwelling to provide bathroom updates, an open concept kitchen on the 1st and change of use to a one family dwelling with secondary suite in the cellar on this existing corner flanking with lane site. | Pacific Peak to Peak Plumbing & Heating Ltd
EP-2022-09735 | 2022-11-17 | 5907 PRINCE ALBERT STREET, Vancouver, BC V5W 3E2 | Electrical Permit | Residential | New | Completed | Installation / Repair - Residential - lv wiring for alarm data, cable | Premier Audio & Home Integration Inc
GP-2022-03500 | 2022-11-09 | 5907 PRINCE ALBERT STREET, Vancouver, BC V5W 3E2 | Gas Permit | Residential | Renovation | Completed | Residential - RE N RE - Remove old furnace and replace with new furnace >DB: Exterior alterations to install new footings, foundation, replace/install new windows, doors and construct a new deck at the rear; interior alterations to the cellar and 1st storey of this existing one family dwelling to provide bathroom updates, an open concept kitchen on the 1st and change of use to a one family dwelling with secondary suite in the cellar on this existing corner flanking with lane site. | Nickel Heating & Ventilation
GP-2022-03439 | 2022-11-07 | 5907 PRINCE ALBERT STREET, Vancouver, BC V5W 3E2 | Gas Permit | Residential | Renovation | Completed | Residential - Renovated the whole house. Exterior alterations to install new footings, foundation, replace/install new windows, doors and construct a new deck at the rear; interior alterations to the cellar and 1st storey of this existing one family dwelling to provide bathroom updates, an open concept kitchen on the 1st and change of use to a one family dwelling with secondary suite in the cellar on this existing corner flanking with lane site. | Pacific Peak to Peak Plumbing & Heating Ltd
EP-2022-09039 | 2022-11-17 | 5907 PRINCE ALBERT STREET, Vancouver, BC V5W 3E2 | Electrical Permit | Residential | Addition | Completed | Installation / Repair - Residential - New 200amp overhead service to the garage and underground to the suite and the main house panel. All new led lighting and plugs throughout as per CEC 2018. Lighting controlled by standard switches and dimmers. BBH through in the suite only. >BP: Exterior alterations to install new footings, foundation, replace/install new windows, doors and construct a new deck at the rear; interior alterations to the cellar and 1st storey of this existing one family dwelling to provide bathroom updates, an open concept kitchen on the 1st and change of use to a one family dwelling with secondary suite in the cellar on this existing corner flanking with lane site. ~ Schedule B Structural submitted by Jeff Allester, P. Eng. of Allester Engineering Ltd., Tel: 604 228-0518. Notes: ~ Energy Upgrade: As per REUP ~ This permit has been issued under the VBBL 2019, with updated energy requirements as per bylaw # 12997 effective Jan 01, 2022. | WESTPEAK ELECTRICAL LTD
PP-2022-02331 | 2022-07-08 | 5907 PRINCE ALBERT STREET, Vancouver, BC V5W 3E2 | Plumbing Permit | Residential | Renovation | Completed | Residential - sump >BP: Exterior alterations to install new footings, foundation, replace/install new windows, doors and construct a new deck at the rear; interior alterations to the cellar and 1st storey of this existing one family dwelling to provide bathroom updates, an open concept kitchen on the 1st and change of use to a one family dwelling with secondary suite in the cellar on this existing corner flanking with lane site. | J & R Excavation & Demolition Ltd.
GP-2022-02677 | 2022-09-08 | 5907 PRINCE ALBERT STREET, Vancouver, BC V5W 3E2 | Gas Permit | Residential | Renovation | Completed | Residential - Installation of 1 gas fireplace - venting and hook up only >BP: Exterior alterations to install new footings, foundation, replace/install new windows, doors and construct a new deck at the rear; interior alterations to the cellar and 1st storey of this existing one family dwelling to provide bathroom updates, an open concept kitchen on the 1st and change of use to a one family dwelling with secondary suite in the cellar on this existing corner flanking with lane site. | Urban Fireplaces Ltd
GP-2022-00302 | 2022-01-31 | 5965 PRINCE ALBERT STREET, Vancouver, BC V5W 3E2 | Gas Permit | Residential | Renovation | Completed | Residential - Decommission, remove existing furnace, clean room and disposal/recycle, Install new high efficiency furnace | Ashton Service Group/Ashton Mechanical Ltd.
GP-2022-00166 | 2022-01-19 | 4739 PATON STREET, Vancouver, BC V6L 2H9 | Gas Permit | Residential | Tenant Improvement | Completed | Residential - Re Re Furnace | Moore & Russell Heating Ltd
GP-2023-00920 | 2023-03-15 | 4949 PAYNE STREET, Vancouver, BC V5R 4J3 | Gas Permit | Residential | New | Completed | Residential - Replacement of Tankless Water Heater ( Navien) with the new one. | Ariana Heating & Air Conditioning Ltd
GP-2022-02924 | 2022-09-28 | 4969 PAYNE STREET, Vancouver, BC V5R 4J3 | Gas Permit | Residential | Renovation | Completed | Residential - RENRE CHANGING FURNACE | Sunrise Heating and Cooling Ltd
EP-2022-06356 | 2022-07-28 | 2401 POINT GREY ROAD, Vancouver, BC V6K 1A1 | Electrical Permit | Commercial | Addition | Completed | Installation / Repair - Commercial - Security System Installation: CCTV System | Price's Alarm Systems Ltd.
EP-2023-06061 | 2023-08-08 | 2474 POINT GREY ROAD, Vancouver, BC V6K 1A2 | Electrical Permit | Commercial | Renovation - Dwelling Unit(s) only | Issued | Installation / Repair - Commercial - Renovation of Unit # 301, to include installation of a new electrical panel to accommodate more circuits, general receptacle circuits, lighting circuits, heating circuits, appliance circuits . >BP: #PH demising into 2 units Interior alterations only to remove the interconnecting stairs between level 3 and 4 and to provide a new kitchen on the 3rd floor, thereby demising #PH into two dwelling units (#301 and #PH.) and increasing the number of units from 4 to 5 in this existing multiple dwelling building on this site. Enquiry Centre note: OK for DB per N.Bahr | Berts Electric (2001) Ltd
EP-2023-01956 | 2023-03-10 | 2475 POINT GREY ROAD, Vancouver, BC V6K 1A1 | Electrical Permit | Residential | Renovation | Completed | Installation / Repair - Residential - Install circuit for a heat pump. ***Note: Electrical inspector will not carry out any inspections unless a mechanical permit is obtained. | Douglas Millington o/a Moose Electric
GP-2022-02582 | 2022-08-30 | 2475 POINT GREY ROAD, Vancouver, BC V6K 1A1 | Gas Permit | Residential | Renovation | Completed | Residential - Decommission and remove furnace Install Heat Pump **Amend April 25, 2023: added Heat Pump as new. Not a re: re as heat pump is a new system** | Ashton Service Group/Ashton Mechanical Ltd.
EP-2024-00609 | 2024-01-23 | 2502 POINT GREY ROAD, Vancouver, BC V6K 1A3 | Electrical Permit | Residential | New | Issued | Temporary Power - Residential - To provide temporary power. | Technics Electric Ltd
EP-2023-07150 | 2023-08-08 | 2560 POINT GREY ROAD, Vancouver, BC V6K 1A3 | Electrical Permit | Residential | New | Issued | Installation / Repair - Residential - Installation of security system. | ADT Security Services Canada Inc
NULL | NULL | 376 POWELL STREET, Vancouver, BC | Electrical Permit | Commercial | Renovation | Draft | Installation / Repair - Commercial - Replacement of boiler package | Just Mechanical Ltd
EP-2023-11190 | 2023-12-15 | 376 POWELL STREET, Vancouver, BC | Electrical Permit | Commercial | Renovation | Completed | Installation / Repair - Commercial - Replacement of 1 Boiler, Installation of E-Stop Button/Contactor. The new boiler supplied by a 15A 1P breaker 15A/120V. The extent of work is disconnecting and reconnecting a new boiler on the existing circuit. As well as adding an E-Stop Button near the door with contactor. | Just Mechanical Ltd
GP-2023-03381 | 2023-11-06 | 3932 PRINCE ALBERT STREET, Vancouver, BC V5V 4J2 | Gas Permit | Residential | Renovation | Completed | Residential - Replacement water heater | BC Wide Home Services
GP-2023-02350 | 2023-08-11 | 4040 PRINCE ALBERT STREET, Vancouver, BC V5V 4J3 | Gas Permit | Residential | New | Issued | Residential - 2 Rages, 1 BBQ & 1 Dryer >BP: To construct a 2 storey + basement single detached house with a secondary suite | AKAL Plumbing & Heating Ltd
EP-2023-07075 | 2023-08-04 | 4040 PRINCE ALBERT STREET, Vancouver, BC V5V 4J3 | Electrical Permit | Residential | New | Issued | Installation / Repair - Residential - Pre wire and completion of alarm,Telus, tv, internet and cctv. | Pioneer Security and Communications Ltd
SP-2023-01281 | 2023-07-18 | 4040 PRINCE ALBERT STREET, Vancouver, BC V5V 4J3 | Sprinkler Permit | Residential | New | Issued | Residential - new home >BP: To construct a 2 storey + basement single detached house with a secondary suite ($680,670.00) located in the basement with an open parking pad at the rear providing 1 parking space, having vehicular access from the lane. Note: The entire building to be sprinklered to NFPA 13D Note: This is a 2 storey building pursuant to the Zoning and Development By-Law 1- Covenant registered at the Land Title Office under CB368864 2- No strata titling permitted 3- No Bar sink proposed 4- A/C unit proposed in rear yard and on second floor 5- Schedule B: Md. Shahidul Alam P.Eng (604.653.7475) Structural & Geotechnical 6- HPO: Residential Builder – Theorem Developments Ltd - #47050 | SBMS Construction Ltd
EP-2023-05532 | 2023-07-05 | 4040 PRINCE ALBERT STREET, Vancouver, BC V5V 4J3 | Electrical Permit | Residential | New | Issued | Installation / Repair - Residential - wiring and finishing of new SFD *MP-2023-01170: Issued (Heating and Cooling) >BP: To construct a 2 storey + basement single detached house with a secondary suite ($680,670.00) located in the basement with an open parking pad at the rear providing 1 parking space, having vehicular access from the lane. Note: The entire building to be sprinklered to NFPA 13D Note: This is a 2 storey building pursuant to the Zoning and Development By-Law 1- Covenant registered at the Land Title Office under CB368864 2- No strata titling permitted 3- No Bar sink proposed 4- A/C unit proposed in rear yard and on second floor 5- Schedule B: Md. Shahidul Alam P.Eng (604.653.7475) Structural & Geotechnical 6- HPO: Residential Builder – Theorem Developments Ltd - #47050 ***This permit is issued under the VBBL 2019, with updated energy requirements as per bylaw # 12997 effective Jan 01, 2022.*** | STAT ELECTRICS LIMITED
MP-2023-01170 | 2023-06-25 | 4040 PRINCE ALBERT STREET, Vancouver, BC V5V 4J3 | Mechanical Permit | NULL | NULL | Issued | NULL | Sukhmani Mechanical Ltd
MP-2023-01020 | 2023-06-06 | 4040 PRINCE ALBERT STREET, Vancouver, BC V5V 4J3 | Mechanical Permit | NULL | NULL | Issued | NULL | AKAL Plumbing & Heating Ltd
PP-2023-01860 | 2023-05-26 | 4040 PRINCE ALBERT STREET, Vancouver, BC V5V 4J3 | Plumbing Permit | Residential | New | Issued | Residential - This is a new house with 22 fixtures >BP: To construct a 2 storey + basement single detached house with a secondary suite located in the basement with an open parking pad at the rear providing 1 parking space, having vehicular access from the lane. Note: The entire building to be sprinklered to NFPA 13D Note: This is a 2 storey building pursuant to the Zoning and Development By-Law 1- Covenant registered at the Land Title Office under CB368864 2- No strata titling permitted 3- No Bar sink proposed 4- A/C unit proposed in rear yard and on second floor 5- Schedule B: Md. Shahidul Alam P.Eng (604.653.7475) Structural & Geotechnical 6- HPO: Residential Builder – Theorem Developments Ltd - #47050 | AKAL Plumbing & Heating Ltd
PP-2023-01504 | 2023-04-28 | 4040 PRINCE ALBERT STREET, Vancouver, BC V5V 4J3 | Plumbing Permit | Residential | New | Issued | Residential - 1FD+SS - TWO OUT SIDE SUMPS WITH OUT PUMP | JVT EXCAVATING & DEMOLITION LTD
EP-2022-10494 | 2022-12-13 | 4040 PRINCE ALBERT STREET, Vancouver, BC V5V 4J3 | Electrical Permit | Residential | New | Expired | Installation / Repair - Residential - temp power | STAT ELECTRICS LIMITED
EP-2023-07346 | 2023-08-16 | 4161 PRINCE ALBERT STREET, Vancouver, BC V5V 4J5 | Electrical Permit | Residential | Renovation | Completed | Installation / Repair - Residential - Service Upgrade 200 amp and re location of service. | Moon Star Electrical Ltd
EP-2023-10172 | 2023-11-16 | 4170 PRINCE ALBERT STREET, Vancouver, BC V5V 4J4 | Electrical Permit | Residential | Renovation - Dwelling Unit(s) only | Completed | Installation / Repair - Residential - ¦ 1FD- 100A SERVICE REPAIR ¦ emergency service repair as per BC Hydro request and conversation with COV electrical inspector replace conductors in service pipe from meter base to weatherhead as the insulation is failing -The service will remain the same 100 amp single phase 120/240 volts | INT Electrical Ltd
SP-2022-01983 | 2022-11-28 | 5155 PRINCE ALBERT STREET, Vancouver, BC V5W 3C7 | Sprinkler Permit | Residential | Renovation | Issued | Residential - retrofit sprinkler system in existing house being renovated To add 2nd storey to create 3 bedrooms, 1 sitting area and 1 bathroom to this existing one family dwelling building. Scope of work to include new stairs from main floor to upper floor, new exterior cladding, and structural upgrade throughout main floor/basement. Letters of assurance rcvd T A. El-Amoury 604.336.5080 ENTIRE BUILDING TO BE SPRINKLERED TO NFPA 13D REQUIREMENTS Revision #1 1. New roof canopy over basement door. 2. Laundry relocated on upper floor and closet altered. 3. Gas fireplace added in living room creating a bump out into sideyard. | General Sprinkler Systems Ltd
GP-2023-00019 | 2023-01-05 | 5155 PRINCE ALBERT STREET, Vancouver, BC V5W 3C7 | Gas Permit | Residential | Renovation | Issued | Residential - Install gas fireplace and piping >BP: To add 2nd storey to create 3 bedrooms, 1 sitting area and 1 bathroom to this existing one family dwelling building. Scope of work to include new stairs from main floor to upper floor, new exterior cladding, and structural upgrade throughout main floor/basement. Letters of assurance rcvd T A. El-Amoury 604.336.5080 ENTIRE BUILDING TO BE SPRINKLERED TO NFPA 13D REQUIREMENTS Revision #1 1. New roof canopy over basement door. 2. Laundry relocated on upper floor and closet altered. 3. Gas fireplace added in living room creating a bump out into sideyard. B. Wong - Nov 10/22 Note: - Validate 3-pc bathroom in the basement - Storage only in under height basement - Existing non-conforming stairs remain in basement | Erzsebet Kapas
EP-2022-08789 | 2022-10-17 | 5155 PRINCE ALBERT STREET, Vancouver, BC V5W 3C7 | Electrical Permit | Residential | Renovation | Completed | Installation / Repair - Residential - Re-wiring of single family dwelling. 200A panel equipment upgrade. >BP: To add 2nd storey to create 3 bedrooms, 1 sitting area and 1 bathroom to this existing one family dwelling building. Scope of work to include new stairs from main floor to upper floor, new exterior cladding, and structural upgrade throughout main floor/basement. Letters of assurance rcvd T A. El-Amoury 604.336.5080 ENTIRE BUILDING TO BE SPRINKLERED TO NFPA 13D REQUIREMENTS Note: - Validate 3-pc bathroom in the basement - Storage only in under height basement - Existing non-conforming stairs remain in basement | Modern Electric Inc
PP-2022-03276 | 2022-09-16 | 5155 PRINCE ALBERT STREET, Vancouver, BC V5W 3C7 | Plumbing Permit | Residential | Addition | Issued | Residential - Renovations and addition >BP: To add 2nd storey to create 3 bedrooms, 1 sitting area and 1 bathroom to this existing one family dwelling building. Scope of work to include new stairs from main floor to upper floor, new exterior cladding, and structural upgrade throughout main floor/basement. Letters of assurance rcvd T A. El-Amoury 604.336.5080 ENTIRE BUILDING TO BE SPRINKLERED TO NFPA 13D REQUIREMENTS Note: - Validate 3-pc bathroom in the basement - Storage only in under height basement - Existing non-conforming stairs remain in basement >>>>>>>> | Jamshid Agahi
MP-2023-00334 | 2023-03-09 | 5273 PRINCE ALBERT STREET, Vancouver, BC V5W 3C7 | Mechanical Permit | NULL | NULL | Completed | NULL | Ashton Service Group/Ashton Mechanical Ltd.
GP-2023-02672 | 2023-09-12 | 5273 PRINCE ALBERT STREET, Vancouver, BC V5W 3C7 | Gas Permit | Residential | Renovation | Completed | Residential - Decommission and remove old Gas water heater and install new tankless and heat pump | Ashton Service Group/Ashton Mechanical Ltd.
EP-2024-00490 | NULL | 5273 PRINCE ALBERT STREET, Vancouver, BC V5W 3C7 | Electrical Permit | Residential | Renovation - Dwelling Unit(s) only | Ready For Issue | Installation / Repair - Residential - We will be adding a circuit for a heat pump 20.8 MCA -CF-2024-000506 -MP-2023-00334 | Douglas Millington o/a Moose Electric
EP-2022-08710 | 2022-10-14 | 3272 PRINCE EDWARD STREET, Vancouver, BC V5V 3X5 | Electrical Permit | Residential | Renovation | Completed | Installation / Repair - Residential - Electrical supply for Heatpump | Milani Electric Limited
MP-2022-00340 | 2022-10-04 | 3272 PRINCE EDWARD STREET, Vancouver, BC V5V 3X5 | Mechanical Permit | NULL | NULL | Completed | NULL | Milani Electric Limited
EP-2023-00384 | 2023-01-18 | 3284 PRINCE EDWARD STREET, Vancouver, BC V5V 3X5 | Electrical Permit | Residential | Renovation | Completed | Installation / Repair - Residential - 200A service upgrade | Nelcan Electric Ltd
GP-2022-03760 | 2022-11-28 | 3284 PRINCE EDWARD STREET, Vancouver, BC V5V 3X5 | Gas Permit | Commercial | Renovation | Cancelled | Commercial - Installation of1 gas fireplace. Venting and hookup only | Urban Fireplaces Ltd
GP-2023-01934 | 2023-06-27 | 3417 PRINCE EDWARD STREET, Vancouver, BC V5V 3X7 | Gas Permit | Residential | Renovation | Completed | Residential - Replace a stove/range. Replacement of a single appliance. | Superstar Plumbing Heating & Sprinkler Supplies Ltd
GP-2023-02686 | 2023-09-13 | 3417 PRINCE EDWARD STREET, Vancouver, BC V5V 3X7 | Gas Permit | Residential | Addition | Completed | Residential - re and re gas range | Christopher Sterling
GP-2023-00582 | 2023-02-17 | 718 PRINCESS AVENUE, Vancouver, BC V6A 3E3 | Gas Permit | Residential | Tenant Improvement | Issued | Residential - RE N RE - Replacing a 50 gal Nat Gas hot water tank | Schmidt Bros Mechanical Ltd
EP-2022-03925 | 2022-05-12 | 4828 QUEBEC STREET, Vancouver, BC V5V 3M3 | Electrical Permit | Residential | Renovation | Completed | Installation / Repair - Residential - Upgrading electrical service from 100amp to 200amp | EURO TECH ELECTRIC LTD.
MP-2023-00259 | 2023-02-27 | 4890 QUEBEC STREET, Vancouver, BC V5V 3M3 | Mechanical Permit | NULL | NULL | Completed | NULL | Ashton Service Group/Ashton Mechanical Ltd.
GP-2023-00700 | 2023-02-27 | 4890 QUEBEC STREET, Vancouver, BC V5V 3M3 | Gas Permit | Residential | Renovation | Completed | Residential - Decommission and remove furnace and install Heat pump | Ashton Service Group/Ashton Mechanical Ltd.
EP-2023-01591 | 2023-02-28 | 4890 QUEBEC STREET, Vancouver, BC V5V 3M3 | Electrical Permit | Residential | Renovation | Completed | Installation / Repair - Residential - We are installing a circuit for a heat pump, disconnect and whip Kit. -It is in the backyard. Back right corner. *MP-2023-00259: Issued (Heating and Cooling) *Amend Jun 12, 2023 -"Added a circuit for a new electric hot water tank and the furnace" | Douglas Millington o/a Moose Electric
GP-2023-03387 | 2023-11-06 | 6983 OSLER STREET, Vancouver, BC V6P 4C4 | Gas Permit | Residential | Renovation | Completed | Residential - RE*RE furnace | Milani Plumbing Heating & Air Conditioning Ltd
MP-2023-01809 | 2023-10-10 | 7062 OSLER STREET, Vancouver, BC V6P 4C6 | Mechanical Permit | NULL | NULL | Issued | NULL | DISPATCH PLUMBING INC
EP-2023-08349 | 2023-09-15 | 7062 OSLER STREET, Vancouver, BC V6P 4C6 | Electrical Permit | Residential | Addition | Issued | Installation / Repair - Residential - Installation of Security alarm, Structured wiring, Media distribution, Motorized shades. >BP: Exterior and interior alterations to add to the rear of the kitchen, enclose the existing one car carport to create a garage, new sunken patio entrance at the rear, green roof over a portion of the lower roof for this existing one-family dwelling (split level) on this inside without lane site. Work to include a new inground outdoor swimming pool and hot tub and detached accessory building at the rear containing studio, storage and pool equipment. Exterior alterations include the replacement of the cladding and windows. The building is to be sprinklered in accordance with NFPA 13D requirements. The permit is issued in accordance with VBBL 2019. Architectural Schedule B submitted by Susan Scott - 604.788.7990 Geotechnical Schedule B submitted by Kim Chau Chung - 604.362.7398 Structural Schedule B submitted by Dan Wicke, P.Eng. - 604.484.2859 Schedule D submitted by Susan Scott - 604.788.7990 | Moda Smart Home Inc
EP-2023-05812 | 2023-07-06 | 7062 OSLER STREET, Vancouver, BC V6P 4C6 | Electrical Permit | Residential | Addition | Issued | Installation / Repair - Residential - New service and complete re wire of entire house. -This service will be a NEW service. The home is entirely disassembled to the studs and will be completely rewired. There is also a new pool house that will be wired and fed with a sub-feed. >BP: Exterior and interior alterations to add to the rear of the kitchen, enclose the existing one car carport to create a garage, new sunken patio entrance at the rear, green roof over a portion of the lower roof for this existing one-family dwelling (split level) on this inside without lane site. Work to include a new inground outdoor swimming pool and hot tub and detached accessory building at the rear containing studio, storage and pool equipment. Exterior alterations include the replacement of the cladding and windows. The building is to be sprinklered in accordance with NFPA 13D requirements. The permit is issued in accordance with VBBL 2019. Architectural Schedule B submitted by Susan Scott - 604.788.7990 Geotechnical Schedule B submitted by Kim Chau Chung - 604.362.7398 Structural Schedule B submitted by Dan Wicke, P.Eng. - 604.484.2859 Schedule D submitted by Susan Scott - 604.788.7990 AMEND: AUG 3/2023 PER DEI: Inspector requested that i add more to the value of installation and labour. From $15,000 to $18,000. | Cimmarusti Electric Ltd
GP-2023-02135 | 2023-07-19 | 7062 OSLER STREET, Vancouver, BC V6P 4C6 | Gas Permit | Residential | Renovation | Issued | Residential - 4 Boilers The 2 Pool Boilers are 250 000BTU Amend July 29, 2023 to add 1 Range -Supply and install gas line from meter to mechanical room -Supply and install gas line from mechanical room to each appliance (home run system) -Inside appliances - 1 log lighter, 2 combi boilers, 2 pool boilers -Outside appliances - meter to pool house, firepit, bbq -Supply and install underground gas line from meter or main house to pool house, firepit, bbq -Excavating and bedding with sand by others -Attach gas to pool boilers with Pietro Fiorentini modulating regulators, shut off valves, paint pool mech room piping, check gas pressure on pool boiler -Attach to gas meter -Paint exposed gas piping -Supply and install B vent for each pool boiler directly up through the roof (no offsets) -Pressure test system as per BC149 gas code and pass inspections >BP: Exterior and interior alterations to add to the rear of the kitchen, enclose the existing one car carport to create a garage, new sunken patio entrance at the rear, green roof over a portion of the lower roof for this existing one-family dwelling | DISPATCH PLUMBING INC
SP-2023-01072 | 2023-06-16 | 7062 OSLER STREET, Vancouver, BC V6P 4C6 | Sprinkler Permit | Residential | New | Issued | Residential - Sprinkler system for SFD >BP: Exterior and interior alterations to add to the rear of the kitchen, enclose the existing one car carport to create a garage, new sunken patio entrance at the rear, green roof over a portion of the lower roof for this existing one-family dwelling (split level) on this inside without lane site. Work to include a new inground outdoor swimming pool and hot tub and detached accessory building at the rear containing studio, storage and pool equipment. Exterior alterations include the replacement of the cladding and windows. The building is to be sprinklered in accordance with NFPA 13D requirements. | Allright Sprinklers Ltd
PP-2022-04164 | 2022-11-21 | 7062 OSLER STREET, Vancouver, BC V6P 4C6 | Plumbing Permit | Residential | Renovation | Issued | Residential - Plumbing Rough In and Finishing -Attach to sanitary sewer brought into basement of main house and pool house by others -Supply and install plastic ABS drainage, waste and venting to accommodate all fixtures including cast iron stacks -Supply and install separate underground DWV system for lowest floor -Attach to water service pipe brought into main home and pool house by others -Supply and install Pex waterpipe to each fixture(drywall removal by others) -Install tubs, showers, valves supplied by others -Supply and install fire sprinkler tee at water main, three specialty aquor hose bibs, laundry box, thermal expansion tank, Caleffi PRV with gauge -Supply and install domestic hot water recirculation with 2 pipes (master ensuite and kitchen) and insulate main domestic hot water supply and return pipes -Install fixtures, trims, faucets for completion and occupancy (supply of fixtures by others) -Install all rough in and finish as per specialty fixture list -Test plumbing systems and coordinate inspections for DWV static test, waterpipe pressure test and final inspection (permits not included) -Supply and install 2 cast iron deck drains (not including insulation) -Pass inspections >DB: Exterior and interior alterations to add to the rear of the kitchen, enclose the existing one car carport to create a garage, new sunken patio entrance at the rear, green roof over a portion of the lower roof for this existing one-family dwelling (split level) on this inside without lane site. Work to include a new inground outdoor swimming pool and hot tub and detached accessory building at the rear containing studio, storage and pool equipment. Exterior alterations include the replacement of the cladding and windows. The building is to be sprinklered in accordance with NFPA 13D requirements. | DISPATCH PLUMBING INC
PP-2022-02795 | 2022-08-12 | 7062 OSLER STREET, Vancouver, BC V6P 4C6 | Plumbing Permit | Residential | Renovation | Issued | Residential - SUMPS | Octiscapes Site Services Ltd
PP-2022-00629 | 2022-02-23 | 7716 OSLER STREET, Vancouver, BC V6P 4C7 | Plumbing Permit | Residential | New | Stop Work | Residential - 1FD - New Construction To construct a 2 storey one-family dwelling with a detached accessory building (carport & shed), at the rear providing 1 parallel parking space, having vehicular access from the lane. Note: This is a 2 storey building pursuant to the Zoning and Development By-Law 1- A/C unit proposed the rear yard | AQUA KING MECHANICAL LTD
SP-2022-00814 | 2022-05-24 | 7716 OSLER STREET, Vancouver, BC V6P 4C7 | Sprinkler Permit | Residential | New | Stop Work | Residential - New sprinkler system To construct a 2 storey one-family dwelling with a detached accessory building (carport & shed), at the rear providing 1 parallel parking space, having vehicular access from the lane. Note: This is a 2 storey building pursuant to the Zoning and Development By-Law 1- A/C unit proposed the rear yard 2- Schedule B: Dan Wicke, P.Eng. (604-484-2859) Structural & Geotechnical D'Arcy Jones, AIBC. (604-669-2235) Architectural 3- HPO: Residential Builder - Incircle Business Development Inc. | Haven Fire Protection Ltd
GP-2023-00114 | 2023-01-11 | 7716 OSLER STREET, Vancouver, BC V6P 4C7 | Gas Permit | Residential | New | Stop Work | Residential - to install 1 boiler >To construct a 2 storey one-family dwelling ($594,250) with a detached accessory building (carport & shed), at the rear providing 1 parallel parking space, having vehicular access from the lane. Note: This is a 2 storey building pursuant to the Zoning and Development By-Law 1- A/C unit proposed the rear yard 2- Schedule B: Dan Wicke, P.Eng. (604-484-2859) Structural & Geotechnical D'Arcy Jones, AIBC. (604-669-2235) Architectural 3- HPO: Residential Builder - Incircle Business Development Inc. ******THIS PERMIT HAS BEEN ISSUED UNDER THE REQUIREMENTS OF VBBL #12511 (2019)****** | Symbolistic Heating Ltd
EP-2023-03028 | 2023-04-06 | 7716 OSLER STREET, Vancouver, BC V6P 4C7 | Electrical Permit | Residential | New | Stop Work | Installation / Repair - Residential - Low Voltage Rough-In and Completion of Alarm system, tel/data/cable >BP: To construct a 2 storey one-family dwelling ($594,250) with a detached accessory building (carport & shed), at the rear providing 1 parallel parking space, having vehicular access from the lane. Note: This is a 2 storey building pursuant to the Zoning and Development By-Law 1- A/C unit proposed the rear yard 2- Schedule B: Dan Wicke, P.Eng. (604-484-2859) Structural & Geotechnical D'Arcy Jones, AIBC. (604-669-2235) Architectural 3- HPO: Residential Builder - Incircle Business Development Inc. ******THIS PERMIT HAS BEEN ISSUED UNDER THE REQUIREMENTS OF VBBL #12511 (2019)****** | Infinitech Security & Integration Inc.
GP-2023-03235 | 2023-10-26 | 7716 OSLER STREET, Vancouver, BC V6P 4C7 | Gas Permit | Residential | New | Stop Work | Residential - Install Boiler, Range and BBQ box this job already had a contractor and rough in done >BP: To construct a 2 storey one-family dwelling ($594,250) with a detached accessory building (carport & shed), at the rear providing 1 parallel parking space, having vehicular access from the lane. | Pars Mechanical Corp
NULL | NULL | 7716 OSLER STREET, Vancouver, BC V6P 4C7 | Plumbing Permit | Residential | New | Payment Pending | Residential - Install final finishing | Pars Mechanical Corp
NULL | NULL | 7776 OSLER STREET, Vancouver, BC V6P 4C7 | Electrical Permit | Residential | Renovation | Draft | Installation / Repair - Residential - 12311 | NULL
NULL | NULL | 7776 OSLER STREET, Vancouver, BC V6P 4C7 | Plumbing Permit | Residential | Renovation | Draft | Residential - 12312 | NULL
EP-2022-06488 | 2022-08-09 | 377 POWELL STREET, Vancouver, BC V6A 1G5 | Electrical Permit | Commercial | Tenant Improvement | Completed | Installation / Repair - Commercial - Lighting Upgrade of EXISTING PL Dog Dish fixtures in common areas (hallways and offices), T8 Fluorescent fixtures in parkage and loading bay areas, and exterior wall packs, all to LED. There is no new lighting or design. Straight retrofit of existing to LED. | It's On Electric Company Inc
EP-2022-02835 | 2022-07-21 | 134 POWELL STREET, Vancouver, BC | Electrical Permit | Residential | Renovation - Dwelling Unit(s) only | Completed | Installation / Repair - Residential - - Provide a new 15A receptacle for the wall mount TV in (58) typical units in surface run EMT conduit. - Provide a new 15A dedicated receptacle for a microwave in (58) typical units in surface run EMT conduit. - Re/Re Receptacles and switches to decora in (58) typical units - Install a new LED surface mount dog dish light in (58) typical units - Install a new vanity light with new EMT surface rough in - Provide a new switch for the vanity light in surface run EMT in (58) typical units - Provide a new Cat5e drop to each unit from the tel d-mark point in the electrical room in (58) typical units - Provide EMT conduit in the main hallways and into the units surface run for Cat5e cabling. - Provide a new 40A range receptacle in (2) typical kitchens - Provide (2) new 20A counter receptacles in (2) typical kitchens - Provide a microwave plug in two typical kitchens - Provide a new LED surface mount dog dish light in (2) typical kitchens - Provide new LED Surface mount dog dish lights in (2) Typical bathrooms - Provide washer/dryer receptacles in room #40. Amendment, there will be no panel installations, residential building, apartment electrical renovation, no lighting compliance form should be required. | TDR Electric Inc
EP-2022-02061 | 2022-03-15 | 245 POWELL STREET, Vancouver, BC V6A 1G3 | Electrical Permit | Commercial | Renovation | Completed | Installation / Repair - Commercial - Installation of 8 FT6 cat 6 for CCTV upgrade. | Terracom Systems Ltd
EP-2023-03664 | 2023-05-10 | 245 POWELL STREET, Vancouver, BC V6A 1G3 | Electrical Permit | Commercial | Renovation | Completed | Installation / Repair - Commercial - installing power for 3 new ductless split heat pumps and a condensing unit. The heat pumps draw less than 1 amp. Condensing unit MCA is 44.1A. *An approved mechanical permit is required for the installation of air conditioning or heat pump unit at the time of installation before an electrical inspection will be performed | Modern Niagara Vancouver Inc
EP-2022-03180 | 2022-04-21 | 3528 POINT GREY ROAD, Vancouver, BC V6R 1A8 | Electrical Permit | Commercial | Renovation | Completed | Installation / Repair - Commercial - EMERGENCY REPAIR - COV garbage truck ran into and ripped off conduit, mast and emily knob from side of house. BC Hydro attending to disconnect/reconnect power. | Houle Electric Limited
GP-2022-00851 | 2022-03-21 | 3533 POINT GREY ROAD, Vancouver, BC V6R 1A7 | Gas Permit | Residential | New | Completed | Residential - Installation of 1 outdoor fireplace - hook up only To construct a 2 storey + basement one-family dwelling with an attached garage, providing 1 parking space and 1 motorcycle parking having vehicular access from Point Grey Rd. Note: This is a 2 storey building pursuant to the Zoning and Development By-Law 1- Bar/Sink proposed in laundry 2- A/C unit proposed in garage, Rev #1 A/C unit proposed on roof 3- Schedule B: Roger T.S. Wong P.Eng (604-306-0821) Structural 4- Schedule B: Roger T.S. Wong P.Eng (604-306-0821) Structural glass guards 5- Schedule B: Ward Phillips P.Eng (604-716-8881) Geotechnical 6-HPO: Residential Builder- Apple Barn Investments Ltd | Urban Fireplaces Ltd
GP-2023-01134 | 2023-04-04 | 3536 POINT GREY ROAD, Vancouver, BC V6R 1A8 | Gas Permit | Residential | Renovation | Completed | Residential - Installation of 1 gas Fireplace insert - venting and hook up only. >BP: Interior and exterior alterations to rehabilitate, add to, relocate and convert the existing three-storey Two Family Dwelling to a Multiple Conversion Dwelling listed on the Vancouver Heritage Registry as a 'C' Building containing three dwelling units | Urban Fireplaces Ltd
SP-2022-01063 | 2023-02-15 | 3536 POINT GREY ROAD, Vancouver, BC V6R 1A8 | Sprinkler Permit | Commercial | Renovation | Completed | Commercial - For the installation of a new sprinkler system to the 2019 VBBL and NFPA 13, 2013 for the tenant improvements to provide interior and exterior alterations to rehabilitate, add to, relocate and convert the existing three-storey Two Family Dwelling to a Multiple Conversion Dwelling listed on the Vancouver Heritage Registry as a 'C' Building containing three dwelling units and an attached one car-garage having vehicular access from the lane. This application does not include any of the following: • Flexible sprinkler pipe. • Alternative solutions. Notes: 1. Engineer of Record: Dennis Shiu, 778-668-2085, ds.loinkfield@gmail.com 2. One set of approved drawings to be retained on site. | Titan Fire Protection Ltd
PP-2022-02271 | 2022-06-28 | 3536 POINT GREY ROAD, Vancouver, BC V6R 1A8 | Plumbing Permit | Residential | Renovation | Completed | Residential - house with a suite >BP: *****Part 5 Design**** Interior and exterior alterations to rehabilitate, add to, relocate and convert the existing three-storey Two Family Dwelling to a Multiple Conversion Dwelling listed on the Vancouver Heritage Registry as a 'C' Building containing three dwelling units and an attached one car-garage having vehicular access from the lane. ******THIS PERMIT HAS BEEN REVIEWED AND ISSUED UNDER THE REQUIREMENTS OF VBBL 2019 *********** | Zappone Plumbing & Heating
NULL | NULL | 3536 POINT GREY ROAD, Vancouver, BC V6R 1A8 | Plumbing Permit | Residential | Renovation | Draft | Residential - entire house renovation | Zappone Plumbing & Heating
PP-2022-02313 | 2022-07-04 | 3536 POINT GREY ROAD, Vancouver, BC V6R 1A8 | Plumbing Permit | Residential | Renovation | Completed | Residential - Heritage restoration and conversion from single family dwelling to multi-family dwelling. | Kerr Construction Inc
EP-2022-07967 | 2022-09-23 | 3536 POINT GREY ROAD, Vancouver, BC V6R 1A8 | Electrical Permit | Residential | Renovation | Completed | Installation / Repair - Residential - Rewire of existing house. Installation of recessed and surface mounted lighting throughout. Smoke and carbon monoxide detectors installed to current code. Exit sign installed in common area. Wire heat pumps. Installation of 400 amp service. Two hydro meters to be installed. Provide power to elevator. >BP: *********Part 5 Design********************** Interior and exterior alterations to rehabilitate, add to, relocate and convert the existing three-storey Two Family Dwelling to a Multiple Conversion Dwelling listed on the Vancouver Heritage Registry as a 'C' Building containing three dwelling units and an attached one car-garage having vehicular access from the lane. ******THIS PERMIT HAS BEEN REVIEWED AND ISSUED UNDER THE REQUIREMENTS OF VBBL 2019 *********** >>>Amend: January 3, 2023 -Service to be 200 amp. 3 position meter socket to be installed. New load calculation form has been attached >>>Amend: Mar 1, 2023 -Load calculation provided | REDISON ELECTRIC LTD
GP-2023-00038 | 2023-01-06 | 3536 POINT GREY ROAD, Vancouver, BC V6R 1A8 | Gas Permit | Residential | Addition | Completed | Residential - gas pipe and boiler venting to appliances for a strata house >**********************Part 5 Design********************** Interior and exterior alterations to rehabilitate, add to, relocate and convert the existing three-storey Two Family Dwelling to a Multiple Conversion Dwelling listed on the Vancouver Heritage Registry as a 'C' Building containing three dwelling units and an attached one car-garage having vehicular access from the lane. ******THIS PERMIT HAS BEEN REVIEWED AND ISSUED UNDER THE REQUIREMENTS OF VBBL 2019 *********** Building Review Branch Notes: 1. Sch. A, Sch. D, Arch. B, Struct. B & Geo. B are submitted. 2. Refer to AL-2022-00010 for approved mitigating features proposed on the East and West exposing building faces. 3. Entire building is full upgraded per 11.2.1.6 (relocated building -F4, S4, N4, A4) and energy upgrade per Table 11.2.1.4.(2). 4. Entire building is sprinklered to NFPA 13R requirements. 5. 1st floor unit has a separate exterior entrance and 2nd & 3rd floor units share an exterior entrance. 6. All new windows, doors, and skylights shall conform to AAMA/WDMA/CSA101/I.S.2/A440, NAFS. | Zappone Plumbing & Heating
PP-2022-00874 | 2022-03-16 | 3580 POINT GREY ROAD, Vancouver, BC V6R 1A8 | Plumbing Permit | Residential | New | Completed | Residential - 1FD - Install outside sump without pump To construct a new two and one-half storey one-family dwelling and to renovate the existing accessory building on site providing one parking space and having vehicular access from the lane. The entire building to be sprinklered to NFPA 13D. 1. No A/C unit proposed in rear yard | Octiscapes Site Services Ltd
EP-2022-09641 | 2022-12-06 | 3580 POINT GREY ROAD, Vancouver, BC V6R 1A8 | Electrical Permit | Residential | New | Issued | Installation / Repair - Residential - New construction 200A service >>BP: To construct a new two and one-half storey one-family dwelling and to renovate the existing accessory building on site providing one parking space and having vehicular access from the lane. The entire building to be sprinklered to NFPA 13D. 1. No A/C unit proposed in rear yard 2. Schedule A Henry S.N Hsu P.Eng (604-322-7158) 3. Schedule B Henry S.N Hsu P.Eng (604-322-7158) Structural 4. Schedule B Jason Hui P.Eng (778-319-3403) Structural and Architectural 5. Schedule B P.K.L Fong P.Eng (604-837-3205) Geotechnica 6. BC Housing Eyco Nuilding Group Ltd Note: This is a 2 storey building pursuant to the Zoning and Development By-Law ******THIS PERMIT HAS BEEN ISSUED UNDER THE REQUIREMENTS OF VBBL 2019****** "Combustible projections or roof soffits on an exposing building face shall not project to less than .45m from the property line and shall be in compliance with VBBL 2019 9.10.15.5.(9)" | Bijan Valagohar
GP-2022-03444 | 2022-11-04 | 3580 POINT GREY ROAD, Vancouver, BC V6R 1A8 | Gas Permit | Residential | New | Issued | Residential - Installation of 1 gas fireplace - venting and hook up only **Amend 11/18/2022** Amend Permit to add outdoor fire bowl ( hook up only ) at 53,000 BTU **Amend 01/09/2024** The Clients are no longer getting the firebowl that was added to this permit please remove | Urban Fireplaces Ltd
EP-2022-07525 | NULL | 3580 POINT GREY ROAD, Vancouver, BC V6R 1A8 | Electrical Permit | Residential | New | Withdrawn | Installation / Repair - Residential - New house wiring. 200A new service. A/C located at rear of home. >BP: To construct a new two and one-half storey one-family dwelling and to renovate the existing accessory building on site providing one parking space and having vehicular access from the lane. The entire building to be sprinklered to NFPA 13D. 1. No A/C unit proposed in rear yard 2. Schedule A Henry S.N Hsu P.Eng (604-322-7158) 3. Schedule B Henry S.N Hsu P.Eng (604-322-7158) Structural 4. Schedule B Jason Hui P.Eng (778-319-3403) Structural and Architectural 5. Schedule B P.K.L Fong P.Eng (604-837-3205) Geotechnica 6. BC Housing Eyco Nuilding Group Ltd Note: This is a 2 storey building pursuant to the Zoning and Development By-Law ******THIS PERMIT HAS BEEN ISSUED UNDER THE REQUIREMENTS OF VBBL 2019****** "Combustible projections or roof soffits on an exposing building face shall not project to less than .45m from the property line and shall be in compliance with VBBL 2019 9.10.15.5.(9)" | F & S Electrical Ltd
SP-2022-01919 | 2022-11-17 | 3580 POINT GREY ROAD, Vancouver, BC V6R 1A8 | Sprinkler Permit | Residential | New | Issued | Residential - new fire sprinkler system To construct a new two and one-half storey one-family dwelling and to renovate the existing accessory building on site providing one parking space and having vehicular access from the lane. The entire building to be sprinklered to NFPA 13D. 1. No A/C unit proposed in rear yard 2. Schedule A Henry S.N Hsu P.Eng (604-322-7158) 3. Schedule B Henry S.N Hsu P.Eng (604-322-7158) Structural 4. Schedule B Jason Hui P.Eng (778-319-3403) Structural and Architectural 5. Schedule B P.K.L Fong P.Eng (604-837-3205) Geotechnica 6. BC Housing Eyco Nuilding Group Ltd | Mainland Fire Protection Ltd
PP-2022-02835 | 2022-08-16 | 3580 POINT GREY ROAD, Vancouver, BC V6R 1A8 | Plumbing Permit | Residential | New | Completed | Residential - S & I all water piping and drainage and install customer supplied fixtures >To construct a new two and one-half storey one-family dwelling and to renovate the existing accessory building on site providing one parking space and having vehicular access from the lane. The entire building to be sprinklered to NFPA 13D. 1. No A/C unit proposed in rear yard 2. Schedule A Henry S.N Hsu P.Eng (604-322-7158) 3. Schedule B Henry S.N Hsu P.Eng (604-322-7158) Structural 4. Schedule B Jason Hui P.Eng (778-319-3403) Structural and Architectural 5. Schedule B P.K.L Fong P.Eng (604-837-3205) Geotechnica 6. BC Housing Eyco Nuilding Group Ltd Note: This is a 2 storey building pursuant to the Zoning and Development By-Law ******THIS PERMIT HAS BEEN ISSUED UNDER THE REQUIREMENTS OF VBBL 2019****** "Combustible projections or roof soffits on an exposing building face shall not project to less than .45m from the property line and shall be in compliance with VBBL 2019 9.10.15.5.(9)" | Tap Roots Plumbing and Heating Ltd
EP-2022-07103 | 2022-08-23 | 3580 POINT GREY ROAD, Vancouver, BC V6R 1A8 | Electrical Permit | Residential | New | Expired | Temporary Power - Residential - To provide temporary power. | F & S Electrical Ltd
MP-2023-00104 | 2023-01-26 | 3580 POINT GREY ROAD, Vancouver, BC V6R 1A8 | Mechanical Permit | NULL | NULL | Completed | NULL | Tap Roots Plumbing and Heating Ltd
GP-2023-00533 | 2023-02-22 | 3580 POINT GREY ROAD, Vancouver, BC V6R 1A8 | Gas Permit | Residential | New | Completed | Residential - new gas system - 6 appliances Piping only for fireplace -please remove the generator from permit at this time >BP: To construct a new two and one-half storey one-family dwelling and to renovate the existing accessory building on site providing one parking space and having vehicular access from the lane. | SOUTHSIDE GAS SERVICES LTD
PP-2023-03880 | 2023-11-03 | 3580 POINT GREY ROAD, Vancouver, BC V6R 1A8 | Plumbing Permit | Residential | New | Completed | Residential - Install 3/4" backflow preventer for irrigation system. | M&M Industries Ltd
SP-2023-02027 | 2023-11-03 | 3595 POINT GREY ROAD, Vancouver, BC V6R 1A7 | Sprinkler Permit | Residential | New | Issued | Residential - Fire sprinklers >BP: To construct a 2 storey + basement one-family dwelling with an attached garage, providing 2 parking spaces. Note: This is a 2 storey building pursuant to the Zoning and Development By-Law. 1- Bar/Sink proposed in the basement 2- A/C unit proposed the rear yard 3- Schedule B: Ke Jian Ma, P.Eng. (604-599-8890) Structural 3- Schedule B: Gong Zuo Zhou (604-838-2586) Geotechnical 4- BC Housing Residential Builder - LEWIS VANCOUVER CONSTRUCTION LTD. ******THIS PERMIT HAS BEEN ISSUED UNDER THE REQUIREMENTS OF VBBL #12511 (2019)****** | Titan Fire Protection Ltd
EP-2023-10278 | 2023-11-16 | 3595 POINT GREY ROAD, Vancouver, BC V6R 1A7 | Electrical Permit | Residential | New | Issued | Installation / Repair - Residential - Extra-low voltage,Security Alarm System,CCTV,TV/Net/Tel,Background Music,Intetcom,Vacumm,and Smart Home -only rough wiring >BP: To construct a 2 storey + basement one-family dwelling ($1,291,000) with an attached garage, providing 2 parking spaces. Note: This is a 2 storey building pursuant to the Zoning and Development By-Law. 1- Bar/Sink proposed in the basement 2- A/C unit proposed the rear yard 3- Schedule B: Ke Jian Ma, P.Eng. (604-599-8890) Structural 3- Schedule B: Gong Zuo Zhou (604-838-2586) Geotechnical 4- BC Housing Residential Builder - LEWIS VANCOUVER CONSTRUCTION LTD. ******THIS PERMIT HAS BEEN ISSUED UNDER THE REQUIREMENTS OF VBBL #12511 (2019)****** | Hysun Technology Inc
GP-2023-04030 | 2023-12-14 | 3595 POINT GREY ROAD, Vancouver, BC V6R 1A7 | Gas Permit | Residential | New | Issued | Residential - 1 range, 1 cook top, 1 Bbq Rough in and finish gas piping to >BP: To construct a 2 storey + basement one-family dwelling ($1,291,000) with an attached garage, providing 2 parking spaces. | McKellar Plumbing & Heating Ltd
MP-2023-00305 | 2023-03-07 | 3595 POINT GREY ROAD, Vancouver, BC V6R 1A7 | Mechanical Permit | NULL | NULL | Issued | NULL | McKellar Plumbing & Heating Ltd
PP-2023-00768 | 2023-03-08 | 3595 POINT GREY ROAD, Vancouver, BC V6R 1A7 | Plumbing Permit | Residential | New | Issued | Residential - 1FD+SS- Supply & Install drainage, venting & water piping to the following fixtures >DB: To construct a 2 storey + basement one-family dwelling with an attached garage, providing 2 parking spaces. Note: This Building Permit will remain in a suspended status until the associated (green) Demolition Permit BP-2022-01072 is completed. Note: This is a 2 storey building pursuant to the Zoning and Development By-Law. 1- Bar/Sink proposed in the basement 2- A/C unit proposed the rear yard | McKellar Plumbing & Heating Ltd
EP-2023-04169 | 2023-05-11 | 3595 POINT GREY ROAD, Vancouver, BC V6R 1A7 | Electrical Permit | Residential | New | Issued | Temporary Power - Residential - To provide temporary power. | Cactus Electrical Corp
EP-2022-07026 | 2022-11-15 | 3595 POINT GREY ROAD, Vancouver, BC V6R 1A7 | Electrical Permit | Residential | New | Issued | Installation / Repair - Residential - 1FD - New Construction Single Family Home -Appliance Feeders and Mechanical Equipment -Switching, Receptacles, Lighting -Pool & Bonding -Low Voltage Data -New Electrical Service >DB: To construct a 2 storey + basement one-family dwelling with an attached garage, providing 2 parking spaces. Note: This is a 2 storey building pursuant to the Zoning and Development By-Law. 1- Bar/Sink proposed in the basement 2- A/C unit proposed the rear yard | Cactus Electrical Corp
PP-2022-02985 | 2022-08-26 | 3595 POINT GREY ROAD, Vancouver, BC V6R 1A7 | Plumbing Permit | Residential | New | Issued | Residential - SUMPS | Octiscapes Site Services Ltd
EP-2022-09392 | 2022-11-07 | 3631 POINT GREY ROAD, Vancouver, BC V6R 1B1 | Electrical Permit | Residential | Renovation | Completed | Installation / Repair - Residential - checking and fixing all electrical deficiency that city ask for. installing some smoke and co2 according to building code. (CF-2019-006022) >BP: Exterior and interior alterations to raise the existing house approximately 27" to create 9'-0" ceiling height, add additional floor area under the rear second floor deck and to convert the ground floor to a secondary suite for this existing three storey one family dwelling on this inside without lane site. Work to include the addition of a secondary suite on the main floor and retention of existing nonconforming garage at the rear of this site. Processed through HRC Reviewed and issued under the 2014 VBBL. Letters of assurance (structural)submitted by J. Manrique at 604-518-2983 Energuide submitted by Scott Silverton at Capture Energy at 604-787-1952 Amend: Nov 28, 2022 we did safety check for wiring and installed some smoke and co2 detectors. Amend: Dec 12, 2022 No wiring was done or exist for secondary suits and basement is unfinished. | Amir Hossein Rastjoo
GP-2022-04161 | 2022-12-29 | 3392 PRICE STREET, Vancouver, BC V5R 5P9 | Gas Permit | Residential | Renovation - Dwelling Unit(s) only | Completed | Residential - Boiler replacement | Heatco Furnace Services Ltd
EP-2023-05975 | 2023-07-18 | 3425 PRICE STREET, Vancouver, BC V5R 5R2 | Electrical Permit | Residential | Addition | Completed | Installation / Repair - Residential - Upgrade service from 100 amps to 200 amps and install two 30 amps disconnect for Air Conditions (AC) Mini Split Heat Pump | Wise Electric Systems Limited
MP-2023-01903 | 2023-10-24 | 3425 PRICE STREET, Vancouver, BC V5R 5R2 | Mechanical Permit | NULL | NULL | Issued | NULL | Knowledge HVAC & Refrigeration Ltd.
EP-2022-05338 | 2022-06-23 | 3457 PRICE STREET, Vancouver, BC V5R 5R2 | Electrical Permit | Residential | Addition | Completed | Installation / Repair - Residential - Relocate service from main house to laneway house, service staying the same at 100 amp | O J ELECTRIC LTD
PP-2022-01893 | 2022-06-06 | 3457 PRICE STREET, Vancouver, BC V5R 5R2 | Plumbing Permit | Residential | Renovation | Completed | Residential - sumps, drainage/services piping "Engineering Assurance Letter will be submitted with the District Inspector on site" Amend: June 16, 2022 Change to 2 sumps, with pumps (storm and sanitary) **Amend 06/24/2022** Main house pump specs amended by engineer, attached revised drawings for storm pump | Octiscapes Site Services Ltd
EP-2023-07912 | 2023-08-31 | 3521 PRICE STREET, Vancouver, BC V5R 5R4 | Electrical Permit | Residential | Tenant Improvement | Completed | Installation / Repair - Residential - 200 amp service upgrade, installation of grounding and bonding. | Expert Electric Ltd
GP-2022-00560 | 2022-02-22 | 3539 PRICE STREET, Vancouver, BC V5R 5R4 | Gas Permit | Residential | Tenant Improvement | Completed | Residential - Re Re Boiler | Moore & Russell Heating Ltd
SP-2022-01836 | 2022-12-08 | 2323 QUEBEC STREET, Vancouver, BC V5T 4S7 | Sprinkler Permit | Commercial | Renovation | Completed | Commercial - Sprinkler head needs to be added into a recently added room. A strap tee can be added to the 1.5" line that is directly above the new room. Interior alterations to combine two units #211 & #215 into one and change the use to office use on the 2nd floor of this existing commercial building. *****This application does not include any of the following: 1. Not more than 20 sprinklers (add, relocate, or remove), 2. hydraulic calculations, 3. change in occupancy and /or hazard classification, 4. warehouse storage arrangements, 5. mobile compact storage arrangements, 6. alternative solutions, 7. changes to the sprinkler system supply piping (e.g. valves, mains, cross-mains, branch-lines, etc.), or 8. flexible sprinkler pipe. | 0777792 BC Ltd
EP-2022-09696 | 2022-11-17 | 2323 QUEBEC STREET, Vancouver, BC V5T 4S7 | Electrical Permit | Commercial | Renovation | Completed | Installation / Repair - Commercial - Low Voltage Electrical Permit. >BP: Interior alterations to combine two units #211 & #215 into one and change the use to office use on the 2nd floor of this existing commercial building. E2 - Lighting Upgrade - restrict to manuel On (per 9.4.1.1.(b) of ASHRAE 90.1-2016) Arch Schedule B - Vipul Chauhan - 604-264-1450 - vipul@arcus.ca | Ansatel Communications Inc
EP-2022-09194 | 2022-10-28 | 2323 QUEBEC STREET, Vancouver, BC V5T 4S7 | Electrical Permit | Commercial | Renovation | Completed | Installation / Repair - Commercial - Add kitchen feeds/Dishwasher/Microwave/Counter Plugs/Fridge Add receptacles/Lighting Interior alterations to combine two units #211 & #215 into one and change the use to office use on the 2nd floor of this existing commercial building. | Comwest Electrical and Media Contractors Inc
EP-2022-05491 | 2022-06-28 | 2425 QUEBEC STREET, Vancouver, BC V5T 4L6 | Electrical Permit | Commercial | Renovation | Completed | Installation / Repair - Commercial - uninstall the clients existing Paladin Intrusion alarm at current office and reinstall at new office location. Client advised will activate an analog telephone landline and provide AC power access at the telephone communications wall, where the alarm panel is to be installed. There are remnants of wiring from 2 doors, 1 motion, 1 keypad at new office. Paladin may have to run new wire, in case existing is not in operating conditions. | PALADIN TECHNOLOGIES INC
EP-2023-03533 | 2023-05-01 | 2525 QUEBEC STREET, Vancouver, BC V5T 4R5 | Electrical Permit | Commercial | Renovation - Dwelling Unit(s) only | Completed | Installation / Repair - Commercial - Replace existing stairwell, hallway and lobby lighting with LED lighting fixtures. Lighting fixture control to be installed as per ASHREA - work is being performed in other areas of building. The application asks for a primary and this is the strata president's unit. No structural being performed, this is removal of existing incandescent and fluorescent light fixtures and replacing with LED light fixtures in same locations. | High Mark Electrical and Mechanical Ltd
EP-2023-02306 | 2023-03-17 | 2845 QUEBEC STREET, Vancouver, BC V5T 3A8 | Electrical Permit | Residential | Renovation | Completed | Installation / Repair - Residential - 200A Service Upgrade O/H | Nightingale Electric Ltd
EP-2023-02077 | 2023-03-23 | 2849 QUEBEC STREET, Vancouver, BC V5T 3A8 | Electrical Permit | Residential | Renovation | Completed | Installation / Repair - Residential - Service upgrade to 200A *No new loads being added | Southpoint Electric Ltd
EP-2022-05601 | 2022-07-04 | 3170 QUEBEC STREET, Vancouver, BC V5T 3B4 | Electrical Permit | Residential | Tenant Improvement | Completed | Installation / Repair - Residential - Upgrade all units' electrical panels from 60A fuse to 60A breaker in building electrical room. | OLINKS-PELECTRICAL AND CONTRACTOR LTD
GP-2023-04156 | 2023-12-21 | 3292 QUEBEC STREET, Vancouver, BC V5V 3J7 | Gas Permit | Residential | Renovation | Issued | Residential - replacement of vx110 HE wall mantel boiler | Hillcrest Plumbing & Heating (1991) Ltd
GP-2023-04154 | 2023-12-21 | 3315 QUEBEC STREET, Vancouver, BC V5V 3J8 | Gas Permit | Residential | Renovation | Completed | Residential - RE&RE boiler | Milani Plumbing Heating & Air Conditioning Ltd
SP-2023-01795 | 2023-09-28 | 5295 PRINCE ALBERT STREET, Vancouver, BC V5W 3C7 | Sprinkler Permit | Residential | New | Issued | Residential - Installation of new fire sprinkler system >BP: To construct a 2 storey + basement one-family dwelling with a detached accessory building (garage), at the rear providing 2 parking spaces, having vehicular access from the lane. The entire building, INCLUDING THE ATTACHED GARAGE (if applicable), to be sprinklered to NFPA 13D. Note: This is a 2 storey building pursuant to the Zoning and Development By-Law 1- No A/C unit proposed 2- 8’ bar sink proposed in rec. room Basement 3- Structural schedule B: (P.K.L. Fong) P.Eng (604.837.3205) 4- Geotechnical schedule B:(P.K.L. Fong) P.Eng (604.837.3205) 5- HPO: Headland Construction Corporation | Fire Busters Inc
MP-2023-02037 | 2023-11-15 | 5295 PRINCE ALBERT STREET, Vancouver, BC V5W 3C7 | Mechanical Permit | NULL | NULL | Issued | NULL | Nickel Heating & Ventilation
NULL | NULL | 5295 PRINCE ALBERT STREET, Vancouver, BC V5W 3C7 | Electrical Permit | Residential | New | Draft | Installation / Repair - Residential - installing ethernet | Stay Connected Electric Inc.
GP-2023-03276 | 2023-10-30 | 5295 PRINCE ALBERT STREET, Vancouver, BC V5W 3C7 | Gas Permit | Residential | New | Issued | Residential - 1 BBQ >BP: To construct a 2 storey + basement one-family dwelling ($775,000.00) with a detached accessory building (garage), at the rear providing 2 parking spaces, having vehicular access from the lane. | Pacific Peak to Peak Plumbing & Heating Ltd
EP-2022-06227 | 2022-07-22 | 5295 PRINCE ALBERT STREET, Vancouver, BC V5W 3C7 | Electrical Permit | Residential | Renovation | Expired | Temporary Power - Residential - To provide temporary power. | WESTPEAK ELECTRICAL LTD
EP-2023-03541 | 2023-05-05 | 5295 PRINCE ALBERT STREET, Vancouver, BC V5W 3C7 | Electrical Permit | Residential | New | Issued | Installation / Repair - Residential - This is a new Construction of a Single Dwelling house with a 200amp over head service and the detached garage on the location of 5295 Prince Albert Street >Permit Amendment Nov 02, 2023 -"I wish to update the load calculation" *Document(s) uploaded to "Application Documents" tab for Electrical Inspector review. Documents are at pending status at time of permit amendment approval >BP: To construct a 2 storey + basement one-family dwelling ($775,000.00) with a detached accessory building (garage), at the rear providing 2 parking spaces, having vehicular access from the lane. The entire building, INCLUDING THE ATTACHED GARAGE (if applicable), to be sprinklered to NFPA 13D. Note: This is a 2 storey building pursuant to the Zoning and Development By-Law 1- No A/C unit proposed 2- 8’ bar sink proposed in rec. room Basement 3- Structural schedule B: (P.K.L. Fong) P.Eng (604.837.3205) 4- Geotechnical schedule B:(P.K.L. Fong) P.Eng (604.837.3205) 5- HPO: Headland Construction Corporation | Stay Connected Electric Inc.
PP-2023-01278 | 2023-04-13 | 5295 PRINCE ALBERT STREET, Vancouver, BC V5W 3C7 | Plumbing Permit | Residential | New | Issued | Residential - 1FD - storm sump | Ajac Construction & Excavation Inc
EP-2023-07142 | 2023-08-08 | 5295 PRINCE ALBERT STREET, Vancouver, BC V5W 3C7 | Electrical Permit | Residential | Addition | Issued | Temporary Power - Residential - To provide temporary power. VALID AUG 08, 2023 UNTIL AUG 07, 2024 | Stay Connected Electric Inc.
PP-2023-02776 | 2023-08-04 | 5295 PRINCE ALBERT STREET, Vancouver, BC V5W 3C7 | Plumbing Permit | Residential | New | Issued | Residential - 1FD - New construction home >DB: To construct a 2 storey + basement one-family dwelling with a detached accessory building (garage), at the rear providing 2 parking spaces, having vehicular access from the lane. The entire building, INCLUDING THE ATTACHED GARAGE (if applicable), to be sprinklered to NFPA 13D. Note: This is a 2 storey building pursuant to the Zoning and Development By-Law 1- No A/C unit proposed 2- 8’ bar sink proposed in rec. room Basement ***This permit is issued under the VBBL 2019, with updated energy requirements as per bylaw # 12997 effective Jan 01, 2022.*** | Pacific Peak to Peak Plumbing & Heating Ltd
GP-2022-03723 | 2022-11-24 | 8010 OSLER STREET, Vancouver, BC | Gas Permit | Residential | Renovation | Completed | Residential - To replace 1 furnace in the same location. | Paolo's Plumbing & Heating Ltd
EP-2023-09938 | 2023-11-22 | 8138 OSLER STREET, Vancouver, BC V6P 4E2 | Electrical Permit | Residential | Tenant Improvement | Completed | Installation / Repair - Residential - Electrical to outdoor heat pump -reference: MP-2023-01965 | 0994152 BC Ltd
MP-2023-01965 | 2023-11-02 | 8138 OSLER STREET, Vancouver, BC V6P 4E2 | Mechanical Permit | NULL | NULL | Completed | NULL | 0994152 BC Ltd
EP-2023-08650 | 2023-09-26 | 338 POWELL STREET, Vancouver, BC V6A 1G4 | Electrical Permit | Commercial | Renovation | Completed | Installation / Repair - Commercial - Demo front counter, re-install receptacles in front counter Install 208volt receptacle for Grain Mill Install wiring for dishwasher Install wiring for one convection oven, connect 2nd convection oven to existing wiring Install wiring for new deck oven Install wiring for two receptacles over table in production area Install two receptacles for two fridges Remove 6 pot lights in production area and replace with 8’ LED strip fixtures with dimmer control Replace two pendant lights with two new pendant lights at front of house seating area | Ino-Tek Electric Ltd.
PP-2023-02436 | 2023-07-11 | 338 POWELL STREET, Vancouver, BC V6A 1G4 | Plumbing Permit | Commercial | Tenant Improvement | Completed | Commercial - add 1 sink, 1 floor drain and 1 back flow preventer in the existing kitchen **NOTE: Any structural work may require a building permit. >>Amend: Nov. 23rd -Add 2 more 1/2" back flow preventers and modify piping to the sink at the front counter | Aquarius Mechanical Services Inc
EP-2022-09524 | 2022-11-15 | 2405 PINE STREET, Vancouver, BC V6J 3E9 | Electrical Permit | Commercial | Tenant Improvement | Completed | Installation / Repair - Commercial - connect six new boilers and control wiring | Frank A MacLeod
GP-2022-01346 | 2022-04-29 | 2614 PARKER STREET, Vancouver, BC V5K 2T4 | Gas Permit | Residential | Renovation | Completed | Residential - replacement gas furnace | Joyce Heating Services Ltd
EP-2022-02588 | 2022-04-07 | 2614 PARKER STREET, Vancouver, BC V5K 2T4 | Electrical Permit | Residential | Addition | Completed | Installation / Repair - Residential - Power for AC unit 15 AMP CCT | Tim Baker
GP-2022-03713 | 2022-11-24 | 2620 PARKER STREET, Vancouver, BC V5K 2T4 | Gas Permit | Residential | Renovation | Completed | Residential - Re&re Furnace 70000btu | Milani Plumbing Heating & Air Conditioning Ltd
GP-2023-01651 | 2023-05-26 | 2634 PARKER STREET, Vancouver, BC V5K 2T4 | Gas Permit | Residential | Addition | Completed | Residential - 1 Fireplace Gas insert fireplace installation | Vaglio Fireplace LTD
GP-2022-04127 | 2022-12-25 | 2645 PARKER STREET, Vancouver, BC V5K 2T5 | Gas Permit | Residential | Renovation | Completed | Residential - To Replace 1 Furnace Re/Re | ALL TIME HEATING PLUMBING & AIR CONDITIONING
EP-2023-00419 | 2023-01-18 | 566 POWELL STREET, Vancouver, BC V6A 1G9 | Electrical Permit | Commercial | Renovation | Issued | Installation / Repair - Commercial - Upgrade to fire panel. Note: This fire alarm system upgrade is limited only to the replacement of existing fire alarm panel without altering the existing wiring or outlet boxes. This permit has been issued based on Bulletin 2018-004-BU/EL. | Cobing Building Solutions Ltd
PP-2023-00666 | 2023-02-28 | 566 POWELL STREET, Vancouver, BC V6A 1G9 | Plumbing Permit | Commercial | Renovation | Completed | Commercial - installation of shower, toilet and vanity sink and faucet for the 2nd floor washroom >BP: Interior and exterior alterations to repair fire damage to the walls floors and ceilings on both floors of the two storey mixed use building on this site. Scope of work includes replacement of one exterior window on the west elevation. | Cobing Building Solutions Ltd
EP-2023-02012 | 2023-04-03 | 569 POWELL STREET, Vancouver, BC V6A 1G8 | Electrical Permit | Commercial | Renovation | Completed | Installation / Repair - Commercial - Supply and Install Div 27 Communication cabling and Div 28 cabling and devices. No Maglocks Site Contact - William Woo @ 604-671-1129 | PALADIN TECHNOLOGIES INC
EP-2023-01374 | 2023-03-27 | 569 POWELL STREET, Vancouver, BC V6A 1G8 | Electrical Permit | Commercial | Addition | Issued | Installation / Repair - Commercial - The supply and installation of Lenel door access equipment to the treatment area door. No Maglocks Site Contact - Fehad Abdul - fehad@mde-electrical.com >BP: To alter the interior of this existing Health Care Office to provide improvements to the reception area. Scope of work includes installation an an electromagnetic lock. Letters of assurance submitted: Sch B (Arch): Sean R. McEwen, AIBC, 604.733.8948 Sch B (Mech, Plumb): Alex Chou, P.Eng., 778.238.3923 Sch B (Elec): Navtej Bains, P.Eng., 778.896.0746 Notes: 1. Energy upgrade: E2 - Lighting - Upgrade to Bilevel Lighting Control (per 9.4.1.1.(d) of ASHRAE 90.1-2016) | PALADIN TECHNOLOGIES INC
EP-2022-09160 | 2022-11-22 | 569 POWELL STREET, Vancouver, BC V6A 1G8 | Electrical Permit | Commercial | Renovation | Completed | Installation / Repair - Commercial - Mechanical equipment devices -AC unit is new | MDE Enterprises Ltd
PP-2022-01076 | 2022-04-13 | 569 POWELL STREET, Vancouver, BC V6A 1G8 | Plumbing Permit | Commercial | Renovation | Completed | Commercial - Interior renos to provide improvements to health care office Installation of 3 sinks and 1 floor drain Ground level Interior alterations only to provide improvements to an existing Health Care Office (Vancouver Coastal Health) including exam rooms, meeting rooms and staff rooms in this existing commercial building on site. Scope of work: demo partition walls to a select area to reconfigure layout for exam, meeting, staff, laundry, storage, & work stations. Electrical, plumbing, HVAC, & Sprinklers to suit. | MDE Enterprises Ltd
NULL | NULL | 569 POWELL STREET, Vancouver, BC V6A 1G8 | Electrical Permit | Commercial | Renovation | Withdrawn | Installation / Repair - Commercial - Renovation of Vancouver costal health downtown community health clinic. adding new computer work stations, a meeting room, and 2 exam rooms. | Western Integrated Electrical Limited
EP-2022-02565 | 2022-04-12 | 569 POWELL STREET, Vancouver, BC V6A 1G8 | Electrical Permit | Commercial | Renovation | Completed | Installation / Repair - Commercial - Renovating a portion of Vancouver Coastal Health Downtown Community Health Clinic. Adding new computer workstations, a meeting room, and two exam rooms. -Scope of work is removing existing plugs, lighting , switches and data outlets. Re-installing new plugs, lights , switches and data outlets as per new floor plan. 3 new security doors are being added. Relocate 2 exit signs and DC battery packs. Move generator control panel. Relocate one fire alarm bell. Install occupancy sensors for lighting control. Install some wire mold on the wall for receptacles and data. Data and security contractor are pulling their own permits. Install a few runs of conduit for wiring and data pipes >BP: Interior alterations only to provide improvements to an existing Health Care Office (Vancouver Coastal Health) including exam rooms, meeting rooms and staff rooms in this existing commercial building on site. Scope of work: demo partition walls to a select area to reconfigure layout for exam, meeting, staff, laundry, storage, & work stations. Electrical, plumbing, HVAC, & Sprinklers to suit. Letters of Assurance submitted by: Schedule A and Architectural Schedule B, Tony Yip, Architect, ph: 604-669-9560 Mechanical Schedule B, Alex Chou, P.Eng., ph: 604-684-5995 Electrical Schedule B, Rodrigue Rouhaha, P.Eng., ph: 604-457-4064 OK For Field Review per K. Vogt; November 15, 2021 Energy Upgrade: E2: HVAC – Cleaning and balancing of all air system | Western Integrated Electrical Limited
EP-2022-04742 | 2022-06-07 | 569 POWELL STREET, Vancouver, BC V6A 1G8 | Electrical Permit | Commercial | Tenant Improvement | Completed | Installation / Repair - Commercial - Add 2 x 30A circuits and update data cabling to Cat 6, >BP: Ground level Interior alterations only to provide improvements to an existing Health Care Office (Vancouver Coastal Health) including exam rooms, meeting rooms and staff rooms in this existing commercial building on site. Scope of work: demo partition walls to a select area to reconfigure layout for exam, meeting, staff, laundry, storage, & work stations. Electrical, plumbing, HVAC, & Sprinklers to suit. | Western Pacific Enterprises Ltd
EP-2022-04285 | NULL | 569 POWELL STREET, Vancouver, BC V6A 1G8 | Electrical Permit | Commercial | Renovation | Application Incomplete | Installation / Repair - Commercial - Supply and Install Communications Cabling, Security cabling and devices >BP: To alter the interior of this existing Health Care Office to provide improvements to the reception area. Scope of work includes installation an an electromagnetic lock. | PALADIN TECHNOLOGIES INC
SP-2022-00219 | 2022-02-17 | 569 POWELL STREET, Vancouver, BC V6A 1G8 | Sprinkler Permit | Commercial | Tenant Improvement | Completed | Commercial - RELOCATE 10 SPRINKLER HEADS >BP: Ground level Interior alterations only to provide improvements to an existing Health Care Office (Vancouver Coastal Health) including exam rooms, meeting rooms and staff rooms in this existing commercial building on site. Scope of work: demo partition walls to a select area to reconfigure layout for exam, meeting, staff, laundry, storage, & work stations. Electrical, plumbing, HVAC, & Sprinklers to suit. Letters of Assurance submitted by: Schedule A and Architectural Schedule B, Tony Yip, Architect, ph: 604-669-9560 Mechanical Schedule B, Alex Chou, P.Eng., ph: 604-684-5995 Electrical Schedule B, Rodrigue Rouhaha, P.Eng., ph: 604-457-4064 OK For Field Review per K. Vogt; November 15, 2021 *****This application does not include any of the following: 1. Not more than 20 sprinklers (add, relocate, or remove), 2. hydraulic calculations, 3. change in occupancy and /or hazard classification, 4. warehouse storage arrangements, 5. mobile compact storage arrangements, 6. alternative solutions, 7. changes to the sprinkler system supply piping (e.g. valves, mains, cross-mains, branch-lines, etc.), or 8. flexible sprinkler pipe. | Priority Fire Systems Ltd
EP-2021-09414 | 2022-02-22 | 668 POWELL STREET, Vancouver, BC V6A 4J5 | Electrical Permit | Commercial | Tenant Improvement | Completed | Installation / Repair - Commercial - Install new 120V disconnect in the machine room and connect to the oil cooler. New 20A circuit to be fed from the house panel on the 2nd floor. Note: Wiring in hoistway must comply with CE Code Rule 38-037. | Sasco Contractors Ltd
PP-2023-01213 | 2023-04-06 | 786 POWELL STREET, Vancouver, BC V6A 1H6 | Plumbing Permit | Commercial | Renovation | Completed | Commercial - Adjust one washroom DWV and domestic water lines to meet required ADA washroom standards. Add one floor drain with washing machine outlet box in washer and dryer closet. Replace exsisting trap primer for existing floor drains in washrooms, add one trap primer to accomidate new floor drain in washer closet. Connect all associated piping to base building connections. >BP: Interior alterations to demise this existing building into two units and to change the occupancy from a single tenant manufacturing building (F2) to Social Service Center on the second floor (D) and a separate manufacturing (F2) tenant on the first floor. 2019 VBBL. Part 11 upgrades would be F4,S4,N4 and A4. | Mainland Plumbing & Heating
EP-2023-03001 | 2023-04-05 | 786 POWELL STREET, Vancouver, BC V6A 1H6 | Electrical Permit | Commercial | Tenant Improvement | Completed | Installation / Repair - Commercial - supply and installation of electrical, communications and security. - Fire Alarm verification - Supply & Install security and access controls - supply and install data comms >BP: Interior alterations to demise this existing building into two units and to change the occupancy from a single tenant manufacturing building (F2) to Social Service Center on the second floor (D) and a separate manufacturing (F2) tenant on the first floor. 2019 VBBL. Part 11 upgrades would be F4,S4,N4 and A4. | Action Electric Ltd
SP-2023-00485 | 2023-03-31 | 786 POWELL STREET, Vancouver, BC V6A 1H6 | Sprinkler Permit | Commercial | Tenant Improvement | Completed | Commercial - Relocate heads to new lay out as per NFPA 13 standards >BP: Interior alterations to demise this existing building into two units and to change the occupancy from a single tenant manufacturing building (F2) to Social Service Center on the second floor (D) and a separate manufacturing (F2) tenant on the first floor. 2019 VBBL. Part 11 upgrades would be F4,S4,N4 and A4. March 21/2023-AMEND Building Permit # 2023-00369 | Bernin Fire Protection Ltd
GP-2022-02997 | 2022-10-04 | 6095 PRINCE ALBERT STREET, Vancouver, BC V5W 3E2 | Gas Permit | Residential | Renovation | Completed | Residential - Replacement gas furnace and on demand water heater | Superior Gas Installations & Service Ltd
EP-2022-01836 | 2022-03-08 | 321 PRINCESS AVENUE, Vancouver, BC V6A 3C6 | Electrical Permit | Residential | Renovation | Completed | Installation / Repair - Residential - replace main breaker -it is direct replacement of existing breaker | Ampac Electric Ltd
EP-2023-01276 | 2023-02-15 | 431 PRINCESS AVENUE, Vancouver, BC V6A 3C9 | Electrical Permit | Commercial | Renovation | Completed | Installation / Repair - Commercial - Run new wiring as required; remove any old wiring that is no longer needed. Clean up wiring as needed. >BP: Interior alterations to repair the water damage in this existing church. Scope of work: - To replace interior drywall and flooring for level 1 to 4 - To install tactile warning strips & contrasting nosing for all staircase Ok for Field Review as per J. Zhang, Aug 4th, 2022 Energy Upgrade Exempt - Fire damage Schedule B Architectural submitted as per Scott Gordon, 604-220-8272 | Wespac Electrical Contractor Ltd
PP-2023-00426 | 2023-02-07 | 431 PRINCESS AVENUE, Vancouver, BC V6A 3C9 | Plumbing Permit | Commercial | Renovation | Completed | Commercial - installation of sinks and toilet >BP: Interior alterations to repair the water damage in this existing church. Scope of work: - To replace interior drywall and flooring for level 1 to 4 - To install tactile warning strips & contrasting nosing for all staircase | Cobing Building Solutions Ltd
PP-2022-03816 | 2022-10-25 | 3883 QUEBEC STREET, Vancouver, BC V5V 3K7 | Plumbing Permit | Residential | Renovation | Completed | Residential - Bathroom & kitchen renovations >DB: Interior and exterior alterations to this existing three (3) storey, one family dwelling unit with a secondary suite on this site. Scope of work: - Remove interior walls, new kitchen layout, relocated door, relocate stair access and layout, replacement of windows & doors - Relocate & extend closet, relocate interior wall to create bathroom ensuite to master bedroom. | Greywater Plumbing And Heating Inc
NULL | NULL | 3883 QUEBEC STREET, Vancouver, BC V5V 3K7 | Plumbing Permit | Residential | Renovation | Withdrawn | Residential - Renovation of bathrooms & kitchen | Greywater Plumbing And Heating Inc
GP-2022-03499 | 2022-11-09 | 3883 QUEBEC STREET, Vancouver, BC V5V 3K7 | Gas Permit | Residential | Renovation | Completed | Residential - Installation of new gas range >DB: Interior and exterior alterations to this existing three (3) storey, one family dwelling unit with a secondary suite on this site. Scope of work: - Remove interior walls, new kitchen layout, relocated door, relocate stair access and layout, replacement of windows & doors - Relocate & extend closet, relocate interior wall to create bathroom ensuite to master bedroom. | Greywater Plumbing And Heating Inc
EP-2022-07452 | 2022-09-08 | 3883 QUEBEC STREET, Vancouver, BC V5V 3K7 | Electrical Permit | Residential | Renovation | Completed | Installation / Repair - Residential - Renovation to an existing single family home -Possible new panel depending on condition of the existing one. The scope is all new LED lighting throughout the home, updating all circuitry to code where drywall is being removed. All new kitchen circuitry for new appliances. All new plugs, switches, plates throughout. >BP: Interior and exterior alterations to this existing three (3) storey, one family dwelling unit with a secondary suite on this site. Scope of work: - Remove interior walls, new kitchen layout, relocated door, relocate stair access and layout, replacement of windows & doors - Relocate & extend closet, relocate interior wall to create bathroom ensuite to master bedroom. OK for field review as per Nehzat J. on April 29, 2022. REUP submitted as per James Gerwat, 604-562-0387 This is a non sprinklered building Letters of Assurance rec'd: Schedule A & B Architectural signed by Brian Billingsley 6047141633 info@b2arch.ca Schedule B structural & Geotechnical signed by Jeff Allester P. Eng 6042280518 info@allesterengineering.com Amend: Nov 30, 2022 amend permit to include AC as requested by inspector Load Calculation uploaded | Hall Electrical Ltd
GP-2023-02880 | 2023-09-29 | 3890 QUEBEC STREET, Vancouver, BC V5V 3K6 | Gas Permit | Residential | Renovation | Completed | Residential - RE&RE Furnace and Hot water Tank ***Amendment - October 06, 2023 - Added re/re Hot Water Tank | Milani Plumbing Heating & Air Conditioning Ltd
GP-2022-02983 | 2022-10-04 | 4333 QUEBEC STREET, Vancouver, BC V5V 3L4 | Gas Permit | Residential | Tenant Improvement | Completed | Residential - install gas fireplace | Campbell Care Plumbing, Heating & Air Ltd.
GP-2022-01192 | 2022-04-14 | 4353 QUEBEC STREET, Vancouver, BC V5V 3L4 | Gas Permit | Residential | Renovation | Completed | Residential - New On demand water heater | Superior Gas Installations & Service Ltd
EP-2024-00320 | 2024-01-17 | 4364 QUEBEC STREET, Vancouver, BC V5V 3L5 | Electrical Permit | Residential | Renovation | Completed | Installation / Repair - Residential - Clients house has a small portion of knob-n-tube remaining in a couple spots that have never been replaced. Insurance is mandating that they remove it all and submit an electrical safety check. We will be checking all devices, and deactivating and remaining KNT wiring. Refeed locations from circuits that are close by. The KNT appears to be mainly lighting circuits. | ACE Integrated Systems Ltd
GP-2022-03880 | 2022-12-06 | 4489 OSLER STREET, Vancouver, BC V6H 2X8 | Gas Permit | Residential | Tenant Improvement | Completed | Residential - Boiler Replacement | General Heating Ltd
GP-2022-00331 | 2022-02-02 | 4549 OSLER STREET, Vancouver, BC V6H 2Y2 | Gas Permit | Residential | Renovation | Completed | Residential - RE&RE FURNACE BTU 90.000 | Milani Plumbing Heating & Air Conditioning Ltd
NULL | NULL | 4588 OSLER STREET, Vancouver, BC V6H 2Y1 | Mechanical Permit | NULL | NULL | Withdrawn | NULL | NULL
GP-2022-03712 | 2022-11-24 | 4768 OSLER STREET, Vancouver, BC V6H 2Y6 | Gas Permit | Residential | Renovation | Completed | Residential - Re&re Boiler | Milani Plumbing Heating & Air Conditioning Ltd
EP-2022-07555 | 2022-09-09 | 4777 OSLER STREET, Vancouver, BC V6H 2Y5 | Electrical Permit | Residential | Addition | Completed | Installation / Repair - Residential - -Install new 200A Square D panel in Garage near Meter base -Install existing load side cable into 200A sub-feed 200A breaker -Install up to new 10 feet of 250 KCMIL AL ACW feed from new 200A panel, to load side Meter base -Install new 40A EV Charging Circuit from new Garage Panel Amend: Oct 6, 2022 change the permit to include service disconnecting and reconnection work for the city inspector to sign off. Service work was relocation of the existing panel into the garage. | MJR Electric Ltd
EP-2021-09584 | 2022-01-04 | 1035 PACIFIC STREET, Vancouver, BC V6E 1S9 | Electrical Permit | Commercial | Addition | Completed | Installation / Repair - Commercial - Supply and install Four EV Duty Smart Pro charging station(s) (wall mount) charging stations on the center line of parking stalls 30/31, 34/35, 38/39 and 59/60, each to be powered via a dedicated 208-volt 40-amp circuit via an existing panel. | Cielo Electric Ltd
GP-2023-04192 | 2023-12-25 | 4022 PERRY STREET, Vancouver, BC V5N 3X3 | Gas Permit | Residential | Addition | Completed | Residential - Furnace re/re 70,000 BTU | HAMZEH GERAMI Dba Nation Heating & Cooling
EP-2022-00300 | 2022-02-02 | 4023 PERRY STREET, Vancouver, BC V5N 3X2 | Electrical Permit | Residential | Renovation | Completed | Installation / Repair - Residential - We need to remove stove for non legal suite REMOVAL ONLY | 24/6 Electric Ltd
EP-2022-03478 | 2022-05-26 | 4045 PERRY STREET, Vancouver, BC V5N 3X2 | Electrical Permit | Residential | Renovation | Completed | Installation / Repair - Residential - Remove illegal stove wirings and add smoke/Co detectors. (CF-2021-005655) >BP: Interior alterations to renovate the unfinished basement in this existing one family dwelling on this site. OK for field review as per Jamie Zhang, Jan.6/22 Related to CF-2021-005655 Note: Scope of work to include removal of range plug to supply breaker and removal of range exhaust duct This is a non sprinklered building. REUP submitted by Janice Li, Exland Construction Management Inc. ***This permit has been issued under the VBBL 2019, with updated energy requirements as per bylaw # 12997 effective Jan 01, 2022.*** | PANG'S ELECTRIC LTD
PP-2022-01560 | 2022-05-17 | 4045 PERRY STREET, Vancouver, BC V5N 3X2 | Plumbing Permit | Residential | Renovation - Dwelling Unit(s) only | Completed | Residential - Add one laundry sink and washer in the lower floor. -CF-2021-005655 >Interior alterations to renovate the unfinished basement in this existing one family dwelling on this site. | NKO EVA Plumbing Ltd
EP-2023-01348 | 2023-02-23 | 4050 PERRY STREET, Vancouver, BC V5N 3X3 | Electrical Permit | Residential | Renovation | Completed | Installation / Repair - Residential - Upgrade the existing service to 200 A. (CF-2022-000858 & CF-2023-001265) | Ying Shi dba York Electrical Services
GP-2023-02504 | 2023-08-29 | 4094 PERRY STREET, Vancouver, BC V5N 3X3 | Gas Permit | Residential | New | Completed | Residential - Furnace Installation | Pro Ace Heating & Air Conditioning Services Ltd
GP-2023-02407 | 2023-08-18 | 230 PEVERIL AVENUE, Vancouver, BC V5Y 2L4 | Gas Permit | Residential | New | Issued | Residential - 1 Range, 1 Boiler and 1 BBQ Gas piping and connection >BP: To construct a 2 storey one-family dwelling with a secondary suite located in the Basement | Latek Gas Fitting Inc
MP-2023-01659 | 2023-09-12 | 230 PEVERIL AVENUE, Vancouver, BC V5Y 2L4 | Mechanical Permit | NULL | NULL | Issued | NULL | Microwind Contracting Ltd
EP-2023-01671 | 2023-03-01 | 230 PEVERIL AVENUE, Vancouver, BC V5Y 2L4 | Electrical Permit | Residential | New | Issued | Installation / Repair - Residential - New construction of a single detached home plus garage >BP: To construct a 2 storey one-family dwelling with a secondary suite located in the Basement ($992,750) with an open parking pad, providing 1 parking space, and a separate 2 car garage, having vehicular access from the 20' Lane. Note: This Building Permit will remain in a suspended status until the associated (green) Demolition Permit BP-2022-01396 is completed. 1. Covenant registered at the Land Title Office under CA9497851 2. No Strata Titling permitted 3. A/C proposed – Exterior component located in rear yard, Interior component located in above ceiling, 2nd floor washroom 4. No Bar sink proposed 5. Schedule A: ZHIGUO (GARY) ZHANG P.Eng (604-319-9998) 6. Schedule B: JIAN ZHONG JIN P.Eng (604-362-7021) Geotechnical 7. Schedule B: ZHIGUO (GARY) ZHANG P.Eng (604-319-9998) Structural 8. Schedule B: YEMING LI P.Eng (604-385-2666) Structural & Glass Guardrail, #1.5 Arch 9. HPO: Residential Builder- LS Developments Ltd. | NORTHERN LIGHTS ELECTRIC LTD
EP-2023-07397 | 2023-08-15 | 230 PEVERIL AVENUE, Vancouver, BC V5Y 2L4 | Electrical Permit | Residential | New | Issued | Installation / Repair - Residential - Installation of STRUCTURED WIRING, SECURITY ALARM, SURVEILLANCE CAMERA, AUDIO, DOORBELL. >BP: To construct a 2 storey one-family dwelling with a secondary suite located in the Basement ($992,750) with an open parking pad, providing 1 parking space, and a separate 2 car garage, having vehicular access from the 20' Lane. 1. Covenant registered at the Land Title Office under CA9497851 2. No Strata Titling permitted 3. A/C proposed – Exterior component located in rear yard, Interior component located in above ceiling, 2nd floor washroom 4. No Bar sink proposed 5. Schedule A: ZHIGUO (GARY) ZHANG P.Eng (604-319-9998) 6. Schedule B: JIAN ZHONG JIN P.Eng (604-362-7021) Geotechnical 7. Schedule B: ZHIGUO (GARY) ZHANG P.Eng (604-319-9998) Structural 8. Schedule B: YEMING LI P.Eng (604-385-2666) Structural & Glass Guardrail, #1.5 Arch 9. HPO: Residential Builder- LS Developments Ltd. Note: This is a 2 storey building pursuant to the Zoning and Development By-Law **THIS PERMIT HAS BEEN ISSUED UNDER THE REQUIREMENTS OF VBBL #12511 (2019) ** | Vancouver Audiospace Home Control Ltd
PP-2023-01505 | 2023-04-28 | 230 PEVERIL AVENUE, Vancouver, BC V5Y 2L4 | Plumbing Permit | Residential | New | Issued | Residential - 1FD+SS - #1 & #2 - plumbing for a single family dwelling The entire building, INCLUDING THE ATTACHED GARAGE (if applicable), to be sprinklered to NFPA 13D >DB: To construct a 2 storey one-family dwelling with a secondary suite located in the Basement with an open parking pad, providing 1 parking space, and a separate 2 car garage, having vehicular access from the 20' Lane. 1. Covenant registered at the Land Title Office under CA9497851 2. No Strata Titling permitted 3. A/C proposed – Exterior component located in rear yard, Interior component located in above ceiling, 2nd floor washroom 4. No Bar sink proposed | Philip Ma
SP-2023-01000 | 2023-06-06 | 230 PEVERIL AVENUE, Vancouver, BC V5Y 2L4 | Sprinkler Permit | Residential | New | Issued | Residential - 1FD+SS - #1 & #2 - new single house The entire building, INCLUDING THE ATTACHED GARAGE (if applicable), to be sprinklered to NFPA 13D >DB: To construct a 2 storey one-family dwelling with a secondary suite located in the Basement with an open parking pad, providing 1 parking space, and a separate 2 car garage, having vehicular access from the 20' Lane. Note: This Building Permit will remain in a suspended status until the associated (green) Demolition Permit BP-2022-01396 is completed. 1. Covenant registered at the Land Title Office under CA9497851 2. No Strata Titling permitted 3. A/C proposed – Exterior component located in rear yard, Interior component located in above ceiling, 2nd floor washroom 4. No Bar sink proposed | Yu Fire Protection Inc.
MP-2023-00856 | 2023-05-16 | 230 PEVERIL AVENUE, Vancouver, BC V5Y 2L4 | Mechanical Permit | NULL | NULL | Issued | NULL | Philip Ma
PP-2022-03468 | 2022-10-03 | 230 PEVERIL AVENUE, Vancouver, BC V5Y 2L4 | Plumbing Permit | Residential | New | Issued | Residential - SUMP | Canadian Excavating Ltd
EP-2022-08769 | 2022-10-14 | 230 PEVERIL AVENUE, Vancouver, BC V5Y 2L4 | Electrical Permit | Residential | New | Expired | Temporary Power - Residential - To provide temporary power. | NORTHERN LIGHTS ELECTRIC LTD
NULL | NULL | 950 POWELL STREET, Vancouver, BC V6A 1H9 | Gas Permit | Residential | Renovation | Draft | Residential - re re hwt | Thomson Industries Ltd
GP-2023-01693 | 2023-05-31 | 3389 PUGET DRIVE, Vancouver, BC V6L 2T6 | Gas Permit | Residential | Addition | Completed | Residential - re and re gas range | Christopher Sterling
GP-2023-01186 | 2023-04-11 | 3389 PUGET DRIVE, Vancouver, BC V6L 2T6 | Gas Permit | Residential | Renovation | Completed | Residential - HWT re&re | Ferenc Nagy
MP-2023-00361 | 2023-03-13 | 3412 PUGET DRIVE, Vancouver, BC V6L 2T5 | Mechanical Permit | NULL | NULL | Completed | NULL | Junction HVAC/R Ltd
NULL | NULL | 3412 PUGET DRIVE, Vancouver, BC V6L 2T5 | Mechanical Permit | NULL | NULL | Draft | NULL | Lamanden Holdings Ltd
NULL | NULL | 3412 PUGET DRIVE, Vancouver, BC V6L 2T5 | Mechanical Permit | NULL | NULL | Draft | NULL | Lamanden Holdings Ltd
GP-2023-00428 | 2023-02-08 | 3412 PUGET DRIVE, Vancouver, BC V6L 2T5 | Gas Permit | Residential | New | Completed | Residential - Venting and hookup only 1 Fireplace >BP: To construct a 2 storey + basement one-family ($1,045,725.00) with a detached accessory building (garage) ($10,000), at the rear providing 2 parking spaces, having vehicular access from the lane. | REAL LIGHTING & FIREPLACES LTD
SP-2022-02042 | 2022-12-08 | 3412 PUGET DRIVE, Vancouver, BC V6L 2T5 | Sprinkler Permit | Residential | New | Completed | Residential - New sprinkler system >DB: To construct a 2 storey + basement one-family with a detached accessory building (garage), at the rear providing 2 parking spaces, having vehicular access from the lane. 1. No A/C Unit proposed 2. A/C proposed – Exterior component located in rear yard, Interior component located in closet on second floor. 3. Bar sink located in Basement. | Haven Fire Protection Ltd
GP-2022-02965 | 2022-10-03 | 3412 PUGET DRIVE, Vancouver, BC V6L 2T5 | Gas Permit | Residential | New | Completed | Residential - NEW SFD | One Stop Mechanical Ltd
PP-2022-03272 | 2022-09-20 | 3412 PUGET DRIVE, Vancouver, BC V6L 2T5 | Plumbing Permit | Residential | New | Completed | Residential - Plumbing for: >BP: To construct a 2 storey + basement one-family ($1,045,725.00) with a detached accessory building (garage) ($10,000), at the rear providing 2 parking spaces, having vehicular access from the lane. 1. No A/C Unit proposed 2. A/C proposed – Exterior component located in rear yard, Interior component located in closet on second floor. 3. Bar sink located in Basement. 4. Schedule B: (KE JIAN MA ) P.Eng (604-599-8890) Structural 5. Schedule B: (JIAN ZHONG JIN ) P.Eng (604-362-7021) Geotechnical 6. HPO: Residential Builder- (VICTORERIC PREMIUM HOMES LTD.) | One Stop Mechanical Ltd
EP-2022-06100 | 2022-07-22 | 3412 PUGET DRIVE, Vancouver, BC V6L 2T5 | Electrical Permit | Residential | New | Completed | Installation / Repair - Residential - NEW ELECTRICAL WIRING WILL BE INSTALL To construct a 2 storey + basement one-family with a detached accessory building (garage) , at the rear providing 2 parking spaces, having vehicular access from the lane. 1. No A/C Unit proposed 2. A/C proposed – Exterior component located in rear yard, Interior component located in closet on second floor. 3. Bar sink located in Basement. 4. Schedule B: (KE JIAN MA ) P.Eng (604-599-8890) Structural 5. Schedule B: (JIAN ZHONG JIN ) P.Eng (604-362-7021) Geotechnical 6. HPO: Residential Builder- (VICTORERIC PREMIUM HOMES LTD.) | AMJ ELECTRIC SERVICES INC
PP-2022-02571 | 2022-07-22 | 3412 PUGET DRIVE, Vancouver, BC V6L 2T5 | Plumbing Permit | Residential | New | Completed | Residential - One outside sump One outside sump with pump NOTE: Engineering Assurance letter will be submitted to the Plumbing Inspector on the site. Letter shall conform to the requirements of Vancouver Bulletin 2000-008-EL/PL. | East West Excavating 2022 ltd
PP-2023-02951 | 2023-08-21 | 3412 PUGET DRIVE, Vancouver, BC V6L 2T5 | Plumbing Permit | Residential | New | Completed | Residential - 3/4 backflow preventer for lawn irrigation >BP: To construct a 2 storey + basement one-family with a detached accessory building (garage) ($10,000), at the rear providing 2 parking spaces, having vehicular access from the lane. | Yue Jin Qiu
GP-2023-03927 | 2023-12-07 | 3412 PUGET DRIVE, Vancouver, BC V6L 2T5 | Gas Permit | Residential | New | Completed | Residential - Wolf 36" Gas Range >BP: To construct a 2 storey + basement one-family ($1,045,725.00) with a detached accessory building (garage) ($10,000), at the rear providing 2 parking spaces, having vehicular access from the lane. 1. Rev#2: Generator proposed in rear yard 2. A/C proposed – Exterior component located in rear yard, Interior component located in closet on second floor. 3. Bar sink located in Basement. 4. Schedule B: (KE JIAN MA ) P.Eng (604-599-8890) Structural 5. Schedule B: (JIAN ZHONG JIN ) P.Eng (604-362-7021) Geotechnical 6. HPO: Residential Builder- (VICTORERIC PREMIUM HOMES LTD.) | Han Appliances & Refrigeration Ltd
EP-2023-03606 | 2023-05-01 | 845 PRINCESS AVENUE, Vancouver, BC V6A 3E5 | Electrical Permit | Residential | Addition | Completed | Installation / Repair - Residential - New garage wiring. >BP: Exterior alterations to construct a detached 24'x21' accessory building (two-car garage) and to remove the existing shed at the rear of this existing multiple conversion dwelling containing two units, to provide two parking spaces having vehicular access from Princess Avenue. Schedule B, Structural/Geotechnical (temporary and permanent), Jason Hui, 778.319.3403 Note: 1. Rock pit to the satisfaction of the District Building Inspector 2. Contact your District Building Inspector prior to locating formwork | High Watt Electric Ltd
SP-2022-00537 | NULL | 220 PRIOR STREET, Vancouver, BC V6A 2E5 | Sprinkler Permit | Commercial | New | Withdrawn | Commercial - New office tower >BP: To construct a ten-storey mixed-use building containing manufacturing use (main floor & 2nd floor), retail use (main floor) and general office (3rd – 10th floor), all over four levels of underground parking providing a total of 173 parking spaces having vehicular access from the Station St. Separate tenant improvement permits are required for all tenant spaces. This permit has been reviewed under the 2019 Vancouver Building By-law (#12511). Building to be sprinklered to NFPA 13 requirements. The office shell portions of the building are TIPs eligible at the time of construction. STAGED CONSTRUCTION Stage 1 - Excavation and Shoring - issued September 16, 2022 | Sprinkl-Tech Installations Inc
EP-2022-06920 | 2022-08-17 | 220 PRIOR STREET, Vancouver, BC V6A 2E5 | Electrical Permit | Commercial | New | Expired | Temporary Power - Commercial - To provide temporary power. -Renewal of EP-2021-05265 -Valid: July 23, 2022 - July 22, 2023 *Contaminated environmental media may be present Please alert the crews to the potential of encountering contaminated soils while installing the temp power pole >>NOTE: Work authorized by this permit is for placement of a temporary power pole only and does not authorize any site construction and/or excavation. A separate Building Permit will be required prior to commencement of any other work on this site. | Berts Electric (2001) Ltd
GP-2023-01513 | 2023-05-10 | 1385 PARK DRIVE, Vancouver, BC V6P 2K4 | Gas Permit | Residential | Renovation | Completed | Residential - Furnace replacement, American Standard, 80MBH | Maple Furnace Heating & Air Conditioning
GP-2022-00809 | 2022-03-14 | 1389 PARK DRIVE, Vancouver, BC V6P 2K4 | Gas Permit | Residential | Renovation | Completed | Residential - Furnace and hot water heater replacement | Maple Furnace Heating & Air Conditioning
EP-2022-02736 | 2022-04-05 | 1418 PARK DRIVE, Vancouver, BC V6P 2K7 | Electrical Permit | Residential | Addition | Completed | Installation / Repair - Residential - install 50 amp outlet in garage | David R Burke
GP-2023-01236 | 2023-04-15 | 4575 PICTON STREET, Vancouver, BC V5R 3X1 | Gas Permit | Residential | Renovation - Dwelling Unit(s) only | Completed | Residential - TANKLESS REPLACEMENT | CoStar Home Energy Ltd
EP-2023-01804 | 2023-03-06 | 1695 PINE CRESCENT, Vancouver, BC V6J 4J9 | Electrical Permit | Residential | New | Issued | Temporary Power - Residential - To provide temporary power. | Sunrays Electrical Ltd
EP-2022-01274 | 2022-02-17 | 3461 POINT GREY ROAD, Vancouver, BC V6R 1A6 | Electrical Permit | Residential | New | Expired | Temporary Power - Residential - To provide temporary power. | Simon Electric Ltd
EP-2022-00155 | 2022-01-12 | 3461 POINT GREY ROAD, Vancouver, BC V6R 1A6 | Electrical Permit | Residential | New | Issued | Installation / Repair - Residential - NEW HOUSE WIRING >BP: To construct a 2 storey + basement ($844,775) with an attached garage providing 2 parking spaces having vehicular access from the street. 1. No Strata Titling permitted 2. A/C Unit proposed at roof deck on second level. 3. Schedule A: James Wu (604.337.1702) Architectural 4. Schedule B: James Wu (604.337.1702) Architectural 5. Schedule D-1: James Wu (604.337.1702) Architectural 6. Schedule B: J.Eric Karsh, M.Eng, P.Eng, Struct.Eng, FI.Struct.E, ing (604.730.1422) Structural 7. Schedule B: Karim Karimzadegan P.Eng (604.990.0546) Geotechnical 8. BC Housing HPO: M J Ruegamer Construction Ltd. 9. Flood Plain Convenent CA7831940 to CA7831941 registered with the Land Titles and on file October 25th 2019. Note: As per Board of Variance appeal NO. Z35511 heard on June 4th 2019 was ALLOWED thereby relaxing the Building Line regulations with the proposed development located beyond the existing Building Line (North of Point Grey Road) "Combustible projections or roof soffits on an exposing building face shall not project to less than .45m from the property line and shall be in compliance with VBBL 2014 9.10.15.5.(9) The entire building, INCLUDING THE ATTACHED GARAGE (if applicable), to be sprinklered to NFPA 13D. Any alterations or conversions to the attached garage (if applicable) to habitable living space shall not be permitted without first obtaining the approval of the Director of Planning and the Chief Building Official. Thermal protection measures and Laneway house design guidelines shall be required to be met prior to the approval of the conversion. | Simon Electric Ltd
EP-2023-01873 | 2023-03-06 | 3461 POINT GREY ROAD, Vancouver, BC V6R 1A6 | Electrical Permit | Residential | New | Issued | Temporary Power - Residential - To provide temporary power. | Simon Electric Ltd
EP-2023-00780 | 2023-01-30 | 3519 POINT GREY ROAD, Vancouver, BC V6R 1A7 | Electrical Permit | Residential | Renovation | Expired | Temporary Power - Residential - To provide temporary power. | Kuban Electric Ltd
SP-2022-01309 | 2022-08-16 | 3519 POINT GREY ROAD, Vancouver, BC V6R 1A7 | Sprinkler Permit | Residential | New | Issued | Residential - Installation of new fire sprinkler system >To construct a 2 storey + basement one-family dwelling ($950,000.00) with an attached accessory building (garage), at the front providing 1 parking space, having vehicular access from Point Grey Road Note: This is a 2 storey building pursuant to the Zoning and Development By-Law 1- Bar/Sink proposed in basement 2- A/C unit proposed in basement 3- Schedule B: Nick de Ridder P.Eng 604-731-7412) Structural 3- Schedule B: Matt J. Kokan P.Eng (604-439-0922 Geotechnical 3- Schedule B: James KM Cheng Architect (604-873-4333) Architectural 3- Schedule D-1: Lorne Ricketts P.Eng (604-873-1181) 3- Schedule A: James KM Cheng Architect (604-873-4333) 4-HPO: Residential Builder- Murray-Sims Construction Ltd ***Flood plain covenant and slope stability covenant must be registered prior to sheathing inspection. Slope stabilization beyond the building line must be approved by BOV prior to sheathing inspection as well. No work in that area may occur until those three requirements have been met*** Note: This BOV appeal #Z35557 was heard on July 28th, 2020 and was ALLOWED, thereby granting a relaxation of the Zoning and Development By-Law (Section 14.3) for development beyond the Building Line ( on the North side of Point Grey Road) and the proposed development was approved by the Board of Variance as submitted and presented on July 28th, 2020 (Related to Development Application No. DB-2019-02809) ******THIS PERMIT HAS BEEN ISSUED UNDER THE REQUIREMENTS OF VBBL 2014****** | Fire Busters Inc
EP-2022-07657 | 2022-09-14 | 3519 POINT GREY ROAD, Vancouver, BC V6R 1A7 | Electrical Permit | Residential | New | Issued | Installation / Repair - Residential - Low voltage including Security Alarm, CCTV, Structured Wiring, Media Distribution, and Home Automation. COMPLETE SECURITY ALARM SYSTEM. >DB: To construct a 2 storey + basement one-family dwelling with an attached accessory building (garage), at the front providing 1 parking space, having vehicular access from Point Grey Road Note: This is a 2 storey building pursuant to the Zoning and Development By-Law 1- Bar/Sink proposed in basement 2- A/C unit proposed in basement | Moda Smart Home Inc
GP-2022-02308 | 2022-08-08 | 3519 POINT GREY ROAD, Vancouver, BC V6R 1A7 | Gas Permit | Residential | New | Issued | Residential - Installation of 2 gas fireplace - venting and hook up only >BP: To construct a 2 storey + basement one-family dwelling ($950,000.00) with an attached accessory building (garage), at the front providing 1 parking space, having vehicular access from Point Grey Road Note: This is a 2 storey building pursuant to the Zoning and Development By-Law 1- Bar/Sink proposed in basement 2- A/C unit proposed in basement 3- Schedule B: Nick de Ridder P.Eng 604-731-7412) Structural 3- Schedule B: Matt J. Kokan P.Eng (604-439-0922 Geotechnical 3- Schedule B: James KM Cheng Architect (604-873-4333) Architectural 3- Schedule D-1: Lorne Ricketts P.Eng (604-873-1181) 3- Schedule A: James KM Cheng Architect (604-873-4333) 4-HPO: Residential Builder- Murray-Sims Construction Ltd ***Flood plain covenant and slope stability covenant must be registered prior to sheathing inspection. Slope stabilization beyond the building line must be approved by BOV prior to sheathing inspection as well. No work in that area may occur until those three requirements have been met*** Note: This BOV appeal #Z35557 was heard on July 28th, 2020 and was ALLOWED, thereby granting a relaxation of the Zoning and Development By-Law (Section 14.3) for development beyond the Building Line ( on the North side of Point Grey Road) and the proposed development was approved by the Board of Variance as submitted and presented on July 28th, 2020 (Related to Development Application No. DB-2019-02809) ******THIS PERMIT HAS BEEN ISSUED UNDER THE REQUIREMENTS OF VBBL 2014****** | Urban Fireplaces Ltd
GP-2022-03393 | 2022-11-02 | 3519 POINT GREY ROAD, Vancouver, BC V6R 1A7 | Gas Permit | Residential | New | Issued | Residential - 1 FD - Rough in only of cooktop, BBQ and 2 fireplaces >DB: To construct a 2 storey + basement one-family dwelling with an attached accessory building (garage), at the front providing 1 parking space, having vehicular access from Point Grey Road Note: This is a 2 storey building pursuant to the Zoning and Development By-Law 1- Bar/Sink proposed in basement 2- A/C unit proposed in basement AMEND: JUN 19/2023 Addition of 2 BBQ box = 60,000 BTU x2 and 1 fire pit =70,000 BTU | Schmidt Bros Mechanical Ltd
EP-2022-00299 | 2022-01-17 | 3519 POINT GREY ROAD, Vancouver, BC V6R 1A7 | Electrical Permit | Residential | New | Expired | Temporary Power - Residential - To provide temporary power. | Kuban Electric Ltd
GP-2023-02036 | 2023-07-06 | 1038 PENTICTON STREET, Vancouver, BC V5K 0B2 | Gas Permit | Residential | Addition | Completed | Residential - 120,000 BTU High-Efficiency Boiler re/re | HAMZEH GERAMI Dba Nation Heating & Cooling
EP-2022-04251 | 2022-05-24 | 1128 QUEBEC STREET, Vancouver, BC V6A 4E1 | Electrical Permit | Residential | Renovation | Completed | Installation / Repair - Residential - Replace Electrical Wiring From Existing Renovated Kitchen Lights. Replace Installed Loomex With BX Cable >BP: Interior alterations to the 17th floor (suite #1701) of this existing, sprinklered multiple dwelling building to renovate the kitchen area. Scope of work includes alteration to the dropped ceiling and changing of single tube lighting to 6 pot lights. Energy Upgrade Selected: L2 - Appliances - Upgrade to an Energuide/Energy Star Appliance (fridge; dishwasher) | Netek Technology Limited
EP-2023-09554 | NULL | 1128 QUEBEC STREET, Vancouver, BC V6A 4E1 | Electrical Permit | Commercial | Addition | Applicant Revisions | Installation / Repair - Commercial - • Existing common area account to be used to power the new distribution: (1) 120/208-volt 400-amp 3 phase panel, (1) 120/208-volt 400-amp 3 phase panel, and (1) 120/208-volt 200-amp 3 phase panel; • (38) 208-volt 40-amp circuits intended to power charging stations based on a 4 to 1 power sharing configuration. All circuits to be installed and terminated in a junction box to serve 149 applicable parking spaces. | Cielo Electric Ltd
EP-2023-06413 | 2023-07-17 | 768 PRIOR STREET, Vancouver, BC V6A 3Z9 | Electrical Permit | Commercial | Renovation | Completed | Installation / Repair - Commercial - Installation of a Mircom FX-2000 Fire alarm control panel: Replacement of faulty fire alarm control panel. Includes full system verification by a third-party contractor upon completion. No alterations will be done to the existing wiring and all fire alarm connected devices will remain as is. Per: BULLETIN 2018-004-BU/EL. | 0777792 BC Ltd
GP-2022-00039 | 2022-01-11 | 2637 PRINCE ALBERT STREET, Vancouver, BC V5T 3X2 | Gas Permit | Residential | Renovation | Completed | Residential - FURNACE RE/RE | Reliance Comfort Limited Partnership
PP-2023-02529 | 2023-07-17 | 3809 OSLER STREET, Vancouver, BC V6H 2W7 | Plumbing Permit | Residential | New | Completed | Residential - 1FD - 3/4 DCVA backflow preventer for lawn irrigation | Yue Jin Qiu
MP-2023-01381 | 2023-07-28 | 3809 OSLER STREET, Vancouver, BC V6H 2W7 | Mechanical Permit | NULL | NULL | Issued | NULL | Lamanden Holdings Ltd
SP-2023-01155 | 2023-06-28 | 3809 OSLER STREET, Vancouver, BC V6H 2W7 | Sprinkler Permit | Residential | New | Issued | Residential - New sprinkler system >DB: Interior, exterior alterations to convert this existing 2-1/2 storey plus basement one family dwelling to a one family dwelling (no suite) with one at grade surface parking space having vehicular access from Balfour St. (Building protected under First Shaughnessy Heritage Conservation Area) ~ This permit has been issued under VBBL 2019. ~ Entire Building to be sprinklered to NFPA 13D. | Haven Fire Protection Ltd
EP-2022-08641 | 2022-10-12 | 3809 OSLER STREET, Vancouver, BC V6H 2W7 | Electrical Permit | Residential | New | Expired | Temporary Power - Residential - To provide temporary power. | AMJ ELECTRIC SERVICES INC
EP-2022-06467 | 2022-08-04 | 3809 OSLER STREET, Vancouver, BC V6H 2W7 | Electrical Permit | Residential | Renovation | Issued | Installation / Repair - Residential - NEW ELECTRICAL WIRING WILL BE INSTALL >Permit Amendment Oct 17, 2023 -Service upgrade will be done under this permit,service will 200 amps overhead *Document(s) uploaded to "Application Documents" tab for Electrical Inspector review. Documents are at pending status at time of permit amendment approval >BP: Interior, exterior alterations to convert this existing 2-1/2 storey plus basement one family dwelling to a one family dwelling (no suite) with one at grade surface parking space having vehicular access from Balfour St. (Building protected under First Shaughnessy Heritage Conservation Area) Structural Schedule B submitted by Tarek A. El-Amoury, P. Eng. of Tides Consulting Ltd., Tel: 604 336-5080. Development Permit Number DP-2017-01019 and DP-2020-00131 including conditions, plans forming part thereof and the letter of Assurance of Retention of Existing Portions of Buildings are approved under Heritage By-law 10343 and constitute a Heritage Alteration Permit. Notes: ~ This permit has been issued under VBBL 2019. ~ Entire Building to be sprinklered to NFPA 13D. ~ Energy upgrade as per REUP | AMJ ELECTRIC SERVICES INC
PP-2022-02498 | 2022-07-18 | 3809 OSLER STREET, Vancouver, BC V6H 2W7 | Plumbing Permit | Residential | Renovation | Issued | Residential - One outside sump Interior, exterior alterations to convert this existing 2-1/2 storey plus basement one family dwelling to a one family dwelling (no suite) with one at grade surface parking space having vehicular access from Balfour St. (Building protected under First Shaughnessy Heritage Conservation Area) | WEST DEMOLITION SERVICE LTD
PP-2022-02444 | 2022-07-19 | 3809 OSLER STREET, Vancouver, BC V6H 2W7 | Plumbing Permit | Residential | Renovation | Issued | Residential - Plumbing for: >BP: Interior, exterior alterations to convert this existing 2-1/2 storey plus basement one family dwelling to a one family dwelling (no suite) with one at grade surface parking space having vehicular access from Balfour St. (Building protected under First Shaughnessy Heritage Conservation Area) | One Stop Mechanical Ltd
GP-2022-02072 | 2022-07-15 | 3809 OSLER STREET, Vancouver, BC V6H 2W7 | Gas Permit | Residential | New | Issued | Residential - gas appliances >BP: Interior, exterior alterations to convert this existing 2-1/2 storey plus basement one family dwelling to a one family dwelling (no suite) with one at grade surface parking space having vehicular access from Balfour St. (Building protected under First Shaughnessy Heritage Conservation Area) | One Stop Mechanical Ltd
GP-2023-02011 | 2023-07-14 | 4050 OSLER STREET, Vancouver, BC V6H 2W9 | Gas Permit | Residential | Tenant Improvement | Completed | Residential - Replace 1 Boiler | Robert Ellis
MP-2023-01500 | 2023-08-15 | 4230 OSLER STREET, Vancouver, BC V6H 2X5 | Mechanical Permit | NULL | NULL | Issued | NULL | Gandy Installations Ltd
EP-2023-07975 | 2023-09-26 | 4230 OSLER STREET, Vancouver, BC V6H 2X5 | Electrical Permit | Residential | Addition | Issued | Installation / Repair - Residential - Air Handler RE&RE. Replacing the old existing Air Handler with a new Air Handler of the same electrical specs and tonnage. Checked to ensure the proper breaker, wire size, disconnect and whip are up to the current code standards.As well, Heat Pump RE&RE. Replacing the old existing Heat Pump with a new Heat Pump of the same electrical specs and tonnage. Checked to ensure the proper breaker, wire size, disconnect and whip are up to the current code standards. MP-2023-01500 | 0704121 BC Ltd
EP-2023-08659 | 2023-09-25 | 4250 OSLER STREET, Vancouver, BC V6H 2X5 | Electrical Permit | Residential | New | Issued | Temporary Power - Residential - To provide temporary power. | AIGO TECHNOLOGY INC
EP-2023-09099 | 2023-11-28 | 4250 OSLER STREET, Vancouver, BC V6H 2X5 | Electrical Permit | Residential | New | Issued | Installation / Repair - Residential - Building 1 #1-4250 Osler St- Principal Dwelling ) Work Description:a 2 storey + cellar one-family dwelling electrical for service, all outlets, roughing and connection, lighting system, and all electrical equipment connection. In rough in procedure also pre-wire the data and TV communication cables. 2 Electrical Meter system. Main consumer's service: 400A. Main House Service:200A LWH: 150 A >BP: To construct a 2 storey + cellar one-family dwelling ($965,000) with 1 surface parking, having vehicular access from the lane. Note: This Building Permit will remain in a suspended status until the associated (green) Demolition Permit BP-2022-05406 is completed. Note: This is a 2 storey building pursuant to the Zoning and Development By-Law 1- CHBA Net Zero Building 2- Building envelope and environmental separation as per Part 5 design 3- Solar panels proposed on the main house roof 4- Bar/Sink proposed in the cellar 5- External mechanical unit proposed in the rear yard 6- Schedule A: Antony Wang, P.Eng (604-618-6236) 7- Schedule B: Antony Wang, P.Eng (604-618-6236); Structural 8- Schedule B: Heqing Jian, P.Eng (778-987-7461); Geotechnical 9- Schedule B: Min-Wei Chen, P.Eng (604-726-2499); Building Envelope 10- Schedule D-1: Min-Wei Chen, P.Eng (604-726-2499); Building Envelope 11- HPO: Residential Builder – Wesco Living Ltd. 12- The entire building to be sprinklered to NFPA 13D. Addressing Note: Building 1 #1-4250 Osler St - One Family Dwelling (1st & 2nd floor, basement) | AIGO TECHNOLOGY INC
EP-2023-08874 | 2023-10-01 | 4250 OSLER STREET, Vancouver, BC V6H 2X5 | Electrical Permit | Residential | New | Issued | Temporary Power - Residential - To provide temporary power. | AIGO TECHNOLOGY INC
PP-2023-03807 | 2023-10-30 | 4250 OSLER STREET, Vancouver, BC V6H 2X5 | Plumbing Permit | Residential | New | Issued | Residential - Sump | BESTWAY EXCAVATING & DEMOLITION 2008 LTD
GP-2022-03848 | 2022-12-02 | 2642 OXFORD STREET, Vancouver, BC V5K 1N3 | Gas Permit | Residential | Renovation | Completed | Residential - Gas insert fireplace installation | Vaglio Fireplace LTD
EP-2023-00704 | 2023-01-27 | 1756 PANDORA STREET, Vancouver, BC V5L 1M1 | Electrical Permit | Commercial | NULL | Expired | Annual / Operating - Electrical Maintenance of Plant Renewal of Annual Operating permit EP-2022-00655 Valid: January 27, 2023 - January 26, 2024 Amend: Feb 1st, 2023 add the buildings: 1743 Franklin St 1750 Franklin St 1717 E Hastings ST | SPECTRUM ELECTRIC LTD
EP-2024-00624 | 2024-01-31 | 1756 PANDORA STREET, Vancouver, BC V5L 1M1 | Electrical Permit | Commercial | NULL | Issued | Annual / Operating - Electrical Maintenance of Plant Renewal of Annual Operating permit EP-2023-00704 Valid from January 27, 2024 - January 26th 2025 add the buildings: 1743 Franklin St 1750 Franklin St 1717 E Hastings ST | SPECTRUM ELECTRIC LTD
EP-2022-00655 | 2022-01-28 | 1756 PANDORA STREET, Vancouver, BC V5L 1M1 | Electrical Permit | Commercial | NULL | Expired | Annual / Operating - Electrical Maintenance of Plant -Renewal of EP-2021-00770 -Valid: January 27, 2022 - January 26, 2023 | SPECTRUM ELECTRIC LTD
EP-2023-04321 | NULL | 1795 PANDORA STREET, Vancouver, BC V5L 1L8 | Electrical Permit | Commercial | Tenant Improvement | Applicant Revisions | Installation / Repair - Commercial - Running new Feed cables from an Existing Pull Station to add 3 more devices. | Richard Meyer Electrical Services Ltd
PP-2023-01040 | NULL | 1820 PANDORA STREET, Vancouver, BC V5L 1M5 | Plumbing Permit | Commercial | Tenant Improvement | Application Incomplete | Commercial - installation of drains, grease trap, water heater, and water pipe for mobile coffee business | Zappone Plumbing & Heating
PP-2023-04348 | NULL | 1820 PANDORA STREET, Vancouver, BC V5L 1M5 | Plumbing Permit | Commercial | Renovation | Applicant Revisions | Commercial - Installation of commercial kitten area. Installation of sinks, grease traps and new water lines. >BP: Interior alterations to provide tenant improvements to change the use from Clothing Manufacturing to Food or Beverage Products Manufacturing - Class B (commissary kitchen) on the 2nd floor of this existing commercial building on this site. Note to applicant: The services of a structural engineer may be required, based upon site inspection by the District Building Inspector. | Brandon Scoular o/a Scoular Plumbing and Heating
PP-2022-01580 | 2022-05-17 | 1829 PANDORA STREET, Vancouver, BC V5L 1M2 | Plumbing Permit | Commercial | Tenant Improvement | Completed | Commercial - Tenant Improvement project for a new Office. >BP: Interior and exterior alterations and change the use of approximately 7,160 square feet from Bakery Products Manufacturing with Ancillary Office to Work Shop (Group F2; Mechanical Electrical Plumbing Contractor) with ancillary Office and Voluntary Structural S3 Upgrade to this existing 2-storey industrial building. Scope of work includes installation of new foundation and new concrete slab on south side of the building, new corrugated metal cladding at façade, and two new rooftop units and two new gooseneck vents on the roof, removal of east service overhead door, and replacement of northeast exterior exit stairs, south windows and west interior stairs. Sch A, Arch B, Stru B, Mech B, Plmb B, Elec B, & Sch D are submitted. Tenant: Somatic HVAC (Single tenant building) Occupant Load = Max 50 persons ******REVIEWED UNDER THE PROVISIONS OF VBBL 2019******** Building Review Notes: - Occupant load is based on washroom capacity. Permanent signage shall be posed in a conspicuous location. - The alterations is designed in accordance with Part 3. - Skylights shall conform to VBBL 3.3.7.2. - Any structural changes deviated from the issued permit drawing require a revision to this permit. - Exit stair/landing shall not be used as storage or for service as per VBBL 3.4.4.4. - The toilet shall be equipped with a seat lid or other back support as per VBBL 3.8.3.13.(1)(c). | SOMATIC HVAC SOLUTIONS LTD
EP-2022-04658 | 2022-06-07 | 1829 PANDORA STREET, Vancouver, BC V5L 1M2 | Electrical Permit | Commercial | Tenant Improvement | Completed | Installation / Repair - Commercial - Tenant Improvement Relocate electrical distribution new rough wire new lighting >BP: Interior and exterior alterations and change the use of approximately 7,160 square feet from Bakery Products Manufacturing with Ancillary Office to Work Shop (Group F2; Mechanical Electrical Plumbing Contractor) with ancillary Office and Voluntary Structural S3 Upgrade to this existing 2-storey industrial building. Scope of work includes installation of new foundation and new concrete slab on south side of the building, new corrugated metal cladding at façade, and two new rooftop units and two new gooseneck vents on the roof, removal of east service overhead door, and replacement of northeast exterior exit stairs, south windows and west interior stairs. Sch A, Arch B, Stru B, Mech B, Plmb B, Elec B, & Sch D are submitted. Tenant: Somatic HVAC (Single tenant building) Occupant Load = Max 50 persons ******REVIEWED UNDER THE PROVISIONS OF VBBL 2019******** Building Review Notes: - Occupant load is based on washroom capacity. Permanent signage shall be posed in a conspicuous location. - The alterations is designed in accordance with Part 3. - Skylights shall conform to VBBL 3.3.7.2. - Any structural changes deviated from the issued permit drawing require a revision to this permit. - Exit stair/landing shall not be used as storage or for service as per VBBL 3.4.4.4. - The toilet shall be equipped with a seat lid or other back support as per VBBL 3.8.3.13.(1)(c). Amend: Aug 9, 2022 change service selection to Reconnect | SOMATIC HVAC SOLUTIONS LTD
SP-2022-00506 | 2022-05-25 | 1829 PANDORA STREET, Vancouver, BC V5L 1M2 | Sprinkler Permit | Commercial | New | Completed | Commercial - To install a sprinkler system to NFPA 13 2013 throughout this Work Shop (Mechanical Electrical Plumbing Contractor) with ancillary Office a | Five Star Fire Protection Ltd
EP-2024-00084 | 2024-01-04 | 1829 PANDORA STREET, Vancouver, BC V5L 1M2 | Electrical Permit | Commercial | NULL | Issued | Annual / Operating - Annual operating permit - general maintenance and testing Valid January 4th, 2024 until January 3rd, 2025 | Omra Electric Corp
EP-2022-06599 | 2022-08-15 | 1829 PANDORA STREET, Vancouver, BC V5L 1M2 | Electrical Permit | Commercial | New | Completed | Installation / Repair - Commercial - access control, security and cctv >BP: Interior and exterior alterations and change the use of approximately 7,160 square feet from Bakery Products Manufacturing with Ancillary Office to Work Shop (Group F2; Mechanical Electrical Plumbing Contractor) with ancillary Office and Voluntary Structural S3 Upgrade to this existing 2-storey industrial building. Scope of work includes installation of new foundation and new concrete slab on south side of the building, new corrugated metal cladding at façade, and two new rooftop units and two new gooseneck vents on the roof, removal of east service overhead door, and replacement of northeast exterior exit stairs, south windows and west interior stairs. Sch A, Arch B, Stru B, Mech B, Plmb B, Elec B, & Sch D are submitted. Tenant: Somatic HVAC (Single tenant building) Occupant Load = Max 50 persons ******REVIEWED UNDER THE PROVISIONS OF VBBL 2019******** Building Review Notes: - Occupant load is based on washroom capacity. Permanent signage shall be posed in a conspicuous location. - The alterations is designed in accordance with Part 3. - Skylights shall conform to VBBL 3.3.7.2. - Any structural changes deviated from the issued permit drawing require a revision to this permit. - Exit stair/landing shall not be used as storage or for service as per VBBL 3.4.4.4. - The toilet shall be equipped with a seat lid or other back support as per VBBL 3.8.3.13.(1)(c). | Supertech Systems Ltd
PP-2024-00111 | NULL | 3645 PANDORA STREET, Vancouver, BC V5K 1X1 | Plumbing Permit | Residential | Addition | Submitted | Residential - Add clothes washer plumbing to basement | PERFECT GRADE PLUMBING AND HEATING INC
EP-2023-09650 | 2023-11-03 | 3645 PANDORA STREET, Vancouver, BC V5K 1X1 | Electrical Permit | Residential | Renovation | Completed | Installation / Repair - Residential - removal and decommisioning of remaining Knob and tube and rewiring as required >Permit Amendment Nov 23, 2023 -Electrical service upgrade from 100 to 200 amps | Wirechief Electric Ltd
GP-2022-03075 | 2022-10-11 | 908 PARK DRIVE, Vancouver, BC V6P 2J4 | Gas Permit | Residential | Renovation | Completed | Residential - Decommission and remove furnace | Ashton Service Group/Ashton Mechanical Ltd.
EP-2022-04689 | 2022-06-06 | 1058 PARK DRIVE, Vancouver, BC V6P 2J5 | Electrical Permit | Residential | Renovation | Completed | Installation / Repair - Residential - Upgrade overhead service from 100 to 200Amps and rewiring kitchen and washroom | MILKYWAY INDUSTRY LTD
GP-2023-03974 | 2023-12-12 | 1105 PARK DRIVE, Vancouver, BC V6P 2J7 | Gas Permit | Residential | Renovation | Completed | Residential - Installation of 1 gas fireplace - venting and hook up only | Urban Fireplaces Ltd
GP-2023-03136 | 2023-10-19 | 1108 PARK DRIVE, Vancouver, BC V6P 2J8 | Gas Permit | Residential | Tenant Improvement | Completed | Residential - Install furnace | 0704121 BC Ltd
NULL | NULL | 1908 PENTICTON STREET, Vancouver, BC V5M 3B9 | Plumbing Permit | Residential | New | Draft | Residential - Install gravity sump for main house | NULL
PP-2022-00579 | 2022-02-18 | 1908 PENTICTON STREET, Vancouver, BC V5M 3B9 | Plumbing Permit | Residential | New | Completed | Residential - 2FD+2SS - NORTH UNIT - 2608 E 3RD AV - #1 & #2 SOUTH UNIT - 1908 PENTICTON ST - #1 & #2 Sump installation for main house To construct a two-storey two-family dwelling with two secondary suites located in the basement, with a 2 car detached accessory building (garage) with 2 surface parking spaces at the rear, providing a total of 4 parking spaces, having vehicular access from the lane. Note: This is a 2 storey building pursuant to the Zoning and Development By-Law 1. Covenant to be registered at the Land Title Office prior to sheathing inspection 2. A/C units proposed in the front and rear yard | Finest Construction & Renovation Ltd
PP-2022-00660 | 2022-02-25 | 1908 PENTICTON STREET, Vancouver, BC V5M 3B9 | Plumbing Permit | Residential | New | Completed | Residential - 2FD+2SS - NORTH UNIT - 2608 E 3RD AV - #1 & #2 SOUTH UNIT - 1908 PENTICTON ST - #1 & #2 new plumbing work To construct a two-storey two-family dwelling with two secondary suites located in the basement, with a 2 car detached accessory building (garage) with 2 surface parking spaces at the rear, providing a total of 4 parking spaces, having vehicular access from the lane. Note: This is a 2 storey building pursuant to the Zoning and Development By-Law 1. Covenant to be registered at the Land Title Office prior to sheathing inspection 2. A/C units proposed in the front and rear yard | Lucky Five Eight Plumbing & Heating Ltd
GP-2022-02886 | 2022-09-28 | 1908 PENTICTON STREET, Vancouver, BC V5M 3B9 | Gas Permit | Residential | New | Completed | Residential - gas works- -Gas complete installation for all appliance , fire place is piping only >BP: To construct a two-storey two-family dwelling with two secondary suites ($997,230.00) located in the basement, with a 2 car detached accessory building (garage) with 2 surface parking spaces at the rear, providing a total of 4 parking spaces, having vehicular access from the lane. | Lucky Five Eight Plumbing & Heating Ltd
EP-2022-08874 | 2022-10-19 | 1908 PENTICTON STREET, Vancouver, BC V5M 3B9 | Electrical Permit | Residential | New | Expired | Temporary Power - Residential - TEMPORARY POWER POLE - RENEWAL VALID: OCT 14/2022 TO OCT 13/2023 EXPIRED PERMIT: EP-2021-07653 To provide temporary power. renewal | Vanstar Electric Ltd
SP-2022-00986 | 2022-06-17 | 1908 PENTICTON STREET, Vancouver, BC V5M 3B9 | Sprinkler Permit | Residential | New | Completed | Residential - new duplex >To construct a two-storey two-family dwelling with two secondary suites ($997,230.00) located in the basement, with a 2 car detached accessory building (garage) with 2 surface parking spaces at the rear, providing a total of 4 parking spaces, having vehicular access from the lane. Note: This Building Permit will remain in a suspended status until the associated (green) Demolition Permit BP-2021-03131 is completed. Note: This is a 2 storey building pursuant to the Zoning and Development By-Law 1. Covenant to be registered at the Land Title Office prior to sheathing inspection 2. A/C units proposed in the front and rear yard 3. Schedule B: Antony Wang, P.Eng (604-618-6236) Structural & Geotechnical 4.HPO: Residential Builder - Golden Chateau Building Materials Inc ******THIS PERMIT HAS BEEN ISSUED UNDER THE REQUIREMENTS OF VBBL #12511 (2019)****** | Yu Fire Protection Inc.
EP-2022-07043 | 2022-08-23 | 1908 PENTICTON STREET, Vancouver, BC V5M 3B9 | Electrical Permit | Residential | New | Completed | Installation / Repair - Residential - TV/Data/Tel, intercom, complete security alarm installation >BP: To construct a two-storey two-family dwelling with two secondary suites ($997,230.00) located in the basement, with a 2 car detached accessory building (garage) with 2 surface parking spaces at the rear, providing a total of 4 parking spaces, having vehicular access from the lane. Note: This Building Permit will remain in a suspended status until the associated (green) Demolition Permit BP-2021-03131 is completed. Note: This is a 2 storey building pursuant to the Zoning and Development By-Law 1. Covenant to be registered at the Land Title Office prior to sheathing inspection 2. A/C units proposed in the front and rear yard 3. Schedule B: Antony Wang, P.Eng (604-618-6236) Structural & Geotechnical 4.HPO: Residential Builder - Golden Chateau Building Materials Inc ******THIS PERMIT HAS BEEN ISSUED UNDER THE REQUIREMENTS OF VBBL #12511 (2019)****** | Anmi Technology Corp.
EP-2022-07439 | 2022-09-26 | 1908 PENTICTON STREET, Vancouver, BC V5M 3B9 | Electrical Permit | Residential | New | Completed | Installation / Repair - Residential - New wiring for: >BP:To construct a two-storey two-family dwelling with two secondary suites ($997,230.00) located in the basement, with a 2 car detached accessory building (garage) with 2 surface parking spaces at the rear, providing a total of 4 parking spaces, having vehicular access from the lane. >There is only one service with two meter sockets for this duplex. The demand is 46245w, equals 193A at 240v. we choose 200A service entrance. Amend: Apr 4th, 2023 the main service has been changed to 400A, with two 150A panels for this duplex -refer to load calculation uploaded before. | Vanstar Electric Ltd
PP-2022-00028 | 2022-01-07 | 2605 PENTICTON STREET, Vancouver, BC V5M 3C3 | Plumbing Permit | Residential | New | Completed | Residential - New water line and drainage To construct a 2 storey laneway house building with an open parking pad providing 1 parking space having vehicular access from the lane | Sun Light Plumbing And Heating Ltd
EP-2022-02362 | 2022-03-25 | 2605 PENTICTON STREET, Vancouver, BC V5M 3C3 | Electrical Permit | Residential | New | Completed | Installation / Repair - Residential - service change and upgrade from 100A to 125A for main house | R.J.L. Electrical Contractor Ltd
EP-2023-02728 | 2023-04-14 | 3050 PENTICTON STREET, Vancouver, BC V5M 4W2 | Electrical Permit | Commercial | Renovation | Issued | Installation / Repair - Commercial - Wiring for new Air Conditioning system and adding a sub panel for A/C loads (no changes to service). -There will be 36 new split units wall mounted on the exterior of the building. The load details are attached/uploaded. | Wespac Electrical Contractor Ltd
NULL | NULL | 3050 PENTICTON STREET, Vancouver, BC V5M 4W2 | Mechanical Permit | NULL | NULL | Draft | NULL | MEC Mechanical Inc
EP-2022-00626 | 2022-01-27 | 3107 PENTICTON STREET, Vancouver, BC V5M 3C6 | Electrical Permit | Residential | New | Expired | Temporary Power - Residential - To provide temporary power. | Apaar Electrical Ltd
GP-2023-00548 | 2023-02-16 | 3107 PENTICTON STREET, Vancouver, BC V5M 3C6 | Gas Permit | Residential | New | Completed | Residential - 2 Ranges, 2 BBQ's & 2 Boilers gas piping only >BP: To construct a 2 storey + basement one-family dwelling with two lock off units ($839,000) located in the basement with a detached accessory building (garage), at the rear providing 2 parking spaces, having vehicular access from the lane. | Easyway Plumbing & Heating Ltd
SP-2023-00334 | 2023-02-27 | 3107 PENTICTON STREET, Vancouver, BC V5M 3C6 | Sprinkler Permit | Residential | New | Completed | Residential - 2FD+2LO - new home >DB: To construct a 2 storey + basement one-family dwelling with two lock off units located in the basement with a detached accessory building (garage), at the rear providing 2 parking spaces, having vehicular access from the lane. Note: Covenant to be registered prior to sheathing inspection. 1- No strata titling permitted 2- No Bar sink proposed 3- A/C units proposed in rear yard | SBMS Construction Ltd
EP-2023-01706 | 2023-03-01 | 3107 PENTICTON STREET, Vancouver, BC V5M 3C6 | Electrical Permit | Residential | New | Completed | Installation / Repair - Residential - Low voltage rough & finish for data, cable, alarm, doorbell & CCTV. >BP: To construct a 2 storey + basement one-family dwelling with two lock off units ($839,000) located in the basement with a detached accessory building (garage), at the rear providing 2 parking spaces, having vehicular access from the lane. Note: Covenant to be registered prior to sheathing inspection. 1- No strata titling permitted 2- No Bar sink proposed 3- A/C units proposed in rear yard 4- Schedule B: Xue Li Chen P.Eng (778.235.5447) Architectural, Structural, & Geotechnical 5- HPO: Residential Builder - Orchid Homes Ltd ******THIS PERMIT HAS BEEN ISSUED UNDER THE REQUIREMENTS OF VBBL #12511 (2019)****** | Paratech Integrated Systems Ltd
PP-2022-03129 | 2022-09-08 | 3107 PENTICTON STREET, Vancouver, BC V5M 3C6 | Plumbing Permit | Residential | New | Completed | Residential - 2FD+2LO's - One outside sump | East West Excavating 2022 ltd
PP-2022-04193 | 2022-11-22 | 3107 PENTICTON STREET, Vancouver, BC V5M 3C6 | Plumbing Permit | Residential | New | Completed | Residential - Plumbing Rough in Finshing >BP: To construct a 2 storey + basement one-family dwelling with two lock off units ($839,000) located in the basement with a detached accessory building (garage), at the rear providing 2 parking spaces, having vehicular access from the lane. Note: Covenant to be registered prior to sheathing inspection. 1- No strata titling permitted 2- No Bar sink proposed 3- A/C units proposed in rear yard 4- Schedule B: Xue Li Chen P.Eng (778.235.5447) Architectural, Structural, & Geotechnical 5- HPO: Residential Builder - Orchid Homes Ltd ******THIS PERMIT HAS BEEN ISSUED UNDER THE REQUIREMENTS OF VBBL #12511 (2019)****** | Sun Star Plumbing & Heating Ltd
EP-2022-10468 | 2022-12-20 | 3107 PENTICTON STREET, Vancouver, BC V5M 3C6 | Electrical Permit | Residential | New | Completed | Installation / Repair - Residential - Rough wire and finishing of duplex >BP: To construct a 2 story + basement two-family dwelling with two lock off units located in the basement with a detached accessory building (garage), at the rear providing 2 parking spaces, having vehicular access from the lane. Note: Covenant to be registered prior to sheathing inspection. 1- No strata titling permitted 2- No Bar sink proposed 3- A/C units proposed in rear yard 4- Schedule B: Xue Li Chen P.Eng (778.235.5447) Architectural, Structural, & Geotechnical 5- HPO: Residential Builder - Orchid Homes Ltd | Hayat Electrical Ltd
MP-2022-00741 | 2022-12-23 | 3107 PENTICTON STREET, Vancouver, BC V5M 3C6 | Mechanical Permit | NULL | NULL | Completed | NULL | Sun Star Plumbing & Heating Ltd
EP-2023-02640 | 2023-04-11 | 3325 PENTICTON STREET, Vancouver, BC V5M 3C8 | Electrical Permit | Residential | Renovation | Completed | Installation / Repair - Residential - Dedicated circuit for heat pump *MP-2023-00508 | Pacific Star Electric Inc
MP-2023-00508 | 2023-03-28 | 3325 PENTICTON STREET, Vancouver, BC V5M 3C8 | Mechanical Permit | NULL | NULL | Completed | NULL | Thomson Industries Ltd
GP-2023-01062 | 2023-03-28 | 3325 PENTICTON STREET, Vancouver, BC V5M 3C8 | Gas Permit | Residential | Renovation | Completed | Residential - re re furnace | Thomson Industries Ltd
EP-2023-05056 | 2023-06-08 | 3767 PENTICTON STREET, Vancouver, BC V5M 4H2 | Electrical Permit | Residential | Renovation | Completed | Installation / Repair - Residential - Prep to Relocate existing meter base from private pole to new garage out building next year. Install coreline in foundation wall for lights and powered gate -At this point in time there will be no changes to the service >BP: To construct a detached 12.375' x 24' accessory building (garage) at the rear of the existing one family dwelling site having vehicular access from the rear lane and to construct a wall as fencing around the northeast corner of the site. Scope of work includes tying the garage drainage into the house. Ok for SIPS per D. Langevin - Feb 6/23 Notes: - Drainage to the satisfaction of the DBI. - Schedule B, Structural, Billy Xu, P. Eng, 604-534-2118. | Norsemen Electric Company Incorporated
PP-2023-03198 | 2023-09-11 | 3767 PENTICTON STREET, Vancouver, BC V5M 4H2 | Plumbing Permit | Residential | New | Issued | Residential - garage gravity sump rock pit/gravel pit | J & R Excavation & Demolition Ltd.
GP-2022-01182 | 2022-04-14 | 3925 PENTICTON STREET, Vancouver, BC V5R 1X7 | Gas Permit | Residential | Addition | Completed | Residential - re and re hwt | Christopher Sterling
NULL | NULL | 3106 POINT GREY ROAD, Vancouver, BC V6K 1B2 | Gas Permit | Residential | Renovation | Withdrawn | Residential - hot water tank | Drips & Drains Plumbing and Heating Ltd
PP-2023-01738 | 2023-05-17 | 3106 POINT GREY ROAD, Vancouver, BC V6K 1B2 | Plumbing Permit | Residential | Renovation | Issued | Residential - 2 powder rooms, 1 bath and 1 kitchen | Drips & Drains Plumbing and Heating Ltd
EP-2023-03486 | 2023-04-27 | 3106 POINT GREY ROAD, Vancouver, BC V6K 1B2 | Electrical Permit | Residential | Tenant Improvement | Completed | Installation / Repair - Residential - RE & RE electrical because of Knob & Tube, upgrade service from 100A - 200A, @120/240V 1P, add electric baseboard heat. | Newma Power Systems Inc
GP-2023-03346 | 2023-11-02 | 3109 POINT GREY ROAD, Vancouver, BC V6K 1B3 | Gas Permit | Residential | Tenant Improvement | Completed | Residential - replaced hot water tank | Campbell Care Plumbing, Heating & Air Ltd.
EP-2022-05962 | 2022-07-15 | 2648 PRINCE ALBERT STREET, Vancouver, BC V5T 3X3 | Electrical Permit | Residential | Renovation | Completed | Installation / Repair - Residential - Service upgrade from 100-200a New mast, meter base, main panel and conduits between | Hugh Ian Dercole
GP-2022-01371 | 2022-05-04 | 2746 PRINCE ALBERT STREET, Vancouver, BC V5T 3X4 | Gas Permit | Residential | New | Completed | Residential - Venting and hook up only | ORAY FIREPLACES LTD
NULL | NULL | 2746 PRINCE ALBERT STREET, Vancouver, BC V5T 3X4 | Electrical Permit | Residential | New | Withdrawn | Installation / Repair - Residential - Wiring and finishing of extra low voltage | Creative Security Solutions Ltd
GP-2022-00399 | 2022-02-08 | 2746 PRINCE ALBERT STREET, Vancouver, BC V5T 3X4 | Gas Permit | Residential | New | Completed | Residential - to install 2746 prince albert st. 1boiler 1 range 1 bbq 1 fireplace 803 e12 ave. 1 boiler 1 range 1 bbq 1 fireplace | Symbolistic Heating Ltd
MP-2023-01996 | 2023-11-07 | 2833 PRINCE ALBERT STREET, Vancouver, BC V5T 3X5 | Mechanical Permit | NULL | NULL | Completed | NULL | JJ&A Mechanical LTD
EP-2023-10078 | 2023-11-27 | 2833 PRINCE ALBERT STREET, Vancouver, BC V5T 3X5 | Electrical Permit | Residential | Addition | Completed | Installation / Repair - Residential - 30A heat pump installation. MP-2023-01996 | Bros Electric Ltd
EP-2022-01537 | 2022-03-01 | 1516 POWELL STREET, Vancouver, BC V5L 1H3 | Electrical Permit | Residential | Renovation | Issued | Installation / Repair - Residential - Fire Panel Upgrade. The fire alarm panel (x1) was found to require replacement, as the charger is unable to be repaired. We are installing a new Mircom FA-1008KADS unit. Note: This permit has been issued based on Bulletin 2018-004-BU/EL. | Cobing Building Solutions Ltd
EP-2022-09928 | 2022-11-28 | 1870 PANDORA STREET, Vancouver, BC V5L 1M5 | Electrical Permit | Commercial | Renovation | Completed | Installation / Repair - Commercial - install new additional track lights, Exit signs, switches and receptacles as needed for tenant - Existing T-bar grid will be used to Run new wiring and install the track lighting. This is going to be used for an art studio. Their is already existing lighting that is not being touched that will provide the general lighting. Each new piece of track light will get its own switch and the additional lighting is only to be used when artist in the area is either working on a piece or showing it off. | KMP Electric Ltd
GP-2023-03096 | 2023-10-17 | 2088 PANDORA STREET, Vancouver, BC V5L 1N2 | Gas Permit | Residential | Renovation | Completed | Residential - hwt re&re | Ferenc Nagy
EP-2022-04944 | 2022-06-13 | 2131 PANDORA STREET, Vancouver, BC V5L 1N4 | Electrical Permit | Commercial | Addition | Completed | Installation / Repair - Commercial - Installation of ULC Fire Monitoring equipment for the fire panel on site | Price's Alarm Systems Ltd.
EP-2022-00973 | 2022-02-08 | 2150 PANDORA STREET, Vancouver, BC V5L 1N5 | Electrical Permit | Commercial | Renovation | Completed | Installation / Repair - Commercial - Replace 60 amp main disconnect switch in suite #206 | AG Electric and Alarm Monitoring Co Ltd
EP-2022-00410 | 2022-02-08 | 2150 PANDORA STREET, Vancouver, BC V5L 1N5 | Electrical Permit | Commercial | Renovation | Completed | Installation / Repair - Commercial - Replacing 3 phase, burnt 200 amp disconnect switch in the electrical room. | AG Electric and Alarm Monitoring Co Ltd
GP-2023-01930 | 2023-06-26 | 3538 PINE CRESCENT, Vancouver, BC V6J 4J8 | Gas Permit | Residential | Renovation | Completed | Residential - Removal & replacement of boiler | Pioneer Plumbing & Heating Inc
EP-2021-09552 | 2022-02-15 | 3738 PINE CRESCENT, Vancouver, BC V6J 4K3 | Electrical Permit | Residential | Renovation | Cancelled | Installation / Repair - Residential - Hot tub install in back yard -We can run the cable from 200 amp panel through basement area and out to hot tub. Home has a 200 amp service, 240 volt single phase. #4 ground, 250 mcm wire . | Shield Electric Ltd
GP-2022-00216 | 2022-01-24 | 3990 PINE CRESCENT, Vancouver, BC V6J 4K5 | Gas Permit | Residential | Tenant Improvement | Completed | Residential - Boiler Replacement | Wah Fai Plumbing & Heating Inc
GP-2022-02731 | 2022-09-13 | 4149 PINE CRESCENT, Vancouver, BC V6J 4K8 | Gas Permit | Residential | Renovation | Completed | Residential - Installation of Gas Hot Water Tank and Furnace. | Drips & Drains Plumbing and Heating Ltd
PP-2022-03307 | 2022-09-21 | 4164 PINE CRESCENT, Vancouver, BC V6J 4K7 | Plumbing Permit | Residential | New | Issued | Residential - Sump Amended : Sept 26,2022 - Changed address from 4182 Pine Crescent to 4164 Pine Crescent. | BESTWAY EXCAVATING & DEMOLITION 2008 LTD
EP-2022-04194 | 2022-05-19 | 4164 PINE CRESCENT, Vancouver, BC V6J 4K7 | Electrical Permit | Residential | New | Expired | Temporary Power - Residential - To provide temporary power. | Torro Electric Ltd
GP-2023-03589 | 2023-11-17 | 4288 PINE CRESCENT, Vancouver, BC V6J 4K7 | Gas Permit | Residential | Renovation | Completed | Residential - Replace gas boiler | BNA Systems Inc and/or Kirkland Metal Shop Ltd
EP-2023-07240 | 2023-10-05 | 23 PEVERIL AVENUE, Vancouver, BC | Electrical Permit | Residential | Renovation | Completed | Installation / Repair - Residential - To upgrade laneway house panel and to install a tesla car charger. -The existing service is 200A, two meters, one for the main house and one for the Laneway house. The service does'nt need to increase. Only the laneway house panel needs to increase to 125A. There will be a 40A /240V installed for the tesla car charger | JIU DING ELECTRIC LTD
GP-2023-01184 | 2023-04-10 | 4205 PENTICTON STREET, Vancouver, BC V5R 1Y2 | Gas Permit | Residential | Addition | Completed | Residential - Furnace re/re 70,000 BTU | HAMZEH GERAMI Dba Nation Heating & Cooling
EP-2023-07592 | 2023-08-28 | 1712 POWELL STREET, Vancouver, BC V5L 1H7 | Electrical Permit | Commercial | Addition | Issued | Installation / Repair - Commercial - Install 12 gauge wire and 20 amp breakers, 2 pole x 2 breakers for AC mini split NO MECHANICAL PERMIT AT THIS TIME | High Mark Electrical and Mechanical Ltd
GP-2022-01173 | 2022-04-13 | 5040 PRINCE ALBERT STREET, Vancouver, BC V5W 3C6 | Gas Permit | Residential | Renovation - Dwelling Unit(s) only | Completed | Residential - Installing furnace | Reid Brothers Plumbing & Heating Ltd
EP-2022-01723 | 2022-07-14 | 5040 PRINCE ALBERT STREET, Vancouver, BC V5W 3C6 | Electrical Permit | Residential | Addition | Completed | Installation / Repair - Residential - Service Upgrade & Hot tub installation O/H 100A Service Upgrade to 200A Dip Service - relocated to private pole on property / underground | Kybe Electrical Contracting Ltd
EP-2022-05330 | NULL | 5650 OSLER STREET, Vancouver, BC V6M 2W9 | Electrical Permit | Commercial | Addition | Applicant Revisions | Installation / Repair - Commercial - Supply and install new ductless split heat pump system - Panel is 400 amp, 120V - 208V, 3 phase. Calculated load is 310.5 amps. | Duke Refrigeration & HVAC Ltd
EP-2023-07779 | 2023-08-30 | 2255 PANDORA STREET, Vancouver, BC V5L 1N7 | Electrical Permit | Commercial | Tenant Improvement | Issued | Installation / Repair - Commercial - BC Hydro has to re install a Meter that was pulled for a customer that did not pay his bill. In order for them to re install the Meter they require an inspection from the City. | Torro Electric Ltd
GP-2023-03504 | 2023-11-11 | 2461 PANDORA STREET, Vancouver, BC V5K 1V5 | Gas Permit | Residential | Addition | Completed | Residential - TO INSTALL 1 FURNACE | BC Care Heating Services Ltd
EP-2023-09637 | 2023-11-03 | 2491 PANDORA STREET, Vancouver, BC V5K 1V5 | Electrical Permit | Residential | Renovation | Issued | Installation / Repair - Residential - Upgrade service from 100 amp to 200 amp >Permit Amendment Feb 01, 2024 -Work Description + Installation Details: Amended ¦ -"Add wiring of heat pump to permit. No additional costs" -Document Review: Rejected ¦ -"Heat pump specs + load calculation" ¦ -Document(s) uploaded to "Application Documents" tab for Electrical Inspector review. Electrical contractor to request an electrical inspection online for the District Electrical Inspector to review document(s): https://plposweb.vancouver.ca/Public/Login.aspx ¦ Include "Document review only" in the requestor comments | Mountain Point Electrical Inc.
PP-2023-03653 | 2023-11-02 | 2509 PANDORA STREET, Vancouver, BC V5K 1V7 | Plumbing Permit | Residential | Renovation | Completed | Residential - Alteration to existing bathroom group. New bathtub and shower valve Add washer /dryer drain Case File CF-2023-009054: >BP: Interior alterations to provide improvements to the upper floor of this existing single detached dwelling with secondary suite building on this site. Scope of work includes relocating an existing washroom to another portion of the upper floor, adding a laundry closet, and the creation of a bedroom. | James Wilson
EP-2023-09362 | 2023-10-27 | 2509 PANDORA STREET, Vancouver, BC V5K 1V7 | Electrical Permit | Residential | Renovation | Completed | Installation / Repair - Residential - Renovation -Labelling of panel pot lights and light fixture re/re washer and dryer decommissioning receptacles and outlets CF-2023-009054 >BP: Interior alterations to provide improvements to the upper floor of this existing single detached dwelling with secondary suite building on this site. Scope of work includes relocating an existing washroom to another portion of the upper floor, adding a laundry closet, and the creation of a bedroom. OK for Field Review per W. Wong 09/13/2023 WWOP: CF-2023-009054 This building is not sprinklered Side yards are existing non-conforming. No exterior work proposed. This permit is for alterations as shown in plans only. Any unauthorized work on this site, existing or otherwise, is neither recognized nor approved and may be subject to enforcement action. | Canadian Electrical Services Ltd
EP-2022-06671 | 2022-08-22 | 2540 PANDORA STREET, Vancouver, BC V5K 1V8 | Electrical Permit | Residential | Addition | Completed | Installation / Repair - Residential - Ugrade to a 200 amp service and run a wire to the hot tub including spa pack. -location for the hot tub is new and 30 ft away from new panel location in back yard. -The hot tub wiring is all above ground | First Class Electric Ltd
NULL | NULL | 2540 PANDORA STREET, Vancouver, BC V5K 1V8 | Electrical Permit | Residential | Renovation | Draft | Installation / Repair - Residential - Upgrade service to 200 amp with all new equipment. Run a wire to the hottub | NULL
GP-2022-02160 | 2022-07-22 | 2556 PANDORA STREET, Vancouver, BC V5K 1V8 | Gas Permit | Residential | Tenant Improvement | Completed | Residential - Furnace & Hot Water Tank Replacement. | Wah Fai Plumbing & Heating Inc
GP-2023-04055 | 2023-12-15 | 1850 PARKER STREET, Vancouver, BC V5L 2K9 | Gas Permit | Residential | Renovation | Issued | Residential - replace gas furnace | BNA Systems Inc and/or Kirkland Metal Shop Ltd
PP-2022-00021 | 2022-01-05 | 1869 PARKER STREET, Vancouver, BC V5L 2L1 | Plumbing Permit | Residential | New | Completed | Residential - 4" sanitary sewer 40 meters of water service pipe 1 floor drain 1 trap primer To construct a detached 30' by 23.5' accessory building (garage with bicycle storage) at the rear of this existing multiple conversion dwelling site to provide 2 parking space having vehicular access from the lane. | DISPATCH PLUMBING INC
EP-2022-00992 | 2022-02-14 | 1869 PARKER STREET, Vancouver, BC V5L 2L1 | Electrical Permit | Residential | Addition | Completed | Installation / Repair - Residential - Electrical for new garage -Class 2 fan heaters 240V 15 anp >BP: To construct a detached 30' by 23.5' accessory building (garage with bicycle storage) at the rear of this existing multiple conversion dwelling site to provide 2 parking space having vehicular access from the lane. OK for SIPS per W.Wong, May 27, 2021 | Steve Wakabayashi
PP-2024-00194 | 2024-01-30 | 3422 PANDORA STREET, Vancouver, BC V5K 1W8 | Plumbing Permit | Residential | New | Issued | Residential - 2FD+SS - FRONT - 3422 PANDORA ST BACK - 3424 PANDORA ST - #1 & #2 New house plumbing >DB: To construct a 2 storey duplex with a secondary suite located in the Basement with a detached accessory building (garage) and 1 open parking at the rear providing 3 parking spaces, having vehicular access from the lane. Note: The entire building, INCLUDING THE ATTACHED GARAGE (if applicable), to be sprinklered to 2 x NFPA 13D 1. Covenant registered at the Land Title Office under CB503629 2. Mechanical unit proposed – Exterior component located in front and rear yard. Note: This is a 2 storey building pursuant to the Zoning and Development By-Law ***This permit is issued under the VBBL 2019 *** | GAHEER Bros Mechanical Ltd
PP-2023-03874 | 2023-11-03 | 3422 PANDORA STREET, Vancouver, BC V5K 1W8 | Plumbing Permit | Residential | New | Issued | Residential - two out side sumps with out pump | JVT EXCAVATING & DEMOLITION LTD
EP-2023-02158 | 2023-03-13 | 3422 PANDORA STREET, Vancouver, BC V5K 1W8 | Electrical Permit | Residential | New | Issued | Temporary Power - Residential - To provide temporary power. | E G ELECTRICAL LTD.
EP-2023-05343 | 2023-06-14 | 3435 PANDORA STREET, Vancouver, BC V5K 1W7 | Electrical Permit | Residential | New | Issued | Temporary Power - Residential - To provide temporary power. | H.L. ELECTRICAL LTD
EP-2023-08994 | NULL | 3435 PANDORA STREET, Vancouver, BC V5K 1W7 | Electrical Permit | Residential | New | Withdrawn | Installation / Repair - Residential - Security alarm, tv cables, internet cables and door chime >BP: To construct a two-storey two-family dwelling with two secondary suites located in the basement, with a detached accessory building (garage) and open parking pad at the rear providing 4 parking spaces, having vehicular access from the lane. Note: This is a 2.5 storey building pursuant to the Zoning and Development By-Law 1. Covenant registered at the Land Title Office under CB758433-CB758434 2. External mechanical units proposed in rear yard 3. Schedule B: Beerinder Sidhu M.Eng. P.Eng. (604-339-0034) Structural & Geotechnical 4. HPO: 1052386 B.C. Ltd Combustible projections or roof soffits on an exposing building face shall not project to less than .45m from the property line and shall be in compliance with VBBL 2019 9.10.15.5.(9) The entire building, to be sprinklered to 2 x NFPA 13D. | A B L SECURITY SYSTEMS LTD.
GP-2023-03033 | 2023-10-13 | 3435 PANDORA STREET, Vancouver, BC V5K 1W7 | Gas Permit | Residential | New | Issued | Residential - 4 Ranges & 2 BBQ's gas piping >BP: To construct a two-storey two-family dwelling with two secondary suites located in the basement, with a detached accessory building (garage) and open parking pad at the rear providing 4 parking spaces, having vehicular access from the lane. | Easyway Plumbing & Heating Ltd
EP-2023-09242 | 2023-10-13 | 3435 PANDORA STREET, Vancouver, BC V5K 1W7 | Electrical Permit | Residential | New | Issued | Installation / Repair - Residential - Wiring and finishing of extra low voltage. >BP: To construct a two-storey two-family dwelling with two secondary suites located in the basement, with a detached accessory building (garage) and open parking pad at the rear providing 4 parking spaces, having vehicular access from the lane. Note: This is a 2.5 storey building pursuant to the Zoning and Development By-Law 1. Covenant registered at the Land Title Office under CB758433-CB758434 2. External mechanical units proposed in rear yard 3. Schedule B: Beerinder Sidhu M.Eng. P.Eng. (604-339-0034) Structural & Geotechnical 4. HPO: 1052386 B.C. Ltd The entire building, to be sprinklered to 2 x NFPA 13D. | Creative Security Solutions Ltd
PP-2023-03026 | 2023-08-25 | 3435 PANDORA STREET, Vancouver, BC V5K 1W7 | Plumbing Permit | Residential | New | Issued | Residential - one sump without pump | Bhullar Excavating and Demolition
PP-2023-03299 | 2023-09-15 | 3435 PANDORA STREET, Vancouver, BC V5K 1W7 | Plumbing Permit | Residential | New | Issued | Residential - 2FD+2SS - WEST - 3435 PANDORA ST - #1 & #2 EAST - 3437 PANDOERA ST - #1 & #2 plumbing >DB: To construct a two-storey two-family dwelling with two secondary suites located in the basement, with a detached accessory building (garage) and open parking pad at the rear providing 4 parking spaces, having vehicular access from the lane. Note: This is a 2.5 storey building pursuant to the Zoning and Development By-Law 1. Covenant registered at the Land Title Office under CB758433-CB758434 2. External mechanical units proposed in rear yard ***This permit is issued under the VBBL 2019, with updated energy requirements as per bylaw # 12997 effective Jan 01, 2022.*** The entire building, to be sprinklered to 2 x NFPA 13D. | Easyway Plumbing & Heating Ltd
EP-2023-08678 | 2023-10-13 | 3435 PANDORA STREET, Vancouver, BC V5K 1W7 | Electrical Permit | Residential | New | Issued | Installation / Repair - Residential - ¦ 2FD + 2SS- 2 X 200A SERVICES ¦ 2x200 amp main service 200 amp for each unit, all wiring and finishing *An approved mechanical permit is required for the installation of air conditioning or heat pump unit at the time of installation before an electrical inspection will be performed >BP: To construct a two-storey two-family dwelling with two secondary suites located in the basement, with a detached accessory building (garage) and open parking pad at the rear providing 4 parking spaces, having vehicular access from the lane. Note: This is a 2.5 storey building pursuant to the Zoning and Development By-Law 1. Covenant registered at the Land Title Office under CB758433-CB758434 2. External mechanical units proposed in rear yard 3. Schedule B: Beerinder Sidhu M.Eng. P.Eng. (604-339-0034) Structural & Geotechnical 4. HPO: 1052386 B.C. Ltd | H.L. ELECTRICAL LTD
SP-2023-01801 | 2023-09-28 | 3435 PANDORA STREET, Vancouver, BC V5K 1W7 | Sprinkler Permit | Residential | New | Issued | Residential - DUPLEX WITH NEW SPRINKLERS -The entire building, to be sprinklered to 2 x NFPA 13D. >BP: To construct a two-storey two-family dwelling with two secondary suites located in the basement, with a detached accessory building (garage) and open parking pad at the rear providing 4 parking spaces, having vehicular access from the lane. Note: This is a 2.5 storey building pursuant to the Zoning and Development By-Law 1. Covenant registered at the Land Title Office under CB758433-CB758434 2. External mechanical units proposed in rear yard 3. Schedule B: Beerinder Sidhu M.Eng. P.Eng. (604-339-0034) Structural & Geotechnical 4. HPO: 1052386 B.C. Ltd | BC Fire Sprinklers Ltd
MP-2023-01734 | 2023-09-22 | 3435 PANDORA STREET, Vancouver, BC V5K 1W7 | Mechanical Permit | NULL | NULL | Issued | NULL | Easyway Plumbing & Heating Ltd
EP-2023-08528 | 2023-09-26 | 3438 PANDORA STREET, Vancouver, BC V5K 1W8 | Electrical Permit | Residential | Renovation - Dwelling Unit(s) only | Completed | Installation / Repair - Residential - We will be adding a circuit for a heat pump -reference: MP-2023-00440 | Douglas Millington o/a Moose Electric
MP-2023-00440 | 2023-03-22 | 3438 PANDORA STREET, Vancouver, BC V5K 1W8 | Mechanical Permit | NULL | NULL | Issued | NULL | Ashton Service Group/Ashton Mechanical Ltd.
GP-2023-00485 | 2023-02-09 | 3438 PANDORA STREET, Vancouver, BC V5K 1W8 | Gas Permit | Residential | Renovation | Completed | Residential - Decommission and remove furnace. Installing a heat Pump. | Ashton Service Group/Ashton Mechanical Ltd.
SP-2022-01306 | 2022-08-16 | 3440 PANDORA STREET, Vancouver, BC V5K 1W8 | Sprinkler Permit | Residential | New | Completed | Residential - 2FD - FRONT - 3442 PANDORA ST BACK - 3440 PANDORA ST installation of a new fire sprinkler system To construct a 2 storey two-family dwelling with a detached accessory building (garage) at the rear providing 2 parking spaces, having vehicular access from the lane. Note: The entire building, INCLUDING THE ATTACHED GARAGE (if applicable), to be sprinklered to 2 x NFPA 13D 1. A/C proposed – Exterior component located in front and rear, Interior component located in second floor. 2. Bar sink located in basement | CENTRE LINE FIRE SPRINKLERS LTD
EP-2022-00063 | 2022-01-06 | 3440 PANDORA STREET, Vancouver, BC V5K 1W8 | Electrical Permit | Residential | New | Expired | Temporary Power - Residential - To provide temporary power. | Highlight Electrical Ltd
PP-2022-00682 | 2022-03-30 | 3440 PANDORA STREET, Vancouver, BC V5K 1W8 | Plumbing Permit | Residential | New | Completed | Residential - **DB-2021-05001: Ready For Issue 2FD - FRONT UNIT - 3442 PANDORA ST - NORTH SIDE BACK UNIT - 3440 PANDORA ST - SOUTH SIDE sump, sanitary, and storm connection To construct a 2 storey two-family dwelling ($704,000) with a detached accessory building (garage) at the rear providing 2 parking spaces, having vehicular access from the lane. Note: The entire building, INCLUDING THE ATTACHED GARAGE (if applicable), to be sprinklered to 2 x NFPA 13D 1. A/C proposed – Exterior component located in front and rear, Interior component located in second floor. 2. Bar sink located in basement | GNA Contracting Ltd
GP-2022-00944 | 2022-03-25 | 3451 PANDORA STREET, Vancouver, BC V5K 1W7 | Gas Permit | Residential | Renovation | Completed | Residential - FURNACE RE/RE | Reliance Comfort Limited Partnership
GP-2022-01790 | 2022-06-12 | 3462 PANDORA STREET, Vancouver, BC V5K 1W8 | Gas Permit | Residential | Renovation - Dwelling Unit(s) only | Completed | Residential - Tankless Water Heater Replacement | General Heating Ltd
GP-2023-03108 | 2023-10-17 | 3462 PANDORA STREET, Vancouver, BC V5K 1W8 | Gas Permit | Residential | Renovation - Dwelling Unit(s) only | Completed | Residential - Furnace Replacement | General Heating Ltd
EP-2022-00635 | 2022-01-27 | 3484 PANDORA STREET, Vancouver, BC V5K 1W8 | Electrical Permit | Residential | New | Expired | Temporary Power - Residential - To provide temporary power. | S & D ELECTRIC LTD
EP-2023-00772 | NULL | 3484 PANDORA STREET, Vancouver, BC V5K 1W8 | Electrical Permit | Residential | New | Draft | Temporary Power - Residential - To provide temporary power.Renewal of EP-2022-00635 | S & D ELECTRIC LTD
PP-2022-03259 | 2022-09-15 | 3484 PANDORA STREET, Vancouver, BC V5K 1W8 | Plumbing Permit | Residential | New | Completed | Residential - Sump | Hands On Demolition & Excavating Ltd
PP-2022-04512 | 2022-12-19 | 3484 PANDORA STREET, Vancouver, BC V5K 1W8 | Plumbing Permit | Residential | New | Completed | Residential - Plumbing work 3 floors >BP: To construct a 2.5 story two-family dwelling with a detached accessory building (garage) at the rear providing 2 parking spaces, having vehicular access from the lane. Note: The entire building, INCLUDING THE ATTACHED GARAGE (if applicable), to be sprinklered to 2 x NFPA 13D 1. A/C proposed – Exterior component located in Rear, Interior component located in 1/2 storey 2. No Bar sink 3. Schedule B: (G.D. Dhesi) P.Eng (604.580.3275) Structural & Geotechnical 4. HPO: Residential Builder- Hara Homes Ltd | West Point Plumbing & Heating Ltd
EP-2023-01221 | 2023-03-06 | 3484 PANDORA STREET, Vancouver, BC V5K 1W8 | Electrical Permit | Residential | New | Completed | Installation / Repair - Residential - Front and back duplex rough in with finishing,detached garage structure in back with finishing. Potlights and receptacles through out house. *An approved mechanical permit is required for the installation of air conditioning or heat pump unit at the time of installation before an electrical inspection will be performed >BP: To construct a 2.5 storey two-family dwelling ($704,000) with a detached accessory building (garage) at the rear providing 2 parking spaces, having vehicular access from the lane. Note: The entire building, INCLUDING THE ATTACHED GARAGE (if applicable), to be sprinklered to 2 x NFPA 13D 1. A/C proposed – Exterior component located in Rear, Interior component located in 1/2 storey 2. No Bar sink 3. Schedule B: (G.D. Dhesi) P.Eng (604.580.3275) Structural & Geotechnical 4. HPO: Residential Builder- Hara Homes Ltd Note: This is a 2.5 storey building pursuant to the Zoning and Development By-Law **THIS PERMIT HAS BEEN ISSUED UNDER THE REQUIREMENTS OF VBBL #12511 (2019) ** | Intense Voltage Electrical Ltd
EP-2023-01319 | 2023-02-16 | 3484 PANDORA STREET, Vancouver, BC V5K 1W8 | Electrical Permit | Residential | New | Completed | Installation / Repair - Residential - SA, Tel, Internet, TV, intercom >BP: To construct a 2.5 storey two-family dwelling ($704,000) with a detached accessory building (garage) at the rear providing 2 parking spaces, having vehicular access from the lane. Note: The entire building, INCLUDING THE ATTACHED GARAGE (if applicable), to be sprinklered to 2 x NFPA 13D 1. A/C proposed – Exterior component located in Rear, Interior component located in 1/2 storey 2. No Bar sink 3. Schedule B: (G.D. Dhesi) P.Eng (604.580.3275) Structural & Geotechnical 4. HPO: Residential Builder- Hara Homes Ltd Note: This is a 2.5 storey building pursuant to the Zoning and Development By-Law **THIS PERMIT HAS BEEN ISSUED UNDER THE REQUIREMENTS OF VBBL #12511 (2019) ** | Covert Security Solutions Inc
NULL | NULL | 3484 PANDORA STREET, Vancouver, BC V5K 1W8 | Electrical Permit | Residential | New | Draft | Temporary Power - Residential - To provide temporary power. | NULL
EP-2023-00929 | 2023-02-02 | 3484 PANDORA STREET, Vancouver, BC V5K 1W8 | Electrical Permit | Residential | New | Expired | Temporary Power - Residential - To provide temporary power. | Intense Voltage Electrical Ltd
GP-2023-00658 | 2023-02-24 | 3484 PANDORA STREET, Vancouver, BC V5K 1W8 | Gas Permit | Residential | New | Completed | Residential - To install 2 boiler 2 range There is pipping for 2 range >BP: To construct a 2.5 storey two-family dwelling ($704,000) with a detached accessory building (garage) at the rear providing 2 parking spaces, having vehicular access from the lane. | JOT MECHANICAL LTD
SP-2023-00387 | 2023-03-07 | 3484 PANDORA STREET, Vancouver, BC V5K 1W8 | Sprinkler Permit | Residential | New | Completed | Residential - 2FD - FRONT - 3484 PANDORA ST BACK - 3482 PANDORA ST DUPLEX WITH NEW SPRINKLERS >DB: To construct a 2.5 storey two-family dwelling with a detached accessory building (garage) at the rear providing 2 parking spaces, having vehicular access from the lane. Note: The entire building, INCLUDING THE ATTACHED GARAGE (if applicable), to be sprinklered to 2 x NFPA 13D 1. A/C proposed – Exterior component located in Rear, Interior component located in 1/2 storey 2. No Bar sink | BC Fire Sprinklers Ltd
MP-2023-00311 | 2023-03-07 | 3484 PANDORA STREET, Vancouver, BC V5K 1W8 | Mechanical Permit | NULL | NULL | Completed | NULL | West Point Plumbing & Heating Ltd
MP-2023-00376 | 2023-03-24 | 3484 PANDORA STREET, Vancouver, BC V5K 1W8 | Mechanical Permit | NULL | NULL | Completed | NULL | Century Twenty One Gas & Heating Co. Ltd
EP-2022-01109 | 2022-02-11 | 3495 PANDORA STREET, Vancouver, BC V5K 1W7 | Electrical Permit | Residential | Renovation | Issued | Installation / Repair - Residential - Service upgrade to 200A Overhead to garage. New underground sub feeder to house panel. Upgrade open wiring in house | Kirsch Electrical Services Ltd
EP-2023-04196 | 2023-05-15 | 3319 POINT GREY ROAD, Vancouver, BC V6R 1A4 | Electrical Permit | Residential | New | Issued | Temporary Power - Residential - To provide temporary power. NOTE: Work authorized by this permit is for placement of a temporary power pole only and does not authorize any site construction and/or excavation. A separate Building Permit will be required prior to commencement of any other work on this site. If work on this site could lead to ground disturbance (impacting soil) advise applicant to contact the Provincial Archaeology Branch at 250-953-3334 for a list of archaeological consultants, who when retained by the proponent, will apply on the proponent’s behalf for the necessary archaeological permits. In addition, please be advised that reports from an Archaeologist (Archaeological Overview Assessment (AOA) or Archaeological Impact Assessment (AIA) reports) and archaeological/heritage inspection permits from the First Nations may be necessary prior to the release of your City of Vancouver permits | F & S Electrical Ltd
PP-2023-04092 | 2023-11-21 | 3319 POINT GREY ROAD, Vancouver, BC V6R 1A4 | Plumbing Permit | Residential | New | Issued | Residential - sumps ***If work on this site could lead to ground disturbance (impacting soil) advise applicant to contact the Provincial Archaeology Branch at 250-953-3334 for a list of archaeological consultants, who when retained by the proponent, will apply on the proponent’s behalf for the necessary archaeological permits. In addition, please be advised that reports from an Archaeologist (Archaeological Overview Assessment (AOA) or Archaeological Impact Assessment (AIA) reports) and archaeological/heritage inspection permits from the First Nations may be necessary prior to the release of your City of Vancouver permits. | Octiscapes Site Services Ltd
GP-2023-02516 | 2023-08-30 | 6465 PRINCE ALBERT STREET, Vancouver, BC V5W 3E7 | Gas Permit | Residential | New | Issued | Residential - Remove old boiler replace with new boiler | Superstar Plumbing Heating & Sprinkler Supplies Ltd
GP-2023-01901 | 2023-06-23 | 6494 PRINCE ALBERT STREET, Vancouver, BC V5W 3E6 | Gas Permit | Residential | Renovation | Completed | Residential - hwt re&re | Ferenc Nagy
PP-2022-03843 | NULL | 7646 PRINCE ALBERT STREET, Vancouver, BC V5X 3Z4 | Plumbing Permit | Commercial | Renovation | Draft | Commercial - Installation of prv valve. | NULL
GP-2023-00742 | 2023-03-02 | 7708 PRINCE ALBERT STREET, Vancouver, BC V5X 3Z6 | Gas Permit | Residential | New | Completed | Residential - Re & Re boiler | BCRC Plumbing and Heating Ltd
GP-2022-00947 | 2022-03-25 | 7726 PRINCE ALBERT STREET, Vancouver, BC V5X 3Z6 | Gas Permit | Residential | Renovation | Expired | Residential - 40 gallon gas hot water tank replacement | Pioneer Plumbing & Heating Inc
EP-2023-04803 | 2023-06-07 | 7751 PRINCE ALBERT STREET, Vancouver, BC V5X 3Z5 | Electrical Permit | Residential | Addition | Completed | Installation / Repair - Residential - Daycare electrical deficiencies repair (IA-2023-00124) | Mann Electrical Services Ltd
EP-2023-05542 | 2023-07-04 | 7788 PRINCE ALBERT STREET, Vancouver, BC V5X 3Z6 | Electrical Permit | Residential | Renovation | Completed | Installation / Repair - Residential - Hardwire interior 1 emergency lighting required at exit door (reference: IA-2022-00319) | Kato Electrical Inc
EP-2024-00316 | 2024-01-17 | 7788 PRINCE ALBERT STREET, Vancouver, BC V5X 3Z6 | Electrical Permit | Residential | Renovation | Issued | Installation / Repair - Residential - Existing 5 smoke detectors interconnection | Kato Electrical Inc
GP-2022-01151 | 2022-04-13 | 4374 PRINCE EDWARD STREET, Vancouver, BC V5V 3Y7 | Gas Permit | Residential | Renovation | Completed | Residential - adjust low pressure black iron 1" main, to relocated fixture locations 1 boiler 1 bbq box 1 gas range Exterior and interior alterations to renovate this existing one family dwelling on this site. | IZZY'S GAS WORKS INC
EP-2022-02086 | 2022-03-30 | 4374 PRINCE EDWARD STREET, Vancouver, BC V5V 3Y7 | Electrical Permit | Residential | Renovation | Completed | Installation / Repair - Residential - Lower floor renovation. New lights, receptacles and baseboard heat. Overhead service upgrade -Service will increase from 100A to 200A >BP: Exterior and interior alterations to renovate this existing one family dwelling on this site. Letter of assurance provided by: Andrew Vizer, 604-221-8411, Schedule B (Structural) Note: - No parking allowed in the required front yard Scope of work includes: - Add interior stairwell to connect 2 storeys Upper Floor: - To remove the unauthorized cover - Modify the kitchen layout - Modify and move the bathroom Lower Floor: - Remove the kitchen; only bar sink and fridge - Move storage and laundry and bathroom location - close off both south doors | Cove Power Electrical Enterprises Inc
PP-2022-00731 | 2022-03-03 | 4374 PRINCE EDWARD STREET, Vancouver, BC V5V 3Y7 | Plumbing Permit | Residential | Renovation | Completed | Residential - re & re for DWV 3 bathroom rough in - 2 finish 1 kitchen re & re 1 laundry re & re repipe household Exterior and interior alterations to renovate this existing one family dwelling on this site. Note: - No parking allowed in the required front yard Scope of work includes: - Add interior stairwell to connect 2 storeys Upper Floor: - To remove the unauthorized cover - Modify the kitchen layout - Modify and move the bathroom Lower Floor: - Remove the kitchen; only bar sink and fridge - Move storage and laundry and bathroom location - close off both south doors | IZZY'S GAS WORKS INC
GP-2023-01481 | 2023-05-08 | 4399 PRINCE EDWARD STREET, Vancouver, BC V5V 4Z6 | Gas Permit | Residential | Renovation | Issued | Residential - install 1 gas fireplace, vent through the roof, vent and connect only | The LM Fireplace Warehouse Ltd.
EP-2022-10083 | 2022-11-30 | 4399 PRINCE EDWARD STREET, Vancouver, BC V5V 4Z6 | Electrical Permit | Residential | Renovation | Completed | Installation / Repair - Residential - upgrade service from 100 to 200 amp | Delport Electric 2000 Ltd
GP-2022-01922 | 2022-06-27 | 4701 PRINCE EDWARD STREET, Vancouver, BC V5V 3Y9 | Gas Permit | Residential | Renovation - Dwelling Unit(s) only | Completed | Residential - Furnace and hot water tank replacement | General Heating Ltd
GP-2022-01304 | 2022-04-26 | 3704 QUEBEC STREET, Vancouver, BC V5V 3K4 | Gas Permit | Residential | Renovation | Completed | Residential - gas permit | ROMA Heating Ltd
PP-2023-03825 | 2023-11-01 | 3780 QUEBEC STREET, Vancouver, BC V5V 3K4 | Plumbing Permit | Residential | New | Completed | Residential - 2FD - 2 interior sanitary sumps were not included on the previous plumber's permit. We are taking over the job form the previous plumber so that these sumps can be added. | MEC Mechanical Inc
GP-2023-03242 | 2023-10-26 | 3790 QUEBEC STREET, Vancouver, BC V5V 3K4 | Gas Permit | Residential | Renovation | Issued | Residential - Decommission and remove old gas furnace and install new furnace | Ashton Service Group/Ashton Mechanical Ltd.
GP-2022-03285 | 2022-10-25 | 1727 PRESTWICK DRIVE, Vancouver, BC V5P 2E5 | Gas Permit | Residential | Tenant Improvement | Completed | Residential - Re Re boiler | Moore & Russell Heating Ltd
EP-2022-04186 | 2022-05-30 | 1727 PRESTWICK DRIVE, Vancouver, BC V5P 2E5 | Electrical Permit | Residential | Tenant Improvement | Completed | Installation / Repair - Residential - Electrical install of heat pump. BP not required. No change to existing service. | Moore And Russell Heating And Air Conditioning Ltd
GP-2022-03478 | 2022-11-08 | 1738 PRESTWICK DRIVE, Vancouver, BC V5P 2E6 | Gas Permit | Residential | Renovation | Completed | Residential - Boiler replacement | Maple Furnace Heating & Air Conditioning
GP-2022-01499 | 2022-05-16 | 4859 PRINCE EDWARD STREET, Vancouver, BC V5V 3Z1 | Gas Permit | Residential | New | Completed | Residential - Zero Clearance Gas Fireplace to New SFD >To construct a 2 storey + basement one-family dwelling with a secondary suite ($1,090.700) located in the basement with a detached accessory building (garage), at the rear providing 2 parking spaces, having vehicular access from the lane. | Encore Fireplaces Ltd
PP-2022-01000 | 2022-03-24 | 4859 PRINCE EDWARD STREET, Vancouver, BC V5V 3Z1 | Plumbing Permit | Residential | New | Completed | Residential - 1FD+SS - #1 & #2 - supply and install plumbing dwv, water piping and install all plumbing fixtures To construct a 2 storey + basement one-family dwelling with a secondary suite located in the basement with a detached accessory building (garage), at the rear providing 2 parking spaces, having vehicular access from the lane. Note: This is a 2 storey building pursuant to the Zoning and Development By-Law 1- Covenant registered at the Land Title Office under CA7739437 2- No strata titling permitted 3- No Bar sink proposed 4- No A/C unit proposed | J&L Enterprises Ltd.
SP-2022-00563 | 2022-04-19 | 4859 PRINCE EDWARD STREET, Vancouver, BC V5V 3Z1 | Sprinkler Permit | Residential | New | Completed | Residential - new fire sprinkler system >BP: To construct a 2 storey + basement one-family dwelling with a secondary suite ($1,090.700) located in the basement with a detached accessory building (garage), at the rear providing 2 parking spaces, having vehicular access from the lane. Note: This is a 2 storey building pursuant to the Zoning and Development By-Law 1- Covenant registered at the Land Title Office under CA7739437 2- No strata titling permitted 3- No Bar sink proposed 4- No A/C unit proposed 5- Schedule B: Henry S. N. Hsu P.Eng (604-322-7158) Structural & Geotechnical 4- HPO: Residential Builder - Niebuhr Construction Address Note: Building 1 #1-4859 Prince Edward St - One Family Dwelling (1st & 2nd floor, west side of basement) #2-4859 Prince Edward St - Secondary Suite (east side of basement) Address and suite numbers assigned as per approved plans for Fire and Emergency response. The address number is to be posted to the building to be visible from the street and the suite numbers are to be posted at the suite entries in accordance with the Building By-law prior to final inspection. ****ALL PROJECT COORINATOR NOTES HAS BEEN ACCEPTED BY THE APPLICANT**** ******THIS PERMIT HAS BEEN ISSUED UNDER THE REQUIREMENTS OF VBBL #12511 (2019)****** | Mainland Fire Protection Ltd
EP-2022-01280 | 2022-02-28 | 4859 PRINCE EDWARD STREET, Vancouver, BC V5V 3Z1 | Electrical Permit | Residential | New | Completed | Installation / Repair - Residential - New construction of a 3 floor single family dwelling with a basement suite >BP: To construct a 2 storey + basement one-family dwelling with a secondary suite ($1,090.700) located in the basement with a detached accessory building (garage), at the rear providing 2 parking spaces, having vehicular access from the lane. Note: This is a 2 storey building pursuant to the Zoning and Development By-Law 1- Covenant registered at the Land Title Office under CA7739437 2- No strata titling permitted 3- No Bar sink proposed 4- No A/C unit proposed 5- Schedule B: Henry S. N. Hsu P.Eng (604-322-7158) Structural & Geotechnical 4- HPO: Residential Builder - Niebuhr Construction ****ALL PROJECT COORINATOR NOTES HAS BEEN ACCEPTED BY THE APPLICANT**** ******THIS PERMIT HAS BEEN ISSUED UNDER THE REQUIREMENTS OF VBBL #12511 (2019)****** | Kuban Electric Ltd
PP-2022-00654 | 2022-02-24 | 4859 PRINCE EDWARD STREET, Vancouver, BC V5V 3Z1 | Plumbing Permit | Residential | New | Completed | Residential - Install two outside storm sump one with pump | PTL Contracting Ltd
GP-2022-00131 | 2022-01-18 | 4859 PRINCE EDWARD STREET, Vancouver, BC V5V 3Z1 | Gas Permit | Residential | New | Completed | Residential - piping only for the fireplace. >>>Amend: Nov. 10, 2023 -Would like to add 1 back up generator to this permit please. 180,000 btu | A & J GAS SERVICES LTD
EP-2022-10735 | 2022-12-21 | 4859 PRINCE EDWARD STREET, Vancouver, BC V5V 3Z1 | Electrical Permit | Residential | New | Expired | Temporary Power - Residential - To provide temporary power. | Kuban Electric Ltd
EP-2023-00114 | 2023-01-10 | 4859 PRINCE EDWARD STREET, Vancouver, BC V5V 3Z1 | Electrical Permit | Residential | Addition | Completed | Installation / Repair - Residential - Installation of 25 Solar Photovoltaic panels on a residential rooftop, solar inverter output tied to the main service panels via an AC disconnect in compliance with BC Hydro net metering policy >BP: To construct a 2 storey + basement one-family dwelling with a secondary suite ($1,090.700) located in the basement with a detached accessory building (garage), at the rear providing 2 parking spaces, having vehicular access from the lane. Note: This is a 2 storey building pursuant to the Zoning and Development By-Law 1- Covenant registered at the Land Title Office under CA7739437 2- No strata titling permitted 3- No Bar sink proposed 4- Rev#1: 1 A/C unit proposed in rear yard, 1 Emergency generator proposed in rear yard 5- Schedule B: Henry S. N. Hsu P.Eng (604-322-7158) Structural & Geotechnical 4- HPO: Residential Builder - Niebuhr Construction 5- Rev#1: Schedule B: Photovoltaic solar panels - Henry S. N. Hsu P.Eng (604-322-7158) Structural & Geotechnical ****ALL PROJECT COORINATOR NOTES HAS BEEN ACCEPTED BY THE APPLICANT**** ******THIS PERMIT HAS BEEN ISSUED UNDER THE REQUIREMENTS OF VBBL #12511 (2019)****** | Shift Energy Group Inc
EP-2022-05401 | 2022-06-24 | 4859 PRINCE EDWARD STREET, Vancouver, BC V5V 3Z1 | Electrical Permit | Residential | New | Completed | Installation / Repair - Residential - Security Alarm, telephone, tv, network, sound, cctv, vacuum >BP: To construct a 2 storey + basement one-family dwelling with a secondary suite ($1,090.700) located in the basement with a detached accessory building (garage), at the rear providing 2 parking spaces, having vehicular access from the lane. | Best Built-In Centre Ltd
PP-2023-01144 | 2023-04-03 | 4859 PRINCE EDWARD STREET, Vancouver, BC V5V 3Z1 | Plumbing Permit | Residential | New | Completed | Residential - 1FD+SS - #1 & #2 - 3/4" backflow device for lawn sprinklers. Pressure reducing valve located in smaller valve box after main box. | Greener Image Group Inc
GP-2023-03963 | 2023-12-10 | 2565 PANDORA STREET, Vancouver, BC V5K 1V7 | Gas Permit | Residential | Renovation | Completed | Residential - replacing a Gas hot water tank | Best Way Heating Inc
EP-2022-01330 | 2022-02-24 | 2575 PANDORA STREET, Vancouver, BC V5K 1V7 | Electrical Permit | Residential | Renovation | Completed | Installation / Repair - Residential - Wiring for the first floor and secondary suite floor layout improvements and renovation -To have a sub panel and reroute suite wiring to the sub panel. To Remove wiring for the rooms which are to be removed in garage -CF-2019-002916 >BP: CF-2019-002916 To permit interior alterations and Change the Use to a One Family with a Secondary Suite, on this inside with lane site. Existing 2 parking spaces to remain with access from rear lane. Scope to Include: To remove all interior walls, kitchen and bathroom in the attached garage and return to a 2 car garage. Validate some additional walls created in basement and validate suite in basement. Remove the deck cover on the rear deck second floor. Remove interior walls on second floor and keep one to create one additional bedroom. Remove chimney to create a 3' continuous firefighter pathway. Remove two bedrooms on the south in the suite and separate the mechanical room from the bathroom. **ALL Construction access to be from rear property ONLY, and ALL construction material to be stored on rear driveway only.** Note: - No strata-titling will be permitted. - An annual Vancouver Business License must be obtained prior to the rental of this approved one-family dwelling and/or secondary suite on this site. - Provide minimum headroom of 6’-6” over 80% of the suite area and all exit routes. - Smoke alarms to be installed in compliance with Subsection 9.10.19., Division B of the Vancouver Building By-law (2019) - Carbon monoxide alarms shall be installed in conformance to Subsections 6.2.4. and 9.32.4., Division B of the Vancouver Building By-law - Energy efficiency upgrade to be in conformance with Table 11.2.1.4. of the Vancouver Building By-law | JIU DING ELECTRIC LTD
PP-2022-00577 | 2022-02-18 | 2575 PANDORA STREET, Vancouver, BC V5K 1V7 | Plumbing Permit | Residential | Renovation | Completed | Residential - one bathroom and one laundry CF-2019-002916 To permit interior alterations and Change the Use to a One Family with a Secondary Suite, on this inside with lane site. Existing 2 parking spaces to remain with access from rear lane. Scope to Include: To remove all interior walls, kitchen and bathroom in the attached garage and return to a 2 car garage. Validate some additional walls created in basement and validate suite in basement. Remove the deck cover on the rear deck second floor. Remove interior walls on second floor and keep one to create one additional bedroom. Remove chimney to create a 3' continuous firefighter pathway. Remove two bedrooms on the south in the suite and separate the mechanical room from the bathroom. | Yi He
MP-2023-00241 | 2023-02-22 | 2576 PANDORA STREET, Vancouver, BC V5K 1V8 | Mechanical Permit | NULL | NULL | Completed | NULL | 0994152 BC Ltd
GP-2022-02244 | 2022-07-29 | 2576 PANDORA STREET, Vancouver, BC V5K 1V8 | Gas Permit | Residential | Tenant Improvement | Completed | Residential - Decommissioning of gas furnace and replacement of hot water heater for Navien tankless water heater | 0994152 BC Ltd
EP-2022-06791 | 2023-03-07 | 2576 PANDORA STREET, Vancouver, BC V5K 1V8 | Electrical Permit | Residential | Tenant Improvement | Issued | Installation / Repair - Residential - Electrical to heat pump unit *MP-2023-00241 | 0994152 BC Ltd
GP-2022-02863 | 2022-09-23 | 2578 PANDORA STREET, Vancouver, BC V5K 1V8 | Gas Permit | Residential | Tenant Improvement | Completed | Residential - Decommissioning of natural gas furnace | 0994152 BC Ltd
EP-2022-08084 | 2022-09-26 | 2578 PANDORA STREET, Vancouver, BC V5K 1V8 | Electrical Permit | Residential | Renovation | Completed | Installation / Repair - Residential - Electrical to Outdoor Heat Pump Related to MP-2022-00265 | 0994152 BC Ltd
MP-2022-00265 | 2022-09-26 | 2578 PANDORA STREET, Vancouver, BC V5K 1V8 | Mechanical Permit | NULL | NULL | Completed | NULL | 0994152 BC Ltd
EP-2022-00542 | 2022-01-25 | 2712 PANDORA STREET, Vancouver, BC V5K 1W1 | Electrical Permit | Residential | New | Completed | Installation / Repair - Residential - SMART-224 - Installation of Sinope Load Controller (RM3250ZB) onto an EXISTING hot water tank as part of a BC Hydro project to enable remote monitoring of electrical demand and usage. >>>> Amend: Feb. 7th -re/re of 5 smart thermostats. | It's On Electric Company Inc
EP-2022-01849 | 2022-03-08 | 2715 PANDORA STREET, Vancouver, BC V5K 1W2 | Electrical Permit | Residential | Renovation | Completed | Installation / Repair - Residential - Replace a defective main breaker. | Cimmarusti Electric Ltd
EP-2022-01963 | 2022-03-09 | 2697 PARKER STREET, Vancouver, BC V5K 2T5 | Electrical Permit | Residential | New | Expired | Temporary Power - Residential - To provide temporary power. | G.S.G. Electric Ltd.
PP-2022-01328 | 2022-04-20 | 2697 PARKER STREET, Vancouver, BC V5K 2T5 | Plumbing Permit | Residential | New | Completed | Residential - 1FD+SS - Sentry and strom con with one sump To construct a 2 storey + basement one-family dwelling with a secondary suite located in the basement with an open parking pad, providing 1 parking space, having vehicular access from the lane. Note: Parking for the site has been provided under DB-2021-03848 (Laneway House) Note: This is a 2 storey building pursuant to the Zoning and Development By-Law 1- Covenant registered at the Land Title Office under CA9297925 2- No strata titling permitted 3- No Bar sink proposed 4- A/C unit proposed in rear yard & second storey | AKAL DEMOLITION & EXCAVATING LTD
EP-2022-08342 | 2022-10-05 | 2697 PARKER STREET, Vancouver, BC V5K 2T5 | Electrical Permit | Residential | New | Completed | Installation / Repair - Residential - Rough wire and finishing of main house with secondary suite. >BP: To construct a 2 storey + basement one-family dwelling with a secondary suite ($637,637.00) located in the basement with an open parking pad, providing 1 parking space, having vehicular access from the lane. Note: Parking for the site has been provided under DB-2021-03848 (Laneway House) Note: This is a 2 storey building pursuant to the Zoning and Development By-Law 1- Covenant registered at the Land Title Office under CA9297925 2- No strata titling permitted 3- No Bar sink proposed 4- A/C unit proposed in rear yard & second storey 5- Schedule B: Sharat Chande P.Eng (604.723.7534) Structural & Geotechnical 6- HPO: Residential Builder - Silvercrest Custom Homes and Renovations ******THIS PERMIT HAS BEEN ISSUED UNDER THE REQUIREMENTS OF VBBL #12511 (2019)****** | Hayat Electrical Ltd
EP-2022-08307 | 2022-10-11 | 2697 PARKER STREET, Vancouver, BC V5K 2T5 | Electrical Permit | Residential | New | Completed | Installation / Repair - Residential - low voltage prewiring and finish To construct a 2 storey + basement one-family dwelling with a secondary suite located in the basement with an open parking pad, providing 1 parking space, having vehicular access from the lane. Note: This is a 2 storey building pursuant to the Zoning and Development By-Law 1- Covenant registered at the Land Title Office under CA9297925 2- No strata titling permitted 3- No Bar sink proposed 4- A/C unit proposed in rear yard & second storey 5- Schedule B: Sharat Chande P.Eng (604.723.7534) Structural & Geotechnical 6- HPO: Residential Builder - Silvercrest Custom Homes and Renovations | Aslan Security Systems Ltd
SP-2022-01507 | 2022-09-16 | 2697 PARKER STREET, Vancouver, BC V5K 2T5 | Sprinkler Permit | Residential | New | Completed | Residential - Piping and fixture installation To construct a 2 storey + basement one-family dwelling with a secondary suite located in the basement with an open parking pad, providing 1 parking space, having vehicular access from the lane. Note: This is a 2 storey building pursuant to the Zoning and Development By-Law 1- Covenant registered at the Land Title Office under CA9297925 2- No strata titling permitted 3- No Bar sink proposed 4- A/C unit proposed in rear yard & second storey 5- Schedule B: Sharat Chande P.Eng (604.723.7534) Structural & Geotechnical 6- HPO: Residential Builder - Silvercrest Custom Homes and Renovations | RG Plumbing Ltd
GP-2022-02661 | 2022-09-29 | 2697 PARKER STREET, Vancouver, BC V5K 2T5 | Gas Permit | Residential | New | Completed | Residential - Complete 2 boilers,2 range, 1 bbq and piping only for fireplace. >BP: To construct a 2 storey + basement one-family dwelling with a secondary suite ($637,637.00) located in the basement with an open parking pad, providing 1 parking space, having vehicular access from the lane. | Deep Gas Fitting Ltd.
NULL | NULL | 2697 PARKER STREET, Vancouver, BC V5K 2T5 | Plumbing Permit | Residential | New | Draft | Residential - plumbing | Ajit's Plumbing Heating & Electrical Contracting Ltd
PP-2022-02261 | 2022-06-28 | 2697 PARKER STREET, Vancouver, BC V5K 2T5 | Plumbing Permit | Residential | New | Completed | Residential - plumbing To construct a 2 storey + basement one-family dwelling with a secondary suite located in the basement with an open parking pad, providing 1 parking space, having vehicular access from the lane. Note: This is a 2 storey building pursuant to the Zoning and Development By-Law 1- Covenant registered at the Land Title Office under CA9297925 2- No strata titling permitted 3- No Bar sink proposed 4- A/C unit proposed in rear yard & second storey 5- Schedule B: Sharat Chande P.Eng (604.723.7534) Structural & Geotechnical 6- HPO: Residential Builder - Silvercrest Custom Homes and Renovations | Ajit's Plumbing Heating & Electrical Contracting Ltd
EP-2022-05691 | 2022-07-11 | 2704 PARKER STREET, Vancouver, BC V5K 2T7 | Electrical Permit | Residential | Renovation - Dwelling Unit(s) only | Completed | Installation / Repair - Residential - 200A service upgrade only Amend: July 24, 2023 remove connection of heat pump to the permit. Connection to heat pump completed by others EP-2023-02830 | James P Kennedy
EP-2023-02830 | 2023-04-20 | 2704 PARKER STREET, Vancouver, BC V5K 2T7 | Electrical Permit | Residential | Renovation | Issued | Installation / Repair - Residential - TO CONTINUE WORK STARTED BY OTHERS (EP-2022-05691) Heat Pump Wiring Mechanical permit required >Permit Amendment Nov 06, 2023 -"Permit to be amended for heat pump wiring only not taking over job - as per instructions by inspector Chad Baptiste" | Copper Mountain Electric Ltd
GP-2023-02420 | 2023-08-17 | 2721 PARKER STREET, Vancouver, BC V5K 2T6 | Gas Permit | Residential | Addition | Completed | Residential - two furnace re/re 45,000 BTU | HAMZEH GERAMI Dba Nation Heating & Cooling
EP-2023-06623 | 2023-07-21 | 2727 PARKER STREET, Vancouver, BC V5K 2T6 | Electrical Permit | Residential | New | Issued | Temporary Power - Residential - To provide temporary power. | I WILL ELECTRIC LTD
GP-2021-04300 | 2022-03-18 | 7726 ONTARIO STREET, Vancouver, BC V5X 3C7 | Gas Permit | Residential | New | Completed | Residential - Gas cook top install | Fast Track Appliances Ltd
EP-2022-07899 | 2022-09-22 | 1208 PARK DRIVE, Vancouver, BC V6P 2J9 | Electrical Permit | Residential | Renovation | Completed | Installation / Repair - Residential - Rewiring the for the new garage . -CF-2020-009314 >BP: To construct a detached 20'x24' accessory building (two-car garage) to replace a fire damaged garage at the rear of this existing one family dwelling with secondary suite to provide two parking spaces having vehicle access from the street. | Gold Medal Electric Ltd
MP-2023-00398 | 2023-03-16 | 1303 PARK DRIVE, Vancouver, BC V6P 2K2 | Mechanical Permit | NULL | NULL | Completed | NULL | Milani Electric Limited
EP-2023-02262 | 2023-04-05 | 1303 PARK DRIVE, Vancouver, BC V6P 2K2 | Electrical Permit | Residential | Renovation | Completed | Installation / Repair - Residential - Electrical supply for Heat pump *MP-2023-00398 | Milani Electric Limited
GP-2023-01019 | 2023-03-23 | 1303 PARK DRIVE, Vancouver, BC V6P 2K2 | Gas Permit | Residential | Renovation | Completed | Residential - Re&re Furnace | Milani Plumbing Heating & Air Conditioning Ltd
GP-2022-03335 | 2022-10-28 | 1328 PARK DRIVE, Vancouver, BC V6P 2K3 | Gas Permit | Residential | Renovation - Dwelling Unit(s) only | Completed | Residential - Re and re boiler | Proflow Plumbing Heating Gas Limited
GP-2022-00296 | 2022-01-31 | 1337 PARK DRIVE, Vancouver, BC V6P 2K4 | Gas Permit | Residential | Renovation | Completed | Residential - Decommission and remove existing furnace, clean room and disposal/recycle, install new high efficient furnace | Ashton Service Group/Ashton Mechanical Ltd.
NULL | NULL | 1355 PARK DRIVE, Vancouver, BC V6P 2K4 | Gas Permit | NULL | Renovation - Dwelling Unit(s) only | Withdrawn | - Furnace installation | Heatco Furnace Services Ltd
GP-2022-00058 | 2022-01-10 | 1355 PARK DRIVE, Vancouver, BC V6P 2K4 | Gas Permit | Residential | Renovation - Dwelling Unit(s) only | Completed | Residential - Furnace installation | Heatco Furnace Services Ltd
GP-2023-02575 | 2023-09-05 | 4588 PINE CRESCENT, Vancouver, BC V6J 4L2 | Gas Permit | Residential | Renovation | Issued | Residential - RE&RE for hot water tank | Milani Plumbing Heating & Air Conditioning Ltd
GP-2022-00936 | 2022-03-31 | 4662 PINE CRESCENT, Vancouver, BC V6J 4L2 | Gas Permit | Residential | Renovation | Completed | Residential - Replacement of furnace@ 100,000 BTU | Craig Burgess & Adam McFarlane
EP-2022-05544 | 2022-06-30 | 3941 POINT GREY ROAD, Vancouver, BC V6R 1B5 | Electrical Permit | Commercial | NULL | Expired | Special Event - Temporary 600v 400amp overhead service via a temp construction rental container to server power to Folk Fest 2022 | X Van Electric Inc
NULL | NULL | 3941 POINT GREY ROAD, Vancouver, BC V6R 1B5 | Electrical Permit | Commercial | NULL | Draft | Special Event - Provide temporary electrical distribution for Vancouver Folk Music Festival for stages with audio and lighting, food trucks and vendors. Festival runs from July 7-14, 2023. | 0880441 BC Ltd
EP-2023-05870 | 2023-06-30 | 3941 POINT GREY ROAD, Vancouver, BC V6R 1B5 | Electrical Permit | Commercial | NULL | Expired | Special Event - Provide temporary electrical distribution equipment to power stages, food trucks and vendors for the 2023 Vancouver Folk Music Festival. Installation of the site distribution will begin on July 11 and the Festival will be operating from July 14-16, 2023. EP-2023-05913: Service installation and connection to BC Hydro. Provide temporary 600V 400A power source from OH BC Hydro connection. BC Hydro hookup will be on July 7, 2023. | 0880441 BC Ltd
EP-2023-05913 | 2023-06-30 | 3941 POINT GREY ROAD, Vancouver, BC V6R 1B5 | Electrical Permit | Commercial | NULL | Expired | Special Event - Provide temporary 600V 400A service for the Vancouver Folk Music Festival from BC Hydro overhead service – no ground disturbance. Service installation and connection to BC Hydro. BC Hydro hookup will be on July 7, 2023. Related EP-2023-05870. | Nonis Electrical Services Inc
EP-2022-02717 | 2022-04-04 | 7505 PRINCE EDWARD STREET, Vancouver, BC V5X 3R2 | Electrical Permit | Residential | New | Expired | Temporary Power - Residential - To provide temporary power. | C M & Sons Electrical Inc
PP-2022-02156 | 2022-06-20 | 7505 PRINCE EDWARD STREET, Vancouver, BC V5X 3R2 | Plumbing Permit | Residential | New | Completed | Residential - sump install | Kingsman Excavating Ltd.
EP-2022-08292 | 2022-10-18 | 7505 PRINCE EDWARD STREET, Vancouver, BC V5X 3R2 | Electrical Permit | Residential | New | Completed | Installation / Repair - Residential - New Duplex Service Wiring and Finishing To construct a two-storey two-family dwelling with one secondary suite located in the basement, with a detached accessory building (garage) at the rear providing 2 parking spaces, having vehicular access from the lane. Note: This is a 2 storey building pursuant to the Zoning and Development By-Law 1. Covenant registered at the Land Title Office under CA9943776 2. No strata titling permitted 3. A/C units proposed in front and rear yard 4. No Bar sinks proposed 5. Schedule B: Md. Shahidul Alam (604.653.7475) Structural 6. Schedule B: Geotek Designs (604.782.8074) Geotechnical 7. HPO: Residential Builder - Dod Construction Ltd. | C M & Sons Electrical Inc
PP-2022-03087 | 2022-09-06 | 7505 PRINCE EDWARD STREET, Vancouver, BC V5X 3R2 | Plumbing Permit | Residential | New | Completed | Residential - plumbing . >To construct a two-storey two-family dwelling with one secondary suite ($657,045) located in the basement, with a detached accessory building (garage) at the rear providing 2 parking spaces, having vehicular access from the lane. Note: This is a 2 storey building pursuant to the Zoning and Development By-Law 1. Covenant registered at the Land Title Office under CA9943776 2. No strata titling permitted 3. A/C units proposed in front and rear yard 4. No Bar sinks proposed 5. Schedule B: Md. Shahidul Alam (604.653.7475) Structural 6. Schedule B: Geotek Designs (604.782.8074) Geotechnical 7. HPO: Residential Builder - Dod Construction Ltd. ******THIS PERMIT HAS BEEN ISSUED UNDER THE REQUIREMENTS OF VBBL #12511 (2019)****** | bcc mechanicals ltd
SP-2022-01723 | 2022-10-19 | 7505 PRINCE EDWARD STREET, Vancouver, BC V5X 3R2 | Sprinkler Permit | Residential | New | Completed | Residential - New Sprinkler Installation for : >BP: To construct a two-storey two-family dwelling with one secondary suite ($657,045) located in the basement, with a detached accessory building (garage) at the rear providing 2 parking spaces, having vehicular access from the lane. Note: This is a 2 storey building pursuant to the Zoning and Development By-Law 1. Covenant registered at the Land Title Office under CA9943776 2. No strata titling permitted 3. A/C units proposed in front and rear yard 4. No Bar sinks proposed 5. Schedule B: Md. Shahidul Alam (604.653.7475) Structural 6. Schedule B: Geotek Designs (604.782.8074) Geotechnical 7. HPO: Residential Builder - Dod Construction Ltd. | Real Tech Fire Protection Ltd
EP-2022-08668 | 2022-10-13 | 7505 PRINCE EDWARD STREET, Vancouver, BC V5X 3R2 | Electrical Permit | Residential | New | Completed | Installation / Repair - Residential - tv,telephone,alarm prewire and complete | Tvisha Technologies Ltd
EP-2022-08383 | 2022-11-03 | 7506 PRINCE EDWARD STREET, Vancouver, BC V5X 3R3 | Electrical Permit | Residential | New | Completed | Installation / Repair - Residential - New electrical work duplex >BP: Note: This Building Permit will remain in a suspended status until the associated (green) Demolition Permit BP-2022-01956 is completed. To construct a 2 storey two-family dwelling with 2 secondary suites located in the Basement ($930,432.50) with a detached accessory building (garage) and 2 open parking at the rear providing a total of 3 parking spaces, having vehicular access from the lane. 1. Covenant registered at the Land Title Office under CB191595-CB191597 2. A/C proposed – Exterior component located in front & rear yard, Interior component located in closet on second floor. 3. Bar sink not proposed. 4. Schedule B: (Xue Li Chen) P.Eng (778.235.5447) Structural, Architectural Item 1.5 5. Schedule B: (Zhao Guan) P.Eng (778-868-5635) Geotechnical 6. HPO: Residential Builder- (FUNCTIONAL HOMES LTD) Note: This is a 2 storey building pursuant to the Zoning and Development By-Law Address Information: WEST UINIT #1-7506 Prince Edward St - One Dwelling Unit (1st-2nd floor) #2-7506 Prince Edward St - Secondary Suite (basement) EAST UNIT #1-402 E 59th Av - One Family Dwelling (1st-2nd floor) #2-402 E 59th Av - Secondary Suite (basement) Address and suite numbers assigned as per approved plans for Fire and Emergency response. The address numbers are to be posted to the building to be visible from the street and the suite numbers are to be posted at the suite entries in accordance with the Building By-law prior to final inspection. **THIS PERMIT HAS BEEN ISSUED UNDER THE REQUIREMENTS OF VBBL #12511 (2019) ** | Best Choice Electrical Ltd
PP-2022-04212 | 2022-11-23 | 7506 PRINCE EDWARD STREET, Vancouver, BC V5X 3R3 | Plumbing Permit | Residential | New | Completed | Residential - Sump Amend: May 18th, 2023 add other sump | AKAL DEMOLITION & EXCAVATING LTD
PP-2023-00124 | 2023-01-13 | 7506 PRINCE EDWARD STREET, Vancouver, BC V5X 3R3 | Plumbing Permit | Residential | New | Completed | Residential - To install piping and fixtures for a new duplex. >BP: To construct a 2 story two-family dwelling with 2 secondary suites located in the Basement with a detached accessory building (garage) and 2 open parking at the rear providing a total of 3 parking spaces, having vehicular access from the lane. 1. Covenant registered at the Land Title Office under CB191595-CB191597 2. A/C proposed – Exterior component located in front & rear yard, Interior component located in closet on second floor. 3. Bar sink not proposed. 4. Schedule B: (Xue Li Chen) P.Eng (778.235.5447) Structural, Architectural Item 1.5 5. Schedule B: (Zhao Guan) P.Eng (778-868-5635) Geotechnical 6. HPO: Residential Builder- (FUNCTIONAL HOMES LTD) | Skyway Plumbing & gas Ltd
MP-2023-00112 | 2023-01-27 | 7506 PRINCE EDWARD STREET, Vancouver, BC V5X 3R3 | Mechanical Permit | NULL | NULL | Completed | NULL | Skyway Plumbing & gas Ltd
GP-2023-00547 | 2023-02-15 | 7506 PRINCE EDWARD STREET, Vancouver, BC V5X 3R3 | Gas Permit | Residential | New | Completed | Residential - 4 Ranges, 2 Boilers & 2 BBQ's To install piping and appliances for a new duplex with complete installation. >BP: To construct a 2 storey two-family dwelling with 2 secondary suites located in the Basement ($930,432.50) with a detached accessory building (garage) and 2 open parking at the rear providing a total of 3 parking spaces, having vehicular access from the lane. | Skyway Plumbing & gas Ltd
EP-2023-01267 | 2023-02-14 | 7506 PRINCE EDWARD STREET, Vancouver, BC V5X 3R3 | Electrical Permit | Residential | New | Completed | Installation / Repair - Residential - tv,telephone,alarm prewire and complete >BP: To construct a 2 storey two-family dwelling with 2 secondary suites located in the Basement ($930,432.50) with a detached accessory building (garage) and 2 open parking at the rear providing a total of 3 parking spaces, having vehicular access from the lane. 1. Covenant registered at the Land Title Office under CB191595-CB191597 2. A/C proposed – Exterior component located in front & rear yard, Interior component located in closet on second floor. 3. Bar sink not proposed. 4. Schedule B: (Xue Li Chen) P.Eng (778.235.5447) Structural, Architectural Item 1.5 5. Schedule B: (Zhao Guan) P.Eng (778-868-5635) Geotechnical 6. HPO: Residential Builder- (FUNCTIONAL HOMES LTD) Note: This is a 2 storey building pursuant to the Zoning and Development By-Law **THIS PERMIT HAS BEEN ISSUED UNDER THE REQUIREMENTS OF VBBL #12511 (2019) ** | Tvisha Technologies Ltd
SP-2023-00263 | 2023-02-14 | 7506 PRINCE EDWARD STREET, Vancouver, BC V5X 3R3 | Sprinkler Permit | Residential | New | Completed | Residential - To install piping and fixtures for a new duplex. >BP: To construct a 2 storey two-family dwelling with 2 secondary suites located in the Basement with a detached accessory building (garage) and 2 open parking at the rear providing a total of 3 parking spaces, having vehicular access from the lane. 1. Covenant registered at the Land Title Office under CB191595-CB191597 2. A/C proposed – Exterior component located in front & rear yard, Interior component located in closet on second floor. 3. Bar sink not proposed. 4. Schedule B: (Xue Li Chen) P.Eng (778.235.5447) Structural, Architectural Item 1.5 5. Schedule B: (Zhao Guan) P.Eng (778-868-5635) Geotechnical 6. HPO: Residential Builder- (FUNCTIONAL HOMES LTD) | Skyway Plumbing & gas Ltd
EP-2022-04903 | 2022-06-09 | 7506 PRINCE EDWARD STREET, Vancouver, BC V5X 3R3 | Electrical Permit | Residential | New | Expired | Temporary Power - Residential - To provide temporary power. | Best Choice Electrical Ltd
GP-2022-00564 | 2022-02-22 | 5244 PRINCE EDWARD STREET, Vancouver, BC V5W 2X5 | Gas Permit | Residential | Renovation | Completed | Residential - Furnace Replacement 66,000 BTU | Superior Gas Installations & Service Ltd
EP-2022-00031 | 2022-01-12 | 3150 PRINCE EDWARD STREET, Vancouver, BC V5T 3N6 | Electrical Permit | Commercial | New | Completed | Installation / Repair - Commercial - Work to be completed to replace the existing faulty 3 Wire fire alarm system with an Edwards iO 1000 fire alarm control system. Included in the install will be: 1x Panel c/w battery backup. Relays for fire alarm and system trouble monitoring and ULC monitoring Existing devices to be replaced with addressable. Horn strobes in the common area. In suite heat detectors and buzzers. Full day third party verification >BP:Interior alterations for a fire alarm panel upgrade in this existing 3-storey multiple dwelling with an underground parkade to meet the CSA-B44 requirements. | Elite Fire Protection Ltd
GP-2023-00827 | 2023-03-08 | 3204 PRINCE EDWARD STREET, Vancouver, BC V5V 3X5 | Gas Permit | Residential | Renovation | Completed | Residential - Replace old forced air furnace to new high efficiency furnace | SKYREACH PLUMBING & HEATING LTD
EP-2022-10082 | 2022-11-30 | 3204 PRINCE EDWARD STREET, Vancouver, BC V5V 3X5 | Electrical Permit | Residential | Renovation - Dwelling Unit(s) only | Completed | Installation / Repair - Residential - Upgrade to 200A service | Reliable Electrical Contracting Ltd
GP-2023-00590 | 2023-02-16 | 2841 PRINCE ALBERT STREET, Vancouver, BC V5T 3X5 | Gas Permit | Residential | Renovation | Issued | Residential - to replace 1 boiler in the same location. | Paolo's Plumbing & Heating Ltd
EP-2023-10793 | 2023-12-01 | 2841 PRINCE ALBERT STREET, Vancouver, BC V5T 3X5 | Electrical Permit | Residential | Addition | Issued | Temporary Power - Residential - To provide temporary power. | SEAN CHYSYK O/A HYCREST ELECTRICAL
GP-2023-00601 | 2023-02-17 | 3488 PRINCE ALBERT STREET, Vancouver, BC V5V 4H7 | Gas Permit | Residential | Renovation | Completed | Residential - 40 us gallon hwt rere | Pioneer Plumbing & Heating Inc
GP-2024-00147 | NULL | 3545 PRINCE ALBERT STREET, Vancouver, BC V5V 4H8 | Gas Permit | Residential | Renovation | Application Incomplete | Residential - Boiler replacement **Amendment- January 18, 2024 - corrected owners name from Frank to Li Feng** | Maple Furnace Heating & Air Conditioning
EP-2023-07376 | 2023-08-14 | 3550 PRINCE ALBERT STREET, Vancouver, BC V5V 5B5 | Electrical Permit | Residential | Addition | Issued | Installation / Repair - Residential - Installation of Low voltage HVAC controls. | Olympic Controls Inc
GP-2023-03698 | 2023-11-23 | 3625 PRINCE ALBERT STREET, Vancouver, BC V5V 4H9 | Gas Permit | Residential | Renovation | Issued | Residential - Decommission and remove old gas boiler and install new boiler | Ashton Service Group/Ashton Mechanical Ltd.
GP-2022-02503 | 2022-08-23 | 3625 PRINCE ALBERT STREET, Vancouver, BC V5V 4H9 | Gas Permit | Residential | Renovation | Completed | Residential - Decommission and remove furnace Outdoor Heat Pump unit installed | Ashton Service Group/Ashton Mechanical Ltd.
EP-2022-01504 | 2022-02-28 | 3516 QUEBEC STREET, Vancouver, BC V5V 3K2 | Electrical Permit | Residential | Renovation | Completed | Installation / Repair - Residential - Wire and Connect Heat Pump | Gerald W Jansen & Jody Jansen
GP-2023-00021 | 2023-01-04 | 3524 QUEBEC STREET, Vancouver, BC V5V 3K2 | Gas Permit | Residential | Tenant Improvement | Expired | Residential - Re and Re the furnace | Moore & Russell Heating Ltd
GP-2022-02579 | 2022-08-29 | 3563 QUEBEC STREET, Vancouver, BC V5V 3K3 | Gas Permit | Residential | Renovation - Dwelling Unit(s) only | Completed | Residential - Re Re furnace and water heater | Tek Climate Heating & Air Conditioning Ltd
GP-2022-02440 | 2022-08-18 | 3597 QUEBEC STREET, Vancouver, BC V5V 3K3 | Gas Permit | Residential | Renovation | Completed | Residential - Re&Re Furnace BTU: 70.000 | Milani Plumbing Heating & Air Conditioning Ltd
GP-2023-02514 | 2023-08-29 | 3597 QUEBEC STREET, Vancouver, BC V5V 3K3 | Gas Permit | Residential | Addition | Completed | Residential - Re&Re hot water tank | Milani Plumbing Heating & Air Conditioning Ltd
GP-2023-02113 | 2023-07-14 | 4640 REID STREET, Vancouver, BC V5R 3Y6 | Gas Permit | Residential | Renovation | Issued | Residential - Re&re tankless | Milani Plumbing Heating & Air Conditioning Ltd
EP-2023-06308 | 2023-07-27 | 4640 REID STREET, Vancouver, BC V5R 3Y6 | Electrical Permit | Residential | Renovation | Issued | Installation / Repair - Residential - Installation completed for Heat Pump MP-2023-01279 | Milani Electric Limited
MP-2023-01279 | 2023-07-13 | 4640 REID STREET, Vancouver, BC V5R 3Y6 | Mechanical Permit | NULL | NULL | Completed | NULL | Milani Plumbing Heating & Air Conditioning Ltd
GP-2023-00153 | 2023-01-13 | 3416 NAPIER STREET, Vancouver, BC V5K 2X6 | Gas Permit | Residential | Renovation | Completed | Residential - Replace boiler on ground floor. | Canadian Care Heating & Cooling Ltd
GP-2022-03322 | 2022-10-27 | 3495 NAPIER STREET, Vancouver, BC V5K 2X5 | Gas Permit | Residential | Renovation | Completed | Residential - Boiler replacement | Maple Furnace Heating & Air Conditioning
EP-2023-06086 | 2023-07-07 | 3498 NAPIER STREET, Vancouver, BC V5K 2X6 | Electrical Permit | Residential | New | Issued | Temporary Power - Residential - To provide temporary power. | AIGO TECHNOLOGY INC
PP-2023-02751 | 2023-08-02 | 3498 NAPIER STREET, Vancouver, BC V5K 2X6 | Plumbing Permit | Residential | New | Issued | Residential - 1FD+SS - #1 & #2 - Sump installation for main house AMEND: AUG 28/2023 ADD 1 OUTSIDE STORM SUMP W/PUMP | Finest Construction & Renovation Ltd
MP-2023-01987 | 2023-11-06 | 3498 NAPIER STREET, Vancouver, BC V5K 2X6 | Mechanical Permit | NULL | NULL | Issued | NULL | Rain Coast Plumbing & Heating Ltd
PP-2023-03504 | 2023-10-05 | 3498 NAPIER STREET, Vancouver, BC V5K 2X6 | Plumbing Permit | Residential | New | Issued | Residential - Plumbing for new house >BP: To construct a 2 storey + basement one-family dwelling with a secondary suite located in the basement. The entire building, INCLUDING THE ATTACHED GARAGE (if applicable), to be sprinklered to NFPA 13D. Note: Parking for the site has been provided under DB-2022-03545 (Laneway House) Note: This is a 2 storey building pursuant to the Zoning and Development By-Law 1- Covenant registered at the Land Title Office under CB571821 2- No strata titling permitted 3- No Bar sink proposed 4- A/C unit proposed in year yard & first storey 5- Schedule B: Jason Hui, P.Eng (778 319 3403) Architectural, Structural & Geotechnical 6- HPO: Residential Builder - JBI Development Ltd. Tony Jang (604) 375-0998 7-Demo Declaration – Finest Construction & Renovation Ltd. (778)388-0351 8- General contractor -JBM Pacific Construction Ltd. (604)375-0998 | Rain Coast Plumbing & Heating Ltd
MP-2023-00756 | 2023-05-02 | 3533 NAPIER STREET, Vancouver, BC V5K 2X8 | Mechanical Permit | NULL | NULL | Completed | NULL | 1236318 BC Ltd DBA Aquatech Vancouver
EP-2023-05271 | 2023-06-27 | 3533 NAPIER STREET, Vancouver, BC V5K 2X8 | Electrical Permit | Residential | Renovation | Completed | Installation / Repair - Residential - Wiring of outdoor mini split heat pump unit *MP-2023-00756: Issued (Heating and Cooling) | Mountain Point Electrical Inc.
GP-2023-03062 | 2023-10-13 | 3588 NAPIER STREET, Vancouver, BC V5K 2X7 | Gas Permit | Residential | Renovation | Completed | Residential - RE&RE furnace | Milani Plumbing Heating & Air Conditioning Ltd
EP-2023-09497 | 2023-10-20 | 2168 NEWPORT AVENUE, Vancouver, BC V5P 2H8 | Electrical Permit | Residential | New | Issued | Temporary Power - Residential - To provide temporary power. | H.L. ELECTRICAL LTD
GP-2023-01853 | 2023-06-19 | 2168 NEWPORT AVENUE, Vancouver, BC V5P 2H8 | Gas Permit | Residential | New | Issued | Residential - 1 Range, 1 BBQ, 1 Cooktop & 1 Boiler Rough-in >BP: To construct a 2 storey one-family dwelling with a secondary suite | FOCUS MECHANICAL LTD.
MP-2023-00774 | 2023-05-03 | 2168 NEWPORT AVENUE, Vancouver, BC V5P 2H8 | Mechanical Permit | NULL | NULL | Issued | NULL | Ultimate Choice Air Conditioning & Renovations Ltd
PP-2023-00344 | 2023-02-01 | 2168 NEWPORT AVENUE, Vancouver, BC V5P 2H8 | Plumbing Permit | Residential | New | Issued | Residential - Plumbing >BP: To construct a 2 storey one-family dwelling with a secondary suite located in the Basement with an open parking pad, providing 1 parking space, having vehicular access from the 20' Lane. 1. Covenant registered at the Land Title Office under CA9852862 2. No Strata Titling permitted 3. A/C proposed – Exterior component located in South, Interior component located in Basement 4. Schedule B: (Alan Prahalad) P.Eng (604.831.1431) Structural & Geotechnical 5. HPO: Residential Builder- Cyanic Development Inc. | HKR Plumbing Ltd
SP-2023-00598 | 2023-04-11 | 2168 NEWPORT AVENUE, Vancouver, BC V5P 2H8 | Sprinkler Permit | Residential | New | Issued | Residential - 1FD+SS - #1 & #2 - New sprinkler system >DB: To construct a 2 storey one-family dwelling with a secondary suite located in the Basement with an open parking pad, providing 1 parking space, having vehicular access from the 20' Lane. 1. Covenant registered at the Land Title Office under CA9852862 2. No Strata Titling permitted 3. A/C proposed – Exterior component located in South, Interior component located in Basement | Haven Fire Protection Ltd
EP-2023-03715 | 2023-04-28 | 2168 NEWPORT AVENUE, Vancouver, BC V5P 2H8 | Electrical Permit | Residential | New | Issued | Installation / Repair - Residential - Extra Low Voltage. Door bell, Date, Voice, TV Cable, Alarm Prewire,Security Camera. >BP: To construct a 2 storey one-family dwelling with a secondary suite located in the Basement ($870,000.00) with an open parking pad, providing 1 parking space, having vehicular access from the 20' Lane. | SECUTECH DEVELOPMENT LTD.
EP-2023-03461 | 2023-05-17 | 2168 NEWPORT AVENUE, Vancouver, BC V5P 2H8 | Electrical Permit | Residential | New | Issued | Installation / Repair - Residential - ¦ 1FD + 1SS ¦ 2 SEPARATE SERVICES ¦ LWH- 125A ¦ 1FD- 200A ¦ 400 amp main service 125 amp for house 100 amp for suite and 100 amp for lwh ,all wiring and finishing *An approved mechanical permit is required for the installation of air conditioning or heat pump unit at the time of installation before an electrical inspection will be performed >Permit Amendment Aug 18, 2023: -As BC Hydro approved dual service 125 amp. For lwh single meter. 200 anp duplex meter for main house 100 amp for house and 100 amp for suite *Service details change: 1-400A to LWH- 125A ¦ 1FD- 200A -Document(s) uploaded to "Application Documents" tab for Electrical Inspector review/ acceptance >BP: To construct a 2 storey one-family dwelling with a secondary suite located in the Basement ($870,000.00) with an open parking pad, providing 1 parking space, having vehicular access from the 20' Lane. 1. Covenant registered at the Land Title Office under CA9852862 2. No Strata Titling permitted 3. A/C proposed – Exterior component located in South, Interior component located in Basement 4. Schedule B: (Alan Prahalad) P.Eng (604.831.1431) Structural & Geotechnical 5. HPO: Residential Builder- Cyanic Development Inc. | H.L. ELECTRICAL LTD
PP-2022-03898 | 2022-10-28 | 2168 NEWPORT AVENUE, Vancouver, BC V5P 2H8 | Plumbing Permit | Residential | New | Issued | Residential - SUMPS | Hans Demolition and Excavating Ltd.
MP-2023-00003 | 2023-01-02 | 2168 NEWPORT AVENUE, Vancouver, BC V5P 2H8 | Mechanical Permit | NULL | NULL | Issued | NULL | HKR Plumbing Ltd
EP-2022-07831 | 2022-09-15 | 2168 NEWPORT AVENUE, Vancouver, BC V5P 2H8 | Electrical Permit | Residential | New | Expired | Temporary Power - Residential - To provide temporary power. | H.L. ELECTRICAL LTD
SP-2022-00907 | 2022-06-20 | 2188 NEWPORT AVENUE, Vancouver, BC V5P 2H8 | Sprinkler Permit | Residential | New | Completed | Residential - New sprinkler system To construct a two-storey two-family dwelling with two secondary suites located in the basement, with a 2 car detached accessory building (garage) at the rear with 2 surface parking spaces, having vehicular access from the lane. Note: This is a 2 storey building pursuant to the Zoning and Development By-Law 1. Covenant registered at the Land Title Office under CA9629531 2. No strata titling permitted for secondary suites 3. No A/C units proposed 4. No bar sinks proposed 5. Schedule B: Antony Wang, P.Eng (604-618-6236) Structural & Geotechnical 6. HPO: Residential Builder - Conquest Enterprises Inc 7. The entire building, INCLUDING THE ATTACHED GARAGE (if applicable), to be sprinklered to 2XNFPA 13D. | Haven Fire Protection Ltd
EP-2022-02409 | 2022-03-24 | 2188 NEWPORT AVENUE, Vancouver, BC V5P 2H8 | Electrical Permit | Residential | New | Expired | Temporary Power - Residential - To provide temporary power. | Makle Electric Ltd
PP-2022-02933 | 2022-08-23 | 2188 NEWPORT AVENUE, Vancouver, BC V5P 2H8 | Plumbing Permit | Residential | New | Completed | Residential - SUMPS | JVT EXCAVATING & DEMOLITION LTD
PP-2022-04458 | 2022-12-14 | 2188 NEWPORT AVENUE, Vancouver, BC V5P 2H8 | Plumbing Permit | Residential | New | Completed | Residential - Plumbing for Duplex house >BP: To construct a two-storey two-family dwelling with two secondary suites located in the basement, with a 2 car detached accessory building (garage) at the rear with 2 surface parking spaces, having vehicular access from the lane. Note: This is a 2 storey building pursuant to the Zoning and Development By-Law 1. Covenant registered at the Land Title Office under CA9629531 2. No strata titling permitted for secondary suites 3. No A/C units proposed 4. No bar sinks proposed 5. Schedule B: Antony Wang, P.Eng (604-618-6236) Structural & Geotechnical 6. HPO: Residential Builder - Conquest Enterprises Inc 7. The entire building, INCLUDING THE ATTACHED GARAGE (if applicable), to be sprinklered to 2XNFPA 13D. | Rain Coast Plumbing & Heating Ltd
EP-2023-02632 | 2023-03-27 | 2188 NEWPORT AVENUE, Vancouver, BC V5P 2H8 | Electrical Permit | Residential | New | Expired | Temporary Power - Residential - To provide temporary power. | Makle Electric Ltd
EP-2023-00965 | 2023-02-10 | 2188 NEWPORT AVENUE, Vancouver, BC V5P 2H8 | Electrical Permit | Residential | New | Completed | Installation / Repair - Residential - Duplex house complete electrical wiring and finishing, and phone/ data, TV, security cameras, security alarm rough-in wiring, low voltage control wiring. >BP: To construct a two-storey two-family dwelling with two secondary suites ($1,174,050.00) located in the basement, with a 2 car detached accessory building (garage) at the rear with 2 surface parking spaces, having vehicular access from the lane. Note: This is a 2 storey building pursuant to the Zoning and Development By-Law 1. Covenant registered at the Land Title Office under CA9629531 2. No strata titling permitted for secondary suites 3. No A/C units proposed 4. No bar sinks proposed 5. Schedule B: Antony Wang, P.Eng (604-618-6236) Structural & Geotechnical 6. HPO: Residential Builder - Conquest Enterprises Inc 7. The entire building, INCLUDING THE ATTACHED GARAGE (if applicable), to be sprinklered to 2XNFPA 13D. ******THIS PERMIT HAS BEEN ISSUED UNDER THE REQUIREMENTS OF VBBL #12511 (2019)****** *May 02, 2023 Permit Amendment: -2 x 200A Services -Added AC (heat pump) to both duplex | Makle Electric Ltd
MP-2023-00114 | 2023-01-28 | 2188 NEWPORT AVENUE, Vancouver, BC V5P 2H8 | Mechanical Permit | NULL | NULL | Completed | NULL | Rain Coast Plumbing & Heating Ltd
GP-2023-00616 | 2023-02-24 | 2188 NEWPORT AVENUE, Vancouver, BC V5P 2H8 | Gas Permit | Residential | New | Completed | Residential - To install 2 boiler 2 range 2 BBQ There is pipping for 2 BBQ >BP: To construct a two-storey two-family dwelling with two secondary suites ($1,174,050.00) located in the basement, with a 2 car detached accessory building (garage) at the rear with 2 surface parking spaces, having vehicular access from the lane. | JOT MECHANICAL LTD
EP-2023-03994 | 2023-05-11 | 2188 NEWPORT AVENUE, Vancouver, BC V5P 2H8 | Electrical Permit | Residential | New | Completed | Installation / Repair - Residential - Installation of security Alarm system and termination of data cables. >BP: To construct a two-storey two-family dwelling with two secondary suites ($1,174,050.00) located in the basement, with a 2 car detached accessory building (garage) at the rear with 2 surface parking spaces, having vehicular access from the lane. | Vantronics Services Inc
EP-2023-09224 | NULL | 2188 NEWPORT AVENUE, Vancouver, BC V5P 2H8 | Electrical Permit | Residential | New | Withdrawn | Installation / Repair - Residential - Termination of security system | Vantronics Services Inc
GP-2023-02302 | 2023-08-08 | 2213 NEWPORT AVENUE, Vancouver, BC V5P 2J1 | Gas Permit | Residential | New | Completed | Residential - 1 Range Rough in is already done and connection is available behind the range >BP: To construct a 2 storey one-family dwelling with a secondary suite | MAPLE APPLIANCE LTD
GP-2022-02972 | 2022-10-03 | 2213 NEWPORT AVENUE, Vancouver, BC V5P 2J1 | Gas Permit | Residential | New | Completed | Residential - Venting & Hookup Only | REAL LIGHTING & FIREPLACES LTD
GP-2022-03035 | 2022-10-07 | 2213 NEWPORT AVENUE, Vancouver, BC V5P 2J1 | Gas Permit | Residential | New | Completed | Residential - 1FD+SS - #1 & #2 - Gas for new house >DB: To construct a 2 storey one-family dwelling with a secondary suite located in the Basement with an open parking pad, providing 1 parking space, having vehicular access from the 20' Lane. Note: The entire building, INCLUDING THE ATTACHED GARAGE (if applicable), to be sprinklered to NFPA 13D 1. Covenant registered at the Land Title Office under CA9480868 2. A/C proposed – Exterior component located in Rear, Interior component located in Second Floor 3. No Bar sink | Rain Coast Plumbing & Heating Ltd
EP-2022-08545 | 2022-10-11 | 2213 NEWPORT AVENUE, Vancouver, BC V5P 2J1 | Electrical Permit | Residential | New | Completed | Installation / Repair - Residential - Tv,telephone,alarm prewire and complete security alarm system >BP: To construct a 2 storey one-family dwelling with a secondary suite located in the Basement ($646,750) with an open parking pad, providing 1 parking space, having vehicular access from the 20' Lane. Note: The entire building, INCLUDING THE ATTACHED GARAGE (if applicable), to be sprinklered to NFPA 13D 1. Covenant registered at the Land Title Office under CA9480868 2. A/C proposed – Exterior component located in Rear, Interior component located in Second Floor 3. No Bar sink 4. Schedule B: (G.Bozsik) P.Eng (604.431.0055) Structural & Geotechnical 5. HPO: Residential Builder- JSS Development Ltd | Tvisha Technologies Ltd
MP-2022-00124 | 2022-08-18 | 2213 NEWPORT AVENUE, Vancouver, BC V5P 2J1 | Mechanical Permit | NULL | NULL | Completed | NULL | Rain Coast Plumbing & Heating Ltd
SP-2022-01282 | 2022-08-11 | 2213 NEWPORT AVENUE, Vancouver, BC V5P 2J1 | Sprinkler Permit | Residential | New | Completed | Residential - new sprinkler system >BP: To construct a 2 storey one-family dwelling with a secondary suite located in the Basement ($646,750) with an open parking pad, providing 1 parking space, having vehicular access from the 20' Lane. Note: The entire building, INCLUDING THE ATTACHED GARAGE (if applicable), to be sprinklered to NFPA 13D 1. Covenant registered at the Land Title Office under CA9480868 2. A/C proposed – Exterior component located in Rear, Interior component located in Second Floor 3. No Bar sink 4. Schedule B: (G.Bozsik) P.Eng (604.431.0055) Structural & Geotechnical 5. HPO: Residential Builder- JSS Development Ltd Note: This is a 2 storey building pursuant to the Zoning and Development By-Law Address Information: Principle Dwelling:#1-2213 Newport Ave Secondary Suite: #2-2213 Newport Ave Laneway home: #3-2213 Newport Ave Address and suite numbers assigned as per approved plans for Fire and Emergency response. The address number is to be posted to the building to be visible from the street and the suite numbers are to be posted at the suite entries in accordance with the Building By-law prior to final inspection. **THIS PERMIT HAS BEEN ISSUED UNDER THE REQUIREMENTS OF VBBL #12511 (2019) ** | Haven Fire Protection Ltd
EP-2022-06648 | 2022-08-10 | 2213 NEWPORT AVENUE, Vancouver, BC V5P 2J1 | Electrical Permit | Residential | New | Completed | Installation / Repair - Residential - HOUSE ROUGH WIRING,SERVICE AND FINISHING. Main consumer's service: 200A. Main house service: 125A. LWH service: 100A. >BP: To construct a 2 storey one-family dwelling with a secondary suite located in the Basement ($646,750) with an open parking pad, providing 1 parking space, having vehicular access from the 20' Lane. Note: The entire building, INCLUDING THE ATTACHED GARAGE (if applicable), to be sprinklered to NFPA 13D 1. Covenant registered at the Land Title Office under CA9480868 2. A/C proposed – Exterior component located in Rear, Interior component located in Second Floor 3. No Bar sink 4. Schedule B: (G.Bozsik) P.Eng (604.431.0055) Structural & Geotechnical 5. HPO: Residential Builder- JSS Development Ltd Note: This is a 2 storey building pursuant to the Zoning and Development By-Law Address Information: Principle Dwelling:#1-2213 Newport Ave Secondary Suite: #2-2213 Newport Ave Laneway home: #3-2213 Newport Ave Address and suite numbers assigned as per approved plans for Fire and Emergency response. The address number is to be posted to the building to be visible from the street and the suite numbers are to be posted at the suite entries in accordance with the Building By-law prior to final inspection. **THIS PERMIT HAS BEEN ISSUED UNDER THE REQUIREMENTS OF VBBL #12511 (2019) ** | G G S ELECTRICAL LTD
PP-2022-02748 | 2022-08-09 | 2213 NEWPORT AVENUE, Vancouver, BC V5P 2J1 | Plumbing Permit | Residential | New | Completed | Residential - 1FD+SS - #1 & #2 - Plumbing for new house To construct a 2 storey one-family dwelling with a secondary suite located in the Basement with an open parking pad, providing 1 parking space, having vehicular access from the 20' Lane. Note: The entire building, INCLUDING THE ATTACHED GARAGE (if applicable), to be sprinklered to NFPA 13D 1. Covenant registered at the Land Title Office under CA9480868 2. A/C proposed – Exterior component located in Rear, Interior component located in Second Floor 3. No Bar sink | Rain Coast Plumbing & Heating Ltd
PP-2022-02206 | 2022-06-22 | 2213 NEWPORT AVENUE, Vancouver, BC V5P 2J1 | Plumbing Permit | Residential | New | Completed | Residential - 1FD+SS - #1 & #2 - sump placing To construct a 2 storey one-family dwelling with a secondary suite located in the Basement with an open parking pad, providing 1 parking space, having vehicular access from the 20' Lane. Note: The entire building, INCLUDING THE ATTACHED GARAGE (if applicable), to be sprinklered to NFPA 13D 1. Covenant registered at the Land Title Office under CA9480868 2. A/C proposed – Exterior component located in Rear, Interior component located in Second Floor 3. No Bar sink | Metro Contracting Ltd
EP-2022-02580 | 2022-03-30 | 2213 NEWPORT AVENUE, Vancouver, BC V5P 2J1 | Electrical Permit | Residential | New | Expired | Temporary Power - Residential - To provide temporary power. | G G S ELECTRICAL LTD
EP-2022-03009 | 2022-04-20 | 2238 NEWPORT AVENUE, Vancouver, BC V5P 2J2 | Electrical Permit | Residential | Renovation | Completed | Installation / Repair - Residential - replace three # 1acwu wires from meter base to entrance cap. Amend: May 11, 2022 Service: 120V/240V 125amp Scope of work: New meter and overhead installation. Job Value: $1885.00 | Technics Electric Ltd
EP-2023-00105 | 2023-01-05 | 2262 NEWPORT AVENUE, Vancouver, BC V5P 2J2 | Electrical Permit | Residential | New | Expired | Temporary Power - Residential - To provide temporary power. | MSD Electrical Ltd.
EP-2023-09613 | 2023-11-03 | 2262 NEWPORT AVENUE, Vancouver, BC V5P 2J2 | Electrical Permit | Residential | New | Issued | Installation / Repair - Residential - New service, rough wiring, and finishing with legal suite. Gas heat and all appliances gas. >BP: 2FD + SS (x2) To construct a two-storey two-family dwelling with a detached accessory building (garage) at the rear providing 2 parking spaces, having vehicular access from the lane. ***This permit is issued under the VBBL 2019, with updated energy requirements as per bylaw # 12997 effective Jan 01, 2022.*** | Sandhu Electric Ltd
MP-2023-01820 | 2023-10-11 | 2262 NEWPORT AVENUE, Vancouver, BC V5P 2J2 | Mechanical Permit | NULL | NULL | Issued | NULL | Axis Mechanical Ltd
PP-2023-03494 | 2023-10-04 | 2262 NEWPORT AVENUE, Vancouver, BC V5P 2J2 | Plumbing Permit | Residential | New | Issued | Residential - new plumbing system for duplexes >BP: 2FD + SS (x2) To construct a two-storey two-family dwelling with a detached accessory building (garage) at the rear providing 2 parking spaces, having vehicular access from the lane. Note: This is a 2 storey building pursuant to the Zoning and Development By-Law The entire building, INCLUDING THE ATTACHED GARAGE (if applicable), to be sprinklered to 2x NFPA 13D. 1- Covenant registered at the Land Title Office under CB570531-CB570632 2- No strata titling of the secondary suites is permitted 3. No A/C units proposed 4. Bar sinks (2) proposed in 5. Schedule B: Beerinder Sidhu M.Eng P.Eng (604-339-0034) Structural & Geotechnical 6. HPO: Residential Builder, Gurjiwan Singh Gill | Axis Mechanical Ltd
PP-2023-03147 | 2023-09-07 | 2262 NEWPORT AVENUE, Vancouver, BC V5P 2J2 | Plumbing Permit | Residential | New | Issued | Residential - One sump out of the duplex | Jewel Mini Excavating Ltd
GP-2023-03652 | 2023-11-28 | 2262 NEWPORT AVENUE, Vancouver, BC V5P 2J2 | Gas Permit | Residential | New | Issued | Residential - 2 Water Heater & 4 Ranges running new gas line from gas meter to respective appliances for duplex units >BP: 2FD + SS (x2) To construct a two-storey two-family dwelling with a detached accessory building (garage) at the rear providing 2 parking spaces, having vehicular access from the lane | Axis Mechanical Ltd
SP-2023-02122 | 2023-11-22 | 2262 NEWPORT AVENUE, Vancouver, BC V5P 2J2 | Sprinkler Permit | Residential | New | Issued | Residential - New sprinkler system >BP: 2FD + SS (x2) To construct a two-storey two-family dwelling with a detached accessory building (garage) at the rear providing 2 parking spaces, having vehicular access from the lane. Note: This is a 2 storey building pursuant to the Zoning and Development By-Law The entire building, INCLUDING THE ATTACHED GARAGE (if applicable), to be sprinklered to 2x NFPA 13D. 1- Covenant registered at the Land Title Office under CB570531-CB570632 2- No strata titling of the secondary suites is permitted 3. No A/C units proposed 4. Bar sinks (2) proposed in 5. Schedule B: Beerinder Sidhu M.Eng P.Eng (604-339-0034) Structural & Geotechnical 6. HPO: Residential Builder, Gurjiwan Singh Gill | Haven Fire Protection Ltd
EP-2023-10519 | 2023-11-22 | 2262 NEWPORT AVENUE, Vancouver, BC V5P 2J2 | Electrical Permit | Residential | New | Issued | Installation / Repair - Residential - Low Voltage data, tel, vacuum , security rough in, doorbell >BP: 2FD + SS (x2) To construct a two-storey two-family dwelling with a detached accessory building (garage) at the rear providing 2 parking spaces, having vehicular access from the lane. Note: This is a 2 storey building pursuant to the Zoning and Development By-Law The entire building, INCLUDING THE ATTACHED GARAGE (if applicable), to be sprinklered to 2x NFPA 13D. 1- Covenant registered at the Land Title Office under CB570531-CB570632 2- No strata titling of the secondary suites is permitted 3. No A/C units proposed 4. Bar sinks (2) proposed in 5. Schedule B: Beerinder Sidhu M.Eng P.Eng (604-339-0034) Structural & Geotechnical 6. HPO: Residential Builder, Gurjiwan Singh Gill ***This permit is issued under the VBBL 2019, with updated energy requirements as per bylaw # 12997 effective Jan 01, 2022.*** | GS Security System Ltd
EP-2023-10723 | 2023-12-07 | 535 NICOLA STREET, Vancouver, BC V6G 3G3 | Electrical Permit | Commercial | Renovation | Issued | Installation / Repair - Commercial - Maintenance replacement of fire alarm panel.This FAS upgrade is limited to the replacement of the existing control unit with a new control unit only without altering the existing wiring and outlet boxes. The existing field devices incorporated in the fire alarm system shall be compatible with the new control unit in conformance with the CAN/CSA ULC-S524.As per Bulletin 2018-004-BU/EL #2 Attachment 1C. | Fina Electrical Systems Ltd
EP-2023-09289 | 2023-10-13 | 3468 ONTARIO STREET, Vancouver, BC V5V 3E8 | Electrical Permit | Residential | New | Issued | Temporary Power - Residential - To provide temporary power. | OPTIMUM ELECTRICAL LTD
GP-2023-01228 | 2023-04-14 | 3538 ONTARIO STREET, Vancouver, BC V5V 3E9 | Gas Permit | Residential | Renovation | Completed | Residential - Install a black steel natural gas piping system for future addition of gas range and a quick disconnect box on deck for BBQ | R & B Plumbing & Heating Ltd
GP-2022-01451 | 2022-05-10 | 3538 ONTARIO STREET, Vancouver, BC V5V 3E9 | Gas Permit | Residential | Renovation | Completed | Residential - Combi-Boiler Retrofit | R & B Plumbing & Heating Ltd
GP-2022-00499 | 2022-02-16 | 3590 ONTARIO STREET, Vancouver, BC V5V 3E9 | Gas Permit | Residential | Addition | Completed | Residential - re and re gas range | Christopher Sterling
EP-2023-05499 | 2023-06-26 | 3590 ONTARIO STREET, Vancouver, BC V5V 3E9 | Electrical Permit | Residential | Renovation - Dwelling Unit(s) only | Completed | Installation / Repair - Residential - Install wiring to client supplied solar panels, and installation of disconnect. SOLAR PHOTOVOLTAIC INSTALLATION: 22 PV Modules, 11 Inverters, Fastrack Racking. Rated AC: 7070W (29.26A) @240V. Note: Screening by Enquiry Centre. Building permit not required. | Whitley Electric Ltd
EP-2022-10807 | 2023-01-05 | 3590 ONTARIO STREET, Vancouver, BC V5V 3E9 | Electrical Permit | Residential | Renovation | Cancelled | Installation / Repair - Residential - Electrical supply for Dsplit. MP-2022-00750 | Milani Electric Limited
MP-2022-00750 | 2023-01-03 | 3590 ONTARIO STREET, Vancouver, BC V5V 3E9 | Mechanical Permit | NULL | NULL | Cancelled | NULL | Milani Electric Limited
EP-2023-04157 | 2023-05-12 | 9265 OAK STREET, Vancouver, BC | Electrical Permit | Commercial | NULL | Issued | Annual / Operating - Manufacturing concrete pipe, office Renewal of EP-2022-04549 Valid: May 18, 2023 to May 17, 2024 | Marsic Contracting Ltd
EP-2022-04549 | 2022-05-31 | 9265 OAK STREET, Vancouver, BC | Electrical Permit | Commercial | NULL | Expired | Annual / Operating - Manufacturing concrete pipe, office Valid from May 18, 2022 to May 17, 2023 Renewal of EP-2021-03835 | Marsic Contracting Ltd
EP-2023-02750 | 2023-03-29 | 2957 ONTARIO STREET, Vancouver, BC V5T 2Y5 | Electrical Permit | Residential | New | Issued | Temporary Power - Residential - To provide temporary power. | FC Electric Inc
EP-2023-08391 | 2023-09-26 | 2957 ONTARIO STREET, Vancouver, BC V5T 2Y5 | Electrical Permit | Residential | Renovation | Issued | Installation / Repair - Residential - complete wiring for duplex -new 200 amp service >BP: To add and alter existing heritage B multiple conversion dwelling containing two dwelling units. Building Review Branch Notes: 1. Struct. B & Geo. B are submitted. 2. Entire building is to be sprinklered to NFPA 13R requirements. 3. All dwelling units have their own separate exterior entrance. 4. All new windows, doors, and skylights shall conform to AAMA/WDMA/CSA101/I.S.2/A440, NAFS. ******THIS PERMIT HAS BEEN ISSUED UNDER THE REQUIREMENTS OF VBBL 2019 ******** | FC Electric Inc
PP-2023-02929 | 2023-08-18 | 2957 ONTARIO STREET, Vancouver, BC V5T 2Y5 | Plumbing Permit | Residential | Renovation | Issued | Residential - draintile, RWL, sump, storm service, sanitary, waterline >BP: To add and alter existing heritage B multiple conversion dwelling containing two dwelling units. Building Review Branch Notes: 1. Struct. B & Geo. B are submitted. 2. Entire building is to be sprinklered to NFPA 13R requirements. 3. All dwelling units have their own separate exterior entrance. 4. All new windows, doors, and skylights shall conform to AAMA/WDMA/CSA101/I.S.2/A440, NAFS. ******THIS PERMIT HAS BEEN ISSUED UNDER THE REQUIREMENTS OF VBBL 2019 ******** | G E Koba Enterprises Inc
EP-2023-02290 | 2023-04-06 | 3010 ONTARIO STREET, Vancouver, BC V5T 2Y7 | Electrical Permit | Commercial | Addition | Completed | Installation / Repair - Commercial - Installing EV charger that will use load sharing with existing chargers who are fed from house panel. (RE: EP-2020-08954) | 0968458 BC Ltd DBA Relight Solutions
GP-2022-03290 | 2022-10-25 | 3048 ONTARIO STREET, Vancouver, BC V5T 2Y7 | Gas Permit | Residential | Tenant Improvement | Issued | Residential - Re Re Furnace | Moore & Russell Heating Ltd
NULL | NULL | 3048 ONTARIO STREET, Vancouver, BC V5T 2Y7 | Mechanical Permit | NULL | NULL | Withdrawn | NULL | NULL
PP-2022-00651 | 2022-02-24 | 7855 ONTARIO STREET, Vancouver, BC V5X 3C8 | Plumbing Permit | Residential | New | Completed | Residential - 2FD - FRONT UNIT - 7855 ONTARIO ST BACK UNIT - 7857 ONTARIO ST Plumbing on all 3 floors To construct a two-storey two-family dwelling located in the basement, with a detached accessory building (garage) at the rear providing 2 parking spaces, having vehicular access from the lane. 1. No strata titling permitted 2. A/C units proposed - rear yard and attic 3. Bar sinks proposed | Atlantis Plumbing & Heating Ltd
SP-2021-01868 | 2022-01-05 | 7855 ONTARIO STREET, Vancouver, BC V5X 3C8 | Sprinkler Permit | Residential | New | Completed | Residential - new duplex To construct a two-storey two-family dwelling located in the basement, with a detached accessory building (garage) at the rear providing 2 parking spaces, having vehicular access from the lane. Note: This is a 2 storey building pursuant to the Zoning and Development By-Law 1. No strata titling permitted 2. A/C units proposed - rear yard and attic 3. Bar sinks proposed 4. Schedule B: Antony Wang (604)618-6236 Structural & Geotechnical 5. HPO: Residential Builder - Vantac Management:45080 | Yu Fire Protection Inc.
GP-2022-00941 | 2022-03-28 | 7855 ONTARIO STREET, Vancouver, BC V5X 3C8 | Gas Permit | Residential | New | Completed | Residential - 7855 ontario st. to install 1 boiler 1 range 1 bbq 7857 ontario st. to install 1 boiler 1 range 1 bbq | Symbolistic Heating Ltd
PP-2022-01881 | 2022-06-03 | 1835 MORTON AVENUE, Vancouver, BC V6G 1V3 | Plumbing Permit | Commercial | Renovation - Dwelling Unit(s) only | Completed | Commercial - Removal of tub, change to shower Relocate existing basin >BP: #403 - 4th floor Interior alterations to the dwelling unit on the 4th floor (#403) in this existing co-op multiple dwelling building. Scope of work: remove/construct select partition walls/doors to create and provide upgrades to bathroom, remove bathtub, add accessible shower, widen doorways, move kitchen island, electrical and plumbing work Structural Schedule B submitted by Zhi Yi You, P.Eng., ph: 778-302-2155 OK for Field Review per K Vogt February 24, 2022 E2 - Lighting - Install energy-efficient lighting fixtures (single occupied space area). Energy checklist is currently no longer required with your Building Permit (BP) application. Some supporting documents are still required at BP stage, specifically Envelope and HVAC, if applicable. Service Water Heating and Lighting supporting documents, if applicable, must be submitted with your related trades permits (e.g. electrical and plumbing). All energy upgrades will be checked during inspections stage. It is the applicant’s responsibility to identify and note all required upgrades including energy upgrades on their BP drawings at BP stage. | Sheri Ann Scharfe
EP-2022-04917 | 2022-06-10 | 1835 MORTON AVENUE, Vancouver, BC V6G 1V3 | Electrical Permit | Residential | Renovation | Completed | Installation / Repair - Residential - add some lights and plugs #403 - 4th floor Interior alterations to the dwelling unit on the 4th floor (#403) in this existing co-op multiple dwelling building. Scope of work: remove/construct select partition walls/doors to create and provide upgrades to bathroom, remove bathtub, add accessible shower, widen doorways, move kitchen island, electrical and plumbing work | 523 Construction Ltd
NULL | NULL | 1835 MORTON AVENUE, Vancouver, BC V6G 1V3 | Electrical Permit | Commercial | Addition | Draft | Temporary Power - Commercial - To provide temporary power. | PRO-CAN ELECTRIC LTD
EP-2022-00786 | 2022-02-16 | 1835 MORTON AVENUE, Vancouver, BC V6G 1V3 | Electrical Permit | Commercial | Renovation | Completed | Installation / Repair - Commercial - Temporary panel and office trailer for building remediation. Power fed from existing bldg and service. -We will provide power for the swing stages and trailer. We will not be working on the bldg itself | PRO-CAN ELECTRIC LTD
SP-2021-01858 | 2022-09-16 | 1835 MORTON AVENUE, Vancouver, BC V6G 1V3 | Sprinkler Permit | Commercial | Addition | Completed | Commercial - For sprinkler system alterations to the 2019 VBBL and NFPA 13, 2013 for the retroactive installation of a new Installation of a new six inch (6") Watts 757 Double Check Valve Assembly (DCVA). | 0777792 BC Ltd
PP-2022-02841 | 2022-08-16 | 1835 MORTON AVENUE, Vancouver, BC V6G 1V3 | Plumbing Permit | Residential | Renovation | Completed | Residential - Replacing fixtures in 2 bathrooms and kitchen. >BP: #1802 Interior alterations to provide improvements to dwelling unit #1802 on the 18th floor of this multiple dwelling building on this site. Energy Upgrade:E2 - SWH - Install low flow shower heads in all showers Structural Schedule B, Tim Lam, P.Eng., ph:604.255.7670 OK to process as DTI as per W. Wong June 10, 2022 | PACE PLUMBING & HEATING LTD.
EP-2022-07945 | 2022-09-22 | 1835 MORTON AVENUE, Vancouver, BC V6G 1V3 | Electrical Permit | Residential | Renovation - Dwelling Unit(s) only | Completed | Installation / Repair - Residential - Apartment Renovation -branch appliance ccts -class 2 voltage -lighting >BP: #1802 Interior alterations to provide improvements to dwelling unit #1802 on the 18th floor of this multiple dwelling building on this site. Energy Upgrade:E2 - SWH - Install low flow shower heads in all showers | BC Smart Homes Ltd
PP-2024-00140 | NULL | 1835 MORTON AVENUE, Vancouver, BC V6G 1V3 | Plumbing Permit | Commercial | Renovation - Dwelling Unit(s) only | Application Incomplete | Commercial - Replacing a bathtub with a shower. | MetroWest Plumbing & Heating Ltd
MP-2024-00010 | 2024-01-04 | 1835 MORTON AVENUE, Vancouver, BC V6G 1V3 | Mechanical Permit | NULL | NULL | Issued | NULL | Paton Plumbing Worx Inc
PP-2023-03739 | 2023-10-24 | 1835 MORTON AVENUE, Vancouver, BC V6G 1V3 | Plumbing Permit | Commercial | Renovation - Dwelling Unit(s) only | Issued | Commercial - Renovation Replacing old fixtures with new fixtures >BP: 1903 - 19th Floor Interior alterations to this existing dwelling unit #1903 on the 19th floor of this existing multiple dwelling building on this site. | Ikon Plumbing & Heating Ltd
EP-2023-08987 | 2023-10-23 | 1835 MORTON AVENUE, Vancouver, BC V6G 1V3 | Electrical Permit | Commercial | Renovation - Dwelling Unit(s) only | Issued | Installation / Repair - Commercial - remove old kitchen, relocate new range,hood fan,dish wash,garb and cabinet lights >BP: 1903 - 19th Floor Interior alterations to this existing dwelling unit #1903 on the 19th floor of this existing multiple dwelling building on this site. OK to process as DTI as per J. Zhang April 18, 2023 Structural Schedule B, Wei Z Su, P. Eng., ph:604.367.6645 | Ema Electric Ltd
NULL | NULL | 1835 MORTON AVENUE, Vancouver, BC V6G 1V3 | Plumbing Permit | Residential | Renovation | Draft | Residential - Two bathrooms and a kitchen renovated. Using existing plumbing. | NULL
NULL | NULL | 1835 MORTON AVENUE, Vancouver, BC V6G 1V3 | Electrical Permit | Residential | Renovation - Dwelling Unit(s) only | Draft | Installation / Repair - Residential - Updating electrical panel and plugs | NULL
EP-2022-04010 | 2022-05-16 | 3593 MOSCROP STREET, Vancouver, BC V5R 5W8 | Electrical Permit | Residential | Tenant Improvement | Completed | Installation / Repair - Residential - Safety check of electrical in basement suite Customer is legalizing suite Change of use from One Family Dwelling to One Family Dwelling with a secondary suite and to remove an unauthorized addition (approximately 15' x 20') over the existing sundeck on the second floor. Scope of work includes adding 3' fire fighter access, installing 42" guardrail at the deck and validating a wall between bedroom and rec room on the main floor. AMEND: JUNE 6/2022 Wiring of smoke detectors in bedrooms AMEND: DEC 2/2022 Customer is decommissioning the basement suite Removing range wire from panel and range location | Coast Electric Ltd.
MP-2023-01839 | 2023-10-16 | 4724 MOSS STREET, Vancouver, BC V5R 3T2 | Mechanical Permit | NULL | NULL | Issued | NULL | DAYLIGHT HEATING AND AIR CONDITIONING LTD
GP-2023-02380 | 2023-08-15 | 4724 MOSS STREET, Vancouver, BC V5R 3T2 | Gas Permit | Residential | New | Issued | Residential - 2 Ranges gas pipe up to complete >BP: To construct a two-storey two-family dwelling with two secondary suites | M-7 Mechanicals Ltd
SP-2023-01563 | 2023-08-25 | 4724 MOSS STREET, Vancouver, BC V5R 3T2 | Sprinkler Permit | Residential | New | Issued | Residential - new installation >BP: To construct a two-storey two-family dwelling with two secondary suites located in the basement, with a detached accessory building (garage) at the rear providing 2 parking spaces, having vehicular access from the lane. Note: The entire building, INCLUDING THE ATTACHED GARAGE (if applicable), to be sprinklered to 2 x NFPA 13D. Note: This is a 2 storey building pursuant to the Zoning and Development By-Law 1. Covenant to be registered prior to sheathing inspection. 2. No strata titling permitted 3. A/C units proposed in rear yard 4. No Bar sinks proposed 5. Schedule B: Alan Prahalad, P.Eng (604.831.1431) Structural & Geotechnical 6. HPO: Residential Builder - Grand Van Homes Inc | Real Tech Fire Protection Ltd
EP-2024-00425 | 2024-01-19 | 4724 MOSS STREET, Vancouver, BC V5R 3T2 | Electrical Permit | Residential | Addition | Issued | Temporary Power - Residential - To provide temporary power. -renewal of EP-2023-00118 -valid: January 6, 2024 - January 5, 2025 | Best Choice Electrical Ltd
EP-2023-00118 | 2023-01-05 | 4724 MOSS STREET, Vancouver, BC V5R 3T2 | Electrical Permit | Residential | New | Expired | Temporary Power - Residential - To provide temporary power. | Best Choice Electrical Ltd
EP-2023-04117 | 2023-05-23 | 4724 MOSS STREET, Vancouver, BC V5R 3T2 | Electrical Permit | Residential | New | Issued | Installation / Repair - Residential - New electrical work *An approved mechanical permit is required for the installation of air conditioning or heat pump unit at the time of installation before an electrical inspection will be performed >Permit Amendment Sep 06, 2023 -Upgrade service size 200amp to 400amp *Document(s) uploaded to "Application Documents" tab for Electrical Inspector review. Documents are at pending status at time of permit amendment approval >BP: To construct a two-storey two-family dwelling with two secondary suites ($919,250) located in the basement, with a detached accessory building (garage) at the rear providing 2 parking spaces, having vehicular access from the lane. Note: The entire building, INCLUDING THE ATTACHED GARAGE (if applicable), to be sprinklered to 2 x NFPA 13D. Note: This Building Permit will remain in a suspended status until the associated (green) Demolition Permit BP-2022-04383 is completed. Note: This is a 2 storey building pursuant to the Zoning and Development By-Law 1. Covenant to be registered prior to sheathing inspection. 2. No strata titling permitted 3. A/C units proposed in rear yard 4. No Bar sinks proposed 5. Schedule B: Alan Prahalad, P.Eng (604.831.1431) Structural & Geotechnical 6. HPO: Residential Builder - Grand Van Homes Inc ***This permit is issued under the VBBL 2019, with updated energy requirements as per bylaw # 12997 effective Jan 01, 2022.*** | Best Choice Electrical Ltd
PP-2023-01598 | 2023-05-08 | 4724 MOSS STREET, Vancouver, BC V5R 3T2 | Plumbing Permit | Residential | New | Issued | Residential - One Sump No Pump | CANADIAN EXCAVATING LTD.
PP-2023-02043 | 2023-06-08 | 4724 MOSS STREET, Vancouver, BC V5R 3T2 | Plumbing Permit | Residential | New | Issued | Residential - 2FD+SS - NORTH - 4724 MOSS ST - #1 & #2 SOUTH - 4726 MOSS ST - #1 & #2 plumbing >DB: To construct a two-storey two-family dwelling with two secondary suites located in the basement, with a detached accessory building (garage) at the rear providing 2 parking spaces, having vehicular access from the lane. Note: The entire building, INCLUDING THE ATTACHED GARAGE (if applicable), to be sprinklered to 2 x NFPA 13D. Note: This is a 2 storey building pursuant to the Zoning and Development By-Law 1. Covenant to be registered prior to sheathing inspection. 2. No strata titling permitted 3. A/C units proposed in rear yard 4. No Bar sinks proposed | bcc mechanicals ltd
MP-2023-01219 | 2023-07-04 | 4724 MOSS STREET, Vancouver, BC V5R 3T2 | Mechanical Permit | NULL | NULL | Issued | NULL | bcc mechanicals ltd
EP-2023-06156 | 2023-07-10 | 4724 MOSS STREET, Vancouver, BC V5R 3T2 | Electrical Permit | Residential | New | Issued | Installation / Repair - Residential - Installation of tv, telephone, alarm prewire and complete. >BP: To construct a two-storey two-family dwelling with two secondary suites ($919,250) located in the basement, with a detached accessory building (garage) at the rear providing 2 parking spaces, having vehicular access from the lane. Note: The entire building, INCLUDING THE ATTACHED GARAGE (if applicable), to be sprinklered to 2 x NFPA 13D. Note: This is a 2 storey building pursuant to the Zoning and Development By-Law 1. Covenant to be registered prior to sheathing inspection. 2. No strata titling permitted 3. A/C units proposed in rear yard 4. No Bar sinks proposed 5. Schedule B: Alan Prahalad, P.Eng (604.831.1431) Structural & Geotechnical 6. HPO: Residential Builder - Grand Van Homes Inc ***This permit is issued under the VBBL 2019, with updated energy requirements as per bylaw # 12997 effective Jan 01, 2022.*** | Tvisha Technologies Ltd
EP-2022-10268 | 2022-12-07 | 4781 MOSS STREET, Vancouver, BC V5R 3T3 | Electrical Permit | Residential | Renovation | Completed | Installation / Repair - Residential - 100 amp service upgrade for insurance , remove knob and tube wiring from bedroom and bathroom -previous service was 60A | York Electrical Ltd
GP-2022-04169 | 2022-12-30 | 3595 NAPIER STREET, Vancouver, BC V5K 2X8 | Gas Permit | Residential | Renovation | Completed | Residential - Replace boiler on ground floor. | Canadian Care Heating & Cooling Ltd
GP-2023-00414 | 2023-02-06 | 505 N PENTICTON STREET, Vancouver, BC V5K 3L7 | Gas Permit | Residential | Renovation | Completed | Residential - Re and re boiler | 0788459 BC Ltd
NULL | NULL | 515 N PENTICTON STREET, Vancouver, BC V5K 3L7 | Gas Permit | Residential | Renovation | Draft | Residential - replacement of furnace and hot water tank | Heatex Furnace Ltd
GP-2022-03004 | 2022-10-05 | 515 N PENTICTON STREET, Vancouver, BC V5K 3L7 | Gas Permit | Residential | Tenant Improvement | Completed | Residential - replacement of hot water tank and furnace | Heatex Furnace Ltd
EP-2022-07372 | 2022-09-01 | 3688 NAPIER STREET, Vancouver, BC V5K 2X9 | Electrical Permit | Residential | Addition | Completed | Installation / Repair - Residential - Service relocation | SUNSTONE ELECTRIC LTD
EP-2024-00181 | 2024-01-09 | 3501 NAPLES WAY, Vancouver, BC V5S 4J1 | Electrical Permit | Commercial | Renovation | Issued | Installation / Repair - Commercial - Repair pole light power. We are simply repairing the light pole power. Running new wiring underground from pole to pole. | Fina Electrical Systems Ltd
GP-2023-01324 | 2023-04-21 | 4716 NARVAEZ DRIVE, Vancouver, BC V6L 2J2 | Gas Permit | Residential | Renovation - Dwelling Unit(s) only | Completed | Residential - Installing gas boiler | Reid Brothers Plumbing & Heating Ltd
EP-2022-02266 | 2022-03-31 | 4738 NARVAEZ DRIVE, Vancouver, BC V6L 2J2 | Electrical Permit | Residential | Renovation - Dwelling Unit(s) only | Completed | Installation / Repair - Residential - Install 5 pcs. Of recessed pot light on back porch soffit and relocate 2 pcs. Outdoor receptacle. -CF-2020-007606 >BP: Exterior alterations to add a new deck (7.67'X27.17') to the rear of main floor extending over the entry area in the basement of this existing one family dwelling with laneway house on this site. | Altech Electric Ltd
EP-2022-07818 | 2022-09-16 | 5380 OBEN STREET, Vancouver, BC V5R 6H7 | Electrical Permit | Commercial | Renovation | Completed | Installation / Repair - Commercial - Electric Vehicle Charging Infrastructure - Wiring installation for installation of electric vehicle supply equipment (EVSE) & electric vehicle energy management system (EVEMS). EV-EMS & installation of infrastructure for 268 EVSEs. **Amend 12/15/2022** Add EVSEs for stalls 232B, 146, 228, 179, 147, 83, 46B, 114, 95B, 26B, 213, 189, 57, 105B, 224 onto EV ready power infrastructure. Add $60,000 additional cost onto original permit value. | Berts Electric (2001) Ltd
EP-2022-08237 | 2022-09-29 | 5380 OBEN STREET, Vancouver, BC V5R 6H7 | Electrical Permit | Commercial | NULL | Expired | Annual / Operating - Annual Operating Permit Maintenance of EV-EMS system & infrastructure | Berts Electric (2001) Ltd
EP-2022-07027 | 2022-08-22 | 1263 NICOLA STREET, Vancouver, BC V6G 2E8 | Electrical Permit | Commercial | Addition | Completed | Installation / Repair - Commercial - Security System Installation | Price's Alarm Systems Ltd.
PP-2023-04259 | 2023-12-07 | 1270 NICOLA STREET, Vancouver, BC V6G 2E9 | Plumbing Permit | Commercial | Renovation | Completed | Commercial - Install backflow preventer for irrigation connection | Vancouver Backflow Testing Ltd
EP-2024-00186 | NULL | 1347 NICOLA STREET, Vancouver, BC V6G 2G1 | Electrical Permit | Residential | Tenant Improvement | Applicant Revisions | Installation / Repair - Residential - Install new 160 amp 1 phase 240 volt 3 wire EVSE distribution panel. Installation of (5) 32 amp Lite-On 32, networked level 2 EV Charger. Installation of the networking system for Sky, Shell Recharge Communications. A total of 38400 Watts installed on the distribution. | Power Pros Electrical Ltd
PP-2023-03388 | 2023-09-22 | 1375 NICOLA STREET, Vancouver, BC V6G 2G1 | Plumbing Permit | Commercial | Renovation - Dwelling Unit(s) only | Completed | Commercial - Replacing a bathtub, shower, (2) tub/shower valves, (2) vanities and (2) toilets. These fixtures are not changing location; all are replacements. Install a laundry box. >BP: #801 Interior alterations to provide improvements to suite #801 on the 8th floor at this existing multiple dwelling high rise building. Scope of work includes removal and replacement of items in kitchen and bathroom, including cabinets, sink, showers, finishes and lighting. Sept 27/2023-AMEND Would like to add to the permit: 1) a tub install with tub valve 2) a shower install with shower valve | MetroWest Plumbing & Heating Ltd
EP-2023-08677 | 2023-09-28 | 1375 NICOLA STREET, Vancouver, BC V6G 2G1 | Electrical Permit | Commercial | Renovation - Dwelling Unit(s) only | Completed | Installation / Repair - Commercial - Installation of New LED lighting through out unit. Wiring of new kitchen, bathrooms and general use receptacles in unit. Removal of original main panel, replace with new panel and circuit breakers. Wiring of 3 telephone outlets and 4 Cat6 data runs. >BP: #801 Interior alterations to provide improvements to suite #801 on the 8th floor at this existing multiple dwelling high rise building. Scope of work includes removal and replacement of items in kitchen and bathroom, including cabinets, sink, showers, finishes and lighting. | Infield Electrical Systems Inc
MP-2023-01815 | 2023-10-11 | 1375 NICOLA STREET, Vancouver, BC V6G 2G1 | Mechanical Permit | NULL | NULL | Completed | NULL | Sunrise Heating and Cooling Ltd
GP-2023-00237 | 2023-01-24 | 806 NOOTKA STREET, Vancouver, BC V5K 4E4 | Gas Permit | Residential | New | Completed | Residential - Furnace replacement | PANNU GAS & HEATING SERVICES
GP-2023-03920 | 2023-12-11 | 836 NOOTKA STREET, Vancouver, BC V5K 4E4 | Gas Permit | Residential | Renovation | Completed | Residential - Install on demand water heater ( replace the old hot water tank) | Vanox Fireplace Inc
EP-2024-00246 | NULL | 836 NOOTKA STREET, Vancouver, BC V5K 4E4 | Electrical Permit | Residential | Renovation | Submitted | Installation / Repair - Residential - - 200 amp service upgrade with new meter - two 100 amp sub panel feeds to the side of the house - refeeding the old 100 amp panel | Riverwind Electrical Ltd
GP-2024-00198 | 2024-01-25 | 836 NOOTKA STREET, Vancouver, BC V5K 4E4 | Gas Permit | Commercial | Renovation | Completed | Commercial - replace natural gas fireplace | Vanox Fireplace Inc
EP-2023-10963 | 2023-12-19 | 864 NOOTKA STREET, Vancouver, BC V5K 4E4 | Electrical Permit | Residential | Renovation | Issued | Installation / Repair - Residential - wire in heat pump | Thomson Industries Ltd
MP-2023-02286 | 2024-01-02 | 864 NOOTKA STREET, Vancouver, BC V5K 4E4 | Mechanical Permit | NULL | NULL | Issued | NULL | Thomson Industries Ltd
GP-2023-04215 | 2023-12-28 | 864 NOOTKA STREET, Vancouver, BC V5K 4E4 | Gas Permit | Residential | Renovation | Issued | Residential - re re furnace | Thomson Industries Ltd
GP-2023-02593 | 2023-09-06 | 885 NOOTKA STREET, Vancouver, BC V5K 5B3 | Gas Permit | Residential | Renovation | Completed | Residential - RE&RE for a hot water tank | Milani Plumbing Heating & Air Conditioning Ltd
EP-2023-01151 | 2023-02-10 | 8277 ONTARIO STREET, Vancouver, BC V5X 0A7 | Electrical Permit | Commercial | NULL | Expired | Movie Set / Filming - To allow for Movie Set/Filming Applicant shall provide completed Contractor Declaration form, and dates of filming and associated location(s) to csinspection.clerks@vancouver.ca prior to the commencement of filming. Visit vancouver.ca/inspections for more details. | Skin & Bones Film Company
EP-2022-01881 | 2022-03-09 | 8277 ONTARIO STREET, Vancouver, BC V5X 0A7 | Electrical Permit | Commercial | Tenant Improvement | Completed | Installation / Repair - Commercial - Install of 3rd DCFC >BP: To remove a parking space to install a EV charging stations on the ground floor of this existing retail mall. letters of assurance: S.Y. Wong, P.Eng, 778-805-2166, Electrical Schedule B Revision #1 - Revision to add additional DCFC to scope of work on additional parking stall at this site. | Power Pros Electrical Ltd
SP-2022-00356 | 2023-08-15 | 8360 ONTARIO STREET, Vancouver, BC V5X 3E5 | Sprinkler Permit | Commercial | New | Completed | Commercial - For all sprinkler work to the 2019 VBBL, NFPA 13, 2013 for this newly construct noncombustible industrial building (Building 1 North) containing 11 two-level industrial strata suites. Site Description - To construct three new noncombustible industrial building (Building 1, Building 2 and Building 3). Total number of warehouse units on this site is 28. Related permits - SP-2022-01384 8370 ONTARIO ST Bldg 2 - containing 7 two-level industrial strata units (shell) - SP-2022-01383 8380 ONTARIO ST Bldg 3 - containing 10 two-level industrial strata units (shell) THIS IS A CERTIFIED PROFESSIONAL PROJECT and the CP is Matt Turco of GHL This application does not include - Warehouse storage arrangements, or mobile compact storage arrangements. - Flexible sprinkler pipe. - Information Technology Equipment Rooms. - Alternative solutions Notes - Fire Protection Engineer of Ryan Pavey, PEng of Cardinal Engineering Ltd T: 604 605 0606 E: pavey@cardinalfire.ca - One set of approved drawings and permit to be available for viewing at the jobsite - Shell space (e.g. no interior partitions, furnishings, etc.), will not be occupied, and will not be used for storage. - Separate documents and application are required for the tenant improvement - Two interconnected FCC's will be provided for this site that will serve all buildings on site (See GHL Code Report). - Fire Hydrants to meet Vancouver Fire and Rescue Services (VFRS) requirements - Void spaces do not contain spray insulation. ESFR Sprinkler System - ESFR Sprinkler requirements shall take precedence. Coordinate Mechanical, electrical, building, & structure elements with ESFR requirements - Storage layout, racking elevations and racking details; mechanical & electrical elements are to be determined as part of future tenant improvements (Buildings do not qualify for OTC. Full submission required) - Future tenants shall be advised of the limitations of the fire protection system | Pacific Rim Fire Protection (2008) Ltd
PP-2022-00745 | 2022-05-25 | 8360 ONTARIO STREET, Vancouver, BC V5X 3E5 | Plumbing Permit | Commercial | New | Completed | Commercial - BLDG 1 - Bathrooms and EOT room for new construction multi- tenant building Site services plan for reference only. Plumbing permit for Civil required. To raise the grade to achieve 4.6 m. flood construction level and to construct a new noncombustible industrial building (Building 1, North) containing 11 two-level industrial strata suites. Three industrial building are proposed on this site ( Building 1, Building 2 and Building 3). Total number of warehouse units on this site is 28. Related to BP-2021-03085 (Building 2) and BP-2021-03086 ( Building 3). Each suite in Building1 (North) contains 2 levels: 1st level- warehouse and office space 2nd level- ancillary office. | Encon Performance Inc
EP-2022-04168 | 2022-07-19 | 8360 ONTARIO STREET, Vancouver, BC V5X 3E5 | Electrical Permit | Commercial | New | Completed | Installation / Repair - Commercial - Base building for warehouse spaces. Distribution, lighting, fire alarm, emergency lighting and general devices. >BP: To raise the grade to achieve 4.6 m. flood construction level and to construct a new noncombustible industrial building (Building 1 - North) containing 11 two-level industrial strata units (shell). Three industrial building are proposed on this site (Building 1, Building 2 and Building 3). Total number of warehouse shell units on this site is 28. NOTE - all units will be provided with universal washroom at the TI application stage. Related to BP-2021-03085 (Building 2) and BP-2021-03086 (Building 3). Each suite in Building 1 - North contains 2 levels: 1st Leve l- warehouse and office space (shell) 2nd Level- ancillary office (shell) NOTE: It is PROHIBITTED to divide the 2-storey warehouse units with ancillary office at Level 2 into two suites up and down, because the second floor is not accessible. The upper storey is permitted to contain only facilities that are also contained on the accessible storey; therefore, an office space at Level 1 shall be provided; refer to 3.8.2.1.(1) (f). Letter of Commitment by the owner is on file. | INT Electrical Ltd
EP-2022-01593 | 2022-03-09 | 8360 ONTARIO STREET, Vancouver, BC V5X 3E5 | Electrical Permit | Commercial | New | Expired | Temporary Power - Commercial - To provide temporary power. >FOR SECURITY SYSTEM ON POLE | 0777792 BC Ltd
EP-2023-02998 | 2023-04-05 | 8360 ONTARIO STREET, Vancouver, BC V5X 3E5 | Electrical Permit | Commercial | New | Expired | Temporary Power - Commercial - To provide temporary power. >FOR SECURITY SYSTEM ON POLE Renewal of EP-2022-01593 Valid: Mar 9, 2023 to Mar 8, 2024 | 0777792 BC Ltd
EP-2022-10251 | 2022-12-06 | 8360 ONTARIO STREET, Vancouver, BC V5X 3E5 | Electrical Permit | Commercial | New | Expired | Temporary Power - Commercial - To provide temporary power. Renewal of EP-2021-08794 Valid: Nov 26, 2022 to Nov 25, 2023 | INT Electrical Ltd
NULL | NULL | 8360 ONTARIO STREET, Vancouver, BC V5X 3E5 | Electrical Permit | Commercial | New | Withdrawn | Temporary Power - Commercial - To provide temporary power. | INT Electrical Ltd
PP-2022-02570 | 2022-07-29 | 8360 ONTARIO STREET, Vancouver, BC V5X 3E5 | Plumbing Permit | Commercial | New | Completed | Commercial - ***UNDERGROUND*** Civil Site Services- Water, Storm & Sanitary >BP: To raise the grade to achieve 4.6 m. flood construction level and to construct a new noncombustible industrial building (Building 1 - North) containing 11 two-level industrial strata units (shell). Three industrial building are proposed on this site (Building 1, Building 2 and Building 3). Total number of warehouse shell units on this site is 28. NOTE - all units will be provided with universal washroom at the TI application stage. Related to BP-2021-03085 (Building 2) and BP-2021-03086 (Building 3). Each suite in Building 1 - North contains 2 levels: 1st Leve l- warehouse and office space (shell) 2nd Level- ancillary office (shell) NOTE: It is PROHIBITTED to divide the 2-storey warehouse units with ancillary office at Level 2 into two suites up and down, because the second floor is not accessible. The upper storey is permitted to contain only facilities that are also contained on the accessible storey; therefore, an office space at Level 1 shall be provided; refer to 3.8.2.1.(1) (f). Letter of Commitment by the owner is on file. All fees for the entire development on this site applied against this permit. This BP application was processed under the VBBL 2019. 09-Feb-2022 - Stage I (on Site Grading) issued. 13-May-2022 - Stage II (Full Permit) issued. | J Cote & Son Excavating Ltd
EP-2023-08743 | 2023-09-28 | 8360 ONTARIO STREET, Vancouver, BC V5X 3E5 | Electrical Permit | Commercial | New | Issued | Annual / Operating - Maintenance of existing operating electrical equipment in compliance with the Electrical By-law No. 5563. | INT Electrical Ltd
EP-2022-10504 | 2022-12-22 | 8399 ONTARIO STREET, Vancouver, BC V5X 3E8 | Electrical Permit | Commercial | Tenant Improvement | Completed | Installation / Repair - Commercial - Upgrade existing fire alarm system. >BP: Interior alterations to construct interior demising walls to create 10 self storage wholesale rooms on ground floor and 8 self storage rooms on upper floor and managed by single operator. Note: Application is reviewed under VBBL 2019. | Jun Jiang
SP-2022-01669 | 2023-02-08 | 8399 ONTARIO STREET, Vancouver, BC V5X 3E8 | Sprinkler Permit | Commercial | Tenant Improvement | Completed | Commercial - For sprinkler system alterations to the 2019 VBBL and NFPA 13, 2013 for the tenant improvements to provide interior alterations to construct interior demising walls to create 10 self storage wholesale rooms on ground floor and 8 self storage rooms on upper floor and managed by single operator 1. This application does not include any of the following: • Changes to the sprinkler system supply piping (e.g. valves, mains, cross-mains, etc.). • Flexible sprinkler pipe. • Information Technology Equipment Rooms (e.g. IT Rooms, LAN Rooms, etc.). • New alternative solutions and/or modifications to existing alternative solutions. Engineer of Record: Alex Z.Q. Li 778-323-1368 ali@liaengineering.com | Spectrum Fire Protection Ltd
EP-2023-01785 | 2023-03-03 | 8399 ONTARIO STREET, Vancouver, BC V5X 3E8 | Electrical Permit | Commercial | Renovation | Completed | Installation / Repair - Commercial - Install emergency lighting and exit signs as per submitted drawings. >BP: Interior alterations to construct interior demising walls to create 10 self storage wholesale rooms on ground floor and 8 self storage rooms on upper floor and managed by single operator. Note: Application is reviewed under VBBL 2019. | Top Solutions Systems Integration Ltd
EP-2023-05421 | 2023-07-10 | 8410 ONTARIO STREET, Vancouver, BC V5X 4S6 | Electrical Permit | Commercial | Tenant Improvement | Completed | Installation / Repair - Commercial - Upgrade 11 old warehouse light to new LED light fixtures Install 9 * 120V - 20amp receptacles on side wall beside panel and power for new paper cutter | Santec Electric Inc
GP-2022-00163 | 2022-01-21 | 8495 ONTARIO STREET, Vancouver, BC V5X 3E8 | Gas Permit | Commercial | New | Completed | Commercial - UNIT 310 Replacing a faulty unit heater. 125,00 BTU / Natural Gas | PJB MECHANICAL PLUMBING & HEATING
NULL | NULL | 8501 ONTARIO STREET, Vancouver, BC V5X 4W2 | Electrical Permit | Commercial | NULL | Draft | Annual / Operating - Renewal of EP2021-04645 | NULL
EP-2022-02762 | 2022-10-06 | 8501 ONTARIO STREET, Vancouver, BC V5X 4W2 | Electrical Permit | Commercial | NULL | Expired | Annual / Operating - ANNUAL OPERATING PERMIT VALID MARCH 28/2022 UNTIL MARCH 27/2023 EXPIRED PERMIT: EP-2021-04645 | Howe Sound Pulp & Paper Corporation
EP-2023-10382 | 2023-11-20 | 8501 ONTARIO STREET, Vancouver, BC V5X 4W2 | Electrical Permit | Commercial | NULL | Issued | Annual / Operating - Annual operating permit | Coast Mountain Electric Ltd
EP-2023-04317 | 2023-05-26 | 4465 ONTARIO STREET, Vancouver, BC V5V 3H2 | Electrical Permit | Residential | Renovation | Issued | Installation / Repair - Residential - Electrical supply for Dsplit *MP-2023-00862: Issued (Heating and Cooling) | Milani Electric Limited
MP-2023-00862 | 2023-05-16 | 4465 ONTARIO STREET, Vancouver, BC V5V 3H2 | Mechanical Permit | NULL | NULL | Completed | NULL | Milani Electric Limited
GP-2022-02866 | 2022-09-26 | 4465 ONTARIO STREET, Vancouver, BC V5V 3H2 | Gas Permit | Residential | Renovation | Completed | Residential - INSTALL 2 GAS FIREPLACES / BASIC UP AND OUT THE WALL | The LM Fireplace Warehouse Ltd.
GP-2023-02506 | 2023-08-28 | 4488 ONTARIO STREET, Vancouver, BC V5V 3H1 | Gas Permit | Residential | Tenant Improvement | Completed | Residential - Re and Re the Furnace | Moore & Russell Heating Ltd
EP-2023-00681 | 2023-01-27 | 4784 MOSS STREET, Vancouver, BC V5R 3T2 | Electrical Permit | Residential | Addition | Completed | Installation / Repair - Residential - Install new 70A sub panel,wiring circuits for branch/appliance ,install smoke detectors.receptacles. >BP: Interior alterations to convert the crawlspace to habitable floor area and to convert a portion of the basement to a secondary suite. This is a sprinklered building. A separate Sprinkler Permit is required for any proposed work to the sprinkler system. There is no off-street parking provided. REUP submitted by Karan Brar - Capital Home Energy Inc. Note: - No strata titling is permitted. - This is a two-storey building pursuant to the Zoning and Development By-law. - An annual Vancouver Business License must be obtained prior to the rental of this approved one-family dwelling and/or secondary suite on this site. - Install interconnected, hardwired, 120 volt smoke alarms with battery back-up and silencing feature, in each sleeping unit and within 5 m outside each sleeping area on each storey as per Building By-law 9.1019. - Install carbon monoxide alarm as per Building By-la 9.32.4.2. & Bulletin 2007-007-BU/EL. - Upgrade work under Part 11 (based on value of work - energuide related 11.2.1.1.4). | Myarc Electrical Inc
PP-2023-00369 | 2023-02-02 | 4784 MOSS STREET, Vancouver, BC V5R 3T2 | Plumbing Permit | Residential | Renovation | Completed | Residential - renovation some fixtures >DB: Interior alterations to convert the crawlspace to habitable floor area and to convert a portion of the basement to a secondary suite. This is a sprinklered building. A separate Sprinkler Permit is required for any proposed work to the sprinkler system. | Doctor Plumbing & Heating Ltd
GP-2023-04083 | 2023-12-18 | 4791 MOSS STREET, Vancouver, BC V5R 3T3 | Gas Permit | Residential | Renovation | Issued | Residential - replace gas furnace and gas water heater | Joyce Heating Services Ltd
NULL | NULL | 4791 MOSS STREET, Vancouver, BC V5R 3T3 | Gas Permit | Residential | Renovation | Draft | Residential - replace furnace and hwt | Joyce Heating Services Ltd
EP-2022-05291 | 2022-07-05 | 4795 MOSS STREET, Vancouver, BC V5R 3T3 | Electrical Permit | Residential | Renovation | Completed | Installation / Repair - Residential - We will be upgrading the overhead 100amp service to 200amps. | Douglas Millington o/a Moose Electric
PP-2022-01759 | 2022-05-25 | 4895 MOSS STREET, Vancouver, BC V5R 3T3 | Plumbing Permit | Residential | New | Completed | Residential - sump >BP: To construct a 2 storey + basement one-family dwelling with a secondary suite ($526,425) located in the basement with a detached accessory building (garage), at the rear providing 1 parking spaces, having vehicular access from the lane. Note: This Building Permit will remain in a suspended status until the associated (green) Demolition Permit BP-2021-02282 is completed. Note: This is a 2 storey building pursuant to the Zoning and Development By-Law 1- Covenant registered at the Land Title Office under CA9033604 2- No strata titling permitted 3- Bar sink proposed 4- A/C unit proposed 5- Schedule B: Jason Hui P.Eng (778.319.3403) Structural & Geotechnical 6- HPO: Residential Builder – CPD Holdings Inc #39491 7- Entire Building to have NFPA 13-D Address Note: Building 1 #1-4895 Moss St - One Family Dwelling (1st & 2nd floor, south east portion of basement) #2-4895 Moss St - Secondary Suite (north west portion of basement) Address and suite numbers assigned as per approved plans for Fire and Emergency response. The address number is to be posted on the building to be visible from the street and the suite numbers are to be posted at the suite entries in accordance with the Building By-law prior to final inspection. ****ALL PROJECT COORINATOR NOTES HAS BEEN ACCEPTED BY THE APPLICANT**** ******THIS PERMIT HAS BEEN ISSUED UNDER THE REQUIREMENTS OF VBBL #12511 (2019)****** | Bhullar Excavating and Demolition
PP-2022-02317 | 2022-07-04 | 4895 MOSS STREET, Vancouver, BC V5R 3T3 | Plumbing Permit | Residential | New | Completed | Residential - Plumbing of a New House >BP: To construct a 2 storey + basement one-family dwelling with a secondary suite ($526,425) located in the basement with a detached accessory building (garage), at the rear providing 1 parking spaces, having vehicular access from the lane. Note: This is a 2 storey building pursuant to the Zoning and Development By-Law 1- Covenant registered at the Land Title Office under CA9033604 2- No strata titling permitted 3- Bar sink proposed 4- A/C unit proposed 5- Schedule B: Jason Hui P.Eng (778.319.3403) Structural & Geotechnical 6- HPO: Residential Builder – CPD Holdings Inc #39491 7- Entire Building to have NFPA 13-D ******THIS PERMIT HAS BEEN ISSUED UNDER THE REQUIREMENTS OF VBBL #12511 (2019)****** | Karan Plumbing & Heating Ltd
SP-2022-01521 | 2022-09-20 | 4895 MOSS STREET, Vancouver, BC V5R 3T3 | Sprinkler Permit | Residential | New | Completed | Residential - MAIN HOUSE WITH NEW SPRINKLERS : >BP: To construct a 2 storey + basement one-family dwelling with a secondary suite ($526,425) located in the basement with a detached accessory building (garage), at the rear providing 1 parking spaces, having vehicular access from the lane. Note: This Building Permit will remain in a suspended status until the associated (green) Demolition Permit BP-2021-02282 is completed. Note: This is a 2 storey building pursuant to the Zoning and Development By-Law 1- Covenant registered at the Land Title Office under CA9033604 2- No strata titling permitted 3- Bar sink proposed 4- A/C unit proposed 5- Schedule B: Jason Hui P.Eng (778.319.3403) Structural & Geotechnical 6- HPO: Residential Builder – CPD Holdings Inc #39491 7- Entire Building to have NFPA 13-D | BC Fire Sprinklers Ltd
GP-2022-02705 | 2022-09-09 | 4895 MOSS STREET, Vancouver, BC V5R 3T3 | Gas Permit | Residential | New | Completed | Residential - 1FD+SS - #1 &#2 - Gas piping of a house >DB: To construct a 2 storey + basement one-family dwelling with a secondary suite located in the basement with a detached accessory building (garage), at the rear providing 1 parking spaces, having vehicular access from the lane. Note: This is a 2 storey building pursuant to the Zoning and Development By-Law 1- Covenant registered at the Land Title Office under CA9033604 2- No strata titling permitted 3- Bar sink proposed 4- A/C unit proposed | Karan Plumbing & Heating Ltd
EP-2022-07431 | 2022-09-12 | 4895 MOSS STREET, Vancouver, BC V5R 3T3 | Electrical Permit | Residential | New | Completed | Installation / Repair - Residential - New home electrical and low voltage wiring telephone cable security wiring. Main consumer's service: 200A. Main house service: 150A. LWH service: 125A. >BP: To construct a 2 storey + basement one-family dwelling with a secondary suite ($526,425) located in the basement with a detached accessory building (garage), at the rear providing 1 parking spaces, having vehicular access from the lane. Note: This Building Permit will remain in a suspended status until the associated (green) Demolition Permit BP-2021-02282 is completed. Note: This is a 2 storey building pursuant to the Zoning and Development By-Law 1- Covenant registered at the Land Title Office under CA9033604 2- No strata titling permitted 3- Bar sink proposed 4- A/C unit proposed 5- Schedule B: Jason Hui P.Eng (778.319.3403) Structural & Geotechnical 6- HPO: Residential Builder – CPD Holdings Inc #39491 7- Entire Building to have NFPA 13-D Address Note: Building 1 #1-4895 Moss St - One Family Dwelling (1st & 2nd floor, south east portion of basement) #2-4895 Moss St - Secondary Suite (north west portion of basement) Address and suite numbers assigned as per approved plans for Fire and Emergency response. The address number is to be posted on the building to be visible from the street and the suite numbers are to be posted at the suite entries in accordance with the Building By-law prior to final inspection. ****ALL PROJECT COORINATOR NOTES HAS BEEN ACCEPTED BY THE APPLICANT**** ******THIS PERMIT HAS BEEN ISSUED UNDER THE REQUIREMENTS OF VBBL #12511 (2019)****** | Uppal Electrical Ltd
GP-2022-03065 | 2022-10-11 | 4932 MOSS STREET, Vancouver, BC V5R 3T4 | Gas Permit | Residential | Renovation | Issued | Residential - RE AND RE DV TO SFSL5XIFTG | BC Fireplace Service Inc
GP-2023-03260 | 2023-10-27 | 4947 MOSS STREET, Vancouver, BC V5R 3T5 | Gas Permit | Residential | Tenant Improvement | Cancelled | Residential - Re and Re Water Heater | Moore & Russell Heating Ltd
EP-2023-09184 | 2023-10-26 | 4947 MOSS STREET, Vancouver, BC V5R 3T5 | Electrical Permit | Residential | Tenant Improvement | Issued | Installation / Repair - Residential - install EV Charger 24A(30A Breaker) | AJ's Electrical Contractors LTD
GP-2023-03112 | 2023-10-18 | 4947 MOSS STREET, Vancouver, BC V5R 3T5 | Gas Permit | Residential | Tenant Improvement | Completed | Residential - Re and Re Water Heater | Moore & Russell Heating Ltd
EP-2023-08842 | 2023-10-17 | 5008 MOSS STREET, Vancouver, BC V5R 3T7 | Electrical Permit | Residential | Addition | Completed | Installation / Repair - Residential - service upgrade from 100A to 200A | LK Electrical LTD
GP-2023-02893 | 2023-10-10 | 5008 MOSS STREET, Vancouver, BC V5R 3T7 | Gas Permit | Residential | Renovation - Dwelling Unit(s) only | Completed | Residential - Replacing the hot water tank and atmospheric Boiler to Combie boiler | Airxcel Heating & Cooling Ltd
EP-2023-09816 | 2023-11-22 | 5023 MOSS STREET, Vancouver, BC V5R 3T6 | Electrical Permit | Residential | Addition | Issued | Installation / Repair - Residential - 1)upgrade the overhead service to 200 amps 2)install the 200 amps panel 3)run AWG 0/3C ACWU cable from the new 200 amps panel to the existing main panel as a new sub-panel 4)Run AWG 8/3C FOR a couple of meters for their new EV charger 5)Run AWG 8/3 C ACWU for their feuter heat pump(we will insert the cable to jb for their future heat pump | Ryan ST Electrical Group Ltd
GP-2022-00294 | 2022-01-31 | 5030 MOSS STREET, Vancouver, BC V5R 3T7 | Gas Permit | Residential | Tenant Improvement | Completed | Residential - Remove and replace furnace. | Erzsebet Kapas
EP-2023-06232 | 2023-07-12 | 3075 NANAIMO STREET, Vancouver, BC V5N 5G4 | Electrical Permit | Commercial | Renovation | Issued | Installation / Repair - Commercial - Maintenance replacement of fire alarm panel - The control unit. Note: The issuance of this permit is based on Bulletin 2018-004-BU/EL. | Fina Electrical Systems Ltd
EP-2023-00634 | 2023-01-26 | 3110 NANAIMO STREET, Vancouver, BC V5N 5G6 | Electrical Permit | Residential | New | Completed | Installation / Repair - Residential - Alarm/TV/Tel/Data rough in and complete Vacuum Rough in Only >BP: To construct a 2 storey two-family dwelling with (2) secondary suite(s) located in the Basement with a detached accessory building (garage) and 1 open parking at the rear providing 2 parking spaces, having vehicular access from the lane. 1. Covenant registered at the Land Title Office under CA9877693 2. No A/C Unit proposed 3. A/C proposed – Exterior component located in East(Rear) & West(Front) yard, Interior component located in second floor 4. Schedule B: (Julian Bozsik) P.Eng (604.431.0055) Structural 5. Schedule B: (G.I. Crudu P.Eng (604.553.4984) Geotechnical 6. HPO: Residential Builder- Medallion Homes Inc. | Summit Digital Systems Ltd
GP-2023-00410 | 2023-02-06 | 3110 NANAIMO STREET, Vancouver, BC V5N 5G6 | Gas Permit | Residential | New | Completed | Residential - Gas BBQ piping only >BP: To construct a 2 storey two-family dwelling with (2) secondary suite(s) located in the Basement with a detached accessory building (garage) and 1 open parking at the rear providing 2 parking spaces, having vehicular access from the lane. 1. Covenant registered at the Land Title Office under CA9877693 2. No A/C Unit proposed 3. A/C proposed – Exterior component located in East(Rear) & West(Front) yard, Interior component located in second floor 4. Schedule B: (Julian Bozsik) P.Eng (604.431.0055) Structural 5. Schedule B: (G.I. Crudu P.Eng (604.553.4984) Geotechnical 6. HPO: Residential Builder- Medallion Homes Inc. | Lally Plumbing & Heating Ltd
PP-2022-04007 | 2022-11-07 | 3110 NANAIMO STREET, Vancouver, BC V5N 5G6 | Plumbing Permit | Residential | New | Completed | Residential - Plumbing To construct a 2 storey two-family dwelling with (2) secondary suite(s) located in the Basement with a detached accessory building (garage) and 1 open parking at the rear providing 2 parking spaces, having vehicular access from the lane. 1. Covenant registered at the Land Title Office under CA9877693 2. No A/C Unit proposed 3. A/C proposed – Exterior component located in East(Rear) & West(Front) yard, Interior component located in second floor 4. Schedule B: (Julian Bozsik) P.Eng (604.431.0055) Structural 5. Schedule B: (G.I. Crudu P.Eng (604.553.4984) Geotechnical 6. HPO: Residential Builder- Medallion Homes Inc. | Lally Plumbing & Heating Ltd
MP-2022-00568 | 2022-11-16 | 3110 NANAIMO STREET, Vancouver, BC V5N 5G6 | Mechanical Permit | NULL | NULL | Completed | NULL | Lally Plumbing & Heating Ltd
SP-2022-02125 | 2023-01-03 | 3110 NANAIMO STREET, Vancouver, BC V5N 5G6 | Sprinkler Permit | Residential | New | Completed | Residential - Install Sprinkler Heads >BP: To construct a 2 story two-family dwelling with (2) secondary suite(s) located in the Basement with a detached accessory building (garage) and 1 open parking at the rear providing 2 parking spaces, having vehicular access from the lane. 1. Covenant registered at the Land Title Office under CA9877693 2. No A/C Unit proposed 3. A/C proposed – Exterior component located in East(Rear) & West(Front) yard, Interior component located in second floor 4. Schedule B: (Julian Bozsik) P.Eng (604.431.0055) Structural 5. Schedule B: (G.I. Crudu P.Eng (604.553.4984) Geotechnical 6. HPO: Residential Builder- Medallion Homes Inc. Aug 23/2023-AMEND Floor test letter provided | RAHELU PLUMBING & HEATING LTD.
EP-2023-00232 | 2023-01-16 | 3110 NANAIMO STREET, Vancouver, BC V5N 5G6 | Electrical Permit | Residential | New | Completed | Installation / Repair - Residential - new wiring for new duplex w suites -Building permit to be amended to include the installation of AC units >BP: To construct a 2 story two-family dwelling with (2) secondary suite(s) located in the Basement with a detached accessory building (garage) and 1 open parking at the rear providing 2 parking spaces, having vehicular access from the lane. 1. Covenant registered at the Land Title Office under CA9877693 2. No A/C Unit proposed 3. A/C proposed – Exterior component located in East(Rear) & West(Front) yard, Interior component located in second floor 4. Schedule B: (Julian Bozsik) P.Eng (604.431.0055) Structural 5. Schedule B: (G.I. Crudu P.Eng (604.553.4984) Geotechnical 6. HPO: Residential Builder- Medallion Homes Inc. | Roop Electric Co Ltd
PP-2022-02484 | 2022-07-18 | 3110 NANAIMO STREET, Vancouver, BC V5N 5G6 | Plumbing Permit | Residential | New | Completed | Residential - 2FD+2SS - WEST - 3110 NANAIMO ST & 2410 E 15TH AV (SS) EAST - 2420 E 15TH AV & 2440 E 15TH AV (SS) Sump To construct a 2 storey two-family dwelling with (2) secondary suite(s) located in the Basement with a detached accessory building (garage) and 1 open parking at the rear providing 2 parking spaces, having vehicular access from the lane. 1. Covenant registered at the Land Title Office under CA9877693 2. No A/C Unit proposed 3. A/C proposed – Exterior component located in East(Rear) & West(Front) yard, Interior component located in second floor | BESTWAY EXCAVATING & DEMOLITION 2008 LTD
EP-2022-02983 | 2022-04-12 | 3110 NANAIMO STREET, Vancouver, BC V5N 5G6 | Electrical Permit | Residential | New | Expired | Temporary Power - Residential - To provide temporary power. | Roop Electric Co Ltd
GP-2022-02462 | 2022-08-19 | 4888 NARVAEZ DRIVE, Vancouver, BC V6L 2J2 | Gas Permit | Residential | Renovation | Completed | Residential - Hot Water Heater Replacement | Hillcrest Plumbing & Heating (1991) Ltd
EP-2023-02022 | 2023-03-08 | 1776 NASSAU DRIVE, Vancouver, BC V5P 2B5 | Electrical Permit | Residential | New | Issued | Temporary Power - Residential - To provide temporary power. | GV ELECTRICAL INC
PP-2023-01741 | 2023-05-17 | 1776 NASSAU DRIVE, Vancouver, BC V5P 2B5 | Plumbing Permit | Residential | New | Issued | Residential - install one sump without pump | Van-City Excavating Ltd
PP-2023-03155 | 2023-09-07 | 1776 NASSAU DRIVE, Vancouver, BC V5P 2B5 | Plumbing Permit | Residential | New | Issued | Residential - Plumbing >BP: To construct a 2 storey one-family dwelling with a secondary suite located in the Basement with an open parking pad, providing 2 parking space, having vehicular access from the 20' Lane. 1. Covenant registered at the Land Title Office under CB296153 2. Heat pump proposed at Rear. 3. Schedule B: (C.T.P. Yiu) P.Eng (604.255.7670) Structural 4. Schedule B: (J.Z. Jin) P.Eng (604.362.7021) Geotechnical 5. HPO: Residential Builder- Aqua Homes Development Ltd. | G & D Hayer Plumbing Ltd
GP-2023-03912 | 2023-12-07 | 1776 NASSAU DRIVE, Vancouver, BC V5P 2B5 | Gas Permit | Residential | Addition | Issued | Residential - 1 - Gas fireplace installation >BP: To construct a 2 storey one-family dwelling with a secondary suite located in the Basement ($859,540) with an open parking pad, providing 2 parking space, having vehicular access from the 20' Lane. | Vaglio Fireplace LTD
EP-2024-00440 | 2024-01-23 | 1776 NASSAU DRIVE, Vancouver, BC V5P 2B5 | Electrical Permit | Residential | New | Issued | Installation / Repair - Residential - New house wiring. Separate 200A service to main house and suite > DB: To construct a 2 storey one-family dwelling with a secondary suite located in the Basement ($859,540) with an open parking pad, providing 2 parking space, having vehicular access from the 20' Lane. 1. Covenant registered at the Land Title Office under CB296153 2. Heat pump proposed at Rear. 3. Schedule B: (C.T.P. Yiu) P.Eng (604.255.7670) Structural 4. Schedule B: (J.Z. Jin) P.Eng (604.362.7021) Geotechnical 5. HPO: Residential Builder- Aqua Homes Development Ltd. | L.H. ELECTRIC LTD
EP-2023-05943 | 2023-08-08 | 1920 NASSAU DRIVE, Vancouver, BC V5P 2B6 | Electrical Permit | Residential | Renovation | Completed | Installation / Repair - Residential - Electrical supply for Heat Pump MP-2023-01210 service upgrade from 100 amp to 200 amp and electrical connection for Heat pump as well. The new installation value $9,995.00 | Milani Electric Limited
MP-2023-01210 | 2023-07-04 | 1920 NASSAU DRIVE, Vancouver, BC V5P 2B6 | Mechanical Permit | NULL | NULL | Completed | NULL | Milani Electric Limited
GP-2023-02032 | 2023-07-06 | 1920 NASSAU DRIVE, Vancouver, BC V5P 2B6 | Gas Permit | Residential | Renovation | Completed | Residential - Re&re tankless water heater | Milani Plumbing Heating & Air Conditioning Ltd
EP-2022-10546 | 2022-12-15 | 1920 NASSAU DRIVE, Vancouver, BC V5P 2B6 | Electrical Permit | Residential | Addition | Completed | Installation / Repair - Residential - Safety check for garage wiring - existing wiring | Swaich Electrical Ltd
PP-2022-01060 | 2022-03-30 | 1947 NASSAU DRIVE, Vancouver, BC V5P 2B7 | Plumbing Permit | Residential | New | Completed | Residential - Plumbing >To construct a 2 storey + basement one-family dwelling ($799,000.00) with a detached accessory building (garage), at the rear providing 2 parking spaces, having vehicular access from the lane. Note: This Building Permit will remain in a suspended status until the associated (green) Demolition Permit BP-2021-03727 is completed. Note: This is a 2 storey building pursuant to the Zoning and Development By-Law 1. Covenant registered at the Land Title Office under CA9186031 2. No Strata Titling permitted 3. A/C unit proposed in Rear yard & Second storey 4. Bar sink proposed in basement 5. Schedule B: Alan Prahalad P.Eng (604.831.1431) Structural & Geotechnical 6. HPO: Residential Builder- Grand Van Homes Inc. | bcc mechanicals ltd
PP-2022-00742 | 2022-03-04 | 1947 NASSAU DRIVE, Vancouver, BC V5P 2B7 | Plumbing Permit | Residential | New | Completed | Residential - 1FD+S - #1 & #2 - Install 2 outside sumps, no pump To construct a 2 storey + basement one-family dwelling with a detached accessory building (garage), at the rear providing 2 parking spaces, having vehicular access from the lane. Note: This is a 2 storey building pursuant to the Zoning and Development By-Law 1. Covenant registered at the Land Title Office under CA9186031 2. No Strata Titling permitted 3. A/C unit proposed in Rear yard & Second storey 4. Bar sink proposed in basement | Canadian Excavating Ltd
EP-2022-01796 | 2022-03-14 | 1947 NASSAU DRIVE, Vancouver, BC V5P 2B7 | Electrical Permit | Residential | New | Completed | Installation / Repair - Residential - New construction >BP: To construct a 2 storey + basement one-family dwelling ($799,000.00) with a detached accessory building (garage), at the rear providing 2 parking spaces, having vehicular access from the lane. Note: This is a 2 storey building pursuant to the Zoning and Development By-Law 1. Covenant registered at the Land Title Office under CA9186031 2. No Strata Titling permitted 3. A/C unit proposed in Rear yard & Second storey 4. Bar sink proposed in basement 5. Schedule B: Alan Prahalad P.Eng (604.831.1431) Structural & Geotechnical 6. HPO: Residential Builder- Grand Van Homes Inc. ******THIS PERMIT HAS BEEN ISSUED UNDER THE REQUIREMENTS OF VBBL #12511 (2019)****** | Best Choice Electrical Ltd
SP-2022-00828 | 2022-05-25 | 1947 NASSAU DRIVE, Vancouver, BC V5P 2B7 | Sprinkler Permit | Residential | New | Completed | Residential - new sprinkler installation To construct a 2 storey + basement one-family dwelling with a detached accessory building (garage), at the rear providing 2 parking spaces, having vehicular access from the lane. Note: This is a 2 storey building pursuant to the Zoning and Development By-Law 1. Covenant registered at the Land Title Office under CA9186031 2. No Strata Titling permitted 3. A/C unit proposed in Rear yard & Second storey 4. Bar sink proposed in basement 5. Schedule B: Alan Prahalad P.Eng (604.831.1431) Structural & Geotechnical 6. HPO: Residential Builder- Grand Van Homes Inc. | Real Tech Fire Protection Ltd
EP-2022-04483 | 2022-05-30 | 1947 NASSAU DRIVE, Vancouver, BC V5P 2B7 | Electrical Permit | Residential | New | Completed | Installation / Repair - Residential - tv,telephone,alarm prewire and complete >BP: To construct a 2 storey + basement one-family dwelling ($799,000.00) with a detached accessory building (garage), at the rear providing 2 parking spaces, having vehicular access from the lane. Note: This Building Permit will remain in a suspended status until the associated (green) Demolition Permit BP-2021-03727 is completed. Note: This is a 2 storey building pursuant to the Zoning and Development By-Law 1. Covenant registered at the Land Title Office under CA9186031 2. No Strata Titling permitted 3. A/C unit proposed in Rear yard & Second storey 4. Bar sink proposed in basement 5. Schedule B: Alan Prahalad P.Eng (604.831.1431) Structural & Geotechnical 6. HPO: Residential Builder- Grand Van Homes Inc. ******THIS PERMIT HAS BEEN ISSUED UNDER THE REQUIREMENTS OF VBBL #12511 (2019)****** | Tvisha Technologies Ltd
GP-2022-01531 | 2022-05-20 | 1947 NASSAU DRIVE, Vancouver, BC V5P 2B7 | Gas Permit | Residential | New | Completed | Residential - Gas piping and finishing. | bcc mechanicals ltd
EP-2023-08748 | 2023-10-17 | 1965 NASSAU DRIVE, Vancouver, BC V5P 2B7 | Electrical Permit | Residential | Renovation | Issued | Installation / Repair - Residential - ¦ 1FD- 200A SERVICE UPGRADE ¦ over head service upgrade from 100a to 200a , new meter and master, grounding plate, 200a main panel -EV | Green Mountain Multitech Ltd
NULL | NULL | 1965 NASSAU DRIVE, Vancouver, BC V5P 2B7 | Electrical Permit | Residential | Renovation | Withdrawn | Installation / Repair - Residential - Service upgrade from 100Amps to 200 | Western Innovative System Ltd
EP-2022-08206 | NULL | 7388 NANAIMO STREET, Vancouver, BC | Electrical Permit | Residential | Addition | Applicant Revisions | Installation / Repair - Residential - Existing 200 Incoming service. Install a 60 AMP breaker in the garage main panel for EV charging (client provide Tesla wall connector). Total load after 60 AMP EV installed is 161.75 / 200 AMP. | Amor Energy Corporation
EP-2023-03833 | 2023-05-10 | 7731 NANAIMO STREET, Vancouver, BC V5P 4M7 | Electrical Permit | Residential | Addition | Completed | Installation / Repair - Residential - Provide power for 3 AC units. New AC units. Service not affected *MP-2023-00606 | Kalen Leung
MP-2023-00606 | 2023-04-14 | 7731 NANAIMO STREET, Vancouver, BC V5P 4M7 | Mechanical Permit | NULL | NULL | Completed | NULL | S & J Mechanical Ltd
EP-2024-00162 | 2024-01-18 | 1175 NOOTKA STREET, Vancouver, BC V5K 4E6 | Electrical Permit | Residential | Addition | Issued | Installation / Repair - Residential - INSTALL Level 2 EV Charger in the Garage *Black Box: 40A EV 1. Install 2P40A breaker in electrical panel 2. Install EMS system below panel 3. Run cable with EMT conduits to the garage (about 40m) 4. Install 240V NEMA 14-50 receptacle 5. Install BMW Home Flex Charger | APC ALARM CORP
EP-2022-10453 | 2022-12-13 | 1194 NOOTKA STREET, Vancouver, BC V5K 4E7 | Electrical Permit | Residential | Addition | Completed | Installation / Repair - Residential - wiring for the garage. -Existing 60 AMP feeder, installation of sub-panel, 14 - lights, 8 - receptacles, 2 - 1000 watt baseboard heaters. Existing data cable. >BP: To extend the existing one-car garage on this site by 4'x14', maintaining vehicular access from the rear lane. OK for SIPS per W.Wong Note to applicant: The services of a structural engineer may be required, based upon site inspection by the District Building Inspector. | J H Electric
GP-2023-00535 | 2023-02-14 | 1330 NOOTKA STREET, Vancouver, BC V5K 4E8 | Gas Permit | Residential | Renovation | Completed | Residential - Furnace replacement | Maple Furnace Heating & Air Conditioning
GP-2023-00163 | 2023-01-13 | 1425 NOOTKA STREET, Vancouver, BC V5K 4E9 | Gas Permit | Residential | Renovation | Completed | Residential - Removal and replacement of hwt | Pioneer Plumbing & Heating Inc
EP-2022-04785 | 2022-06-08 | 4500 OAK STREET, Vancouver, BC V6H 3N1 | Electrical Permit | Commercial | Addition | Completed | Installation / Repair - Commercial - Installation of 6 armoured fiber cables between Ambulatory Acute Care and Children & Women's Hospital -The work does not include any installation within Patient Care Areas; the fiber cabling is linking between server rooms only. | Plan Group Inc
EP-2022-01847 | 2022-03-08 | 4500 OAK STREET, Vancouver, BC V6H 3N1 | Electrical Permit | Commercial | NULL | Expired | Annual / Operating - Renewal of expired permit number EP-2021-03158 Valid: March 1, 2022 - February 28, 2023 | CoV Annual Electrical Permits
EP-2022-02143 | 2022-03-17 | 4500 OAK STREET, Vancouver, BC V6H 3N1 | Electrical Permit | Commercial | New | Completed | Installation / Repair - Commercial - Install Cat6 cables in the 1R area at C&W; Install conduits; Remove existing cables. | Houle Electric Limited
EP-2022-00558 | 2022-01-26 | 4500 OAK STREET, Vancouver, BC V6H 3N1 | Electrical Permit | Commercial | Renovation | Completed | Installation / Repair - Commercial - Relocate existing fan. Extend feeder. | Black & McDonald Limited
EP-2022-00456 | 2022-01-26 | 4500 OAK STREET, Vancouver, BC V6H 3N1 | Electrical Permit | Commercial | Renovation | Completed | Installation / Repair - Commercial - Service transformation New devices receptacles Z32 test - Project Overview – To support the implementation of the Clinical & Systems Transformation (CST) project, Provincial Health Services Authority (PHSA) will be undergoing renovations at BC Children's and BC Women's (CW) hospital to improve the safety, quality and consistency of patient care. The CST project will roll out clinical CST devices (label printers, tracking boards, workstations on wheels, wall-mount workstations, etc.) throughout the CW hospital campus; the intent is to have health professionals adopt common process standards across the hospital campus, allowing patient records to be updated electronically via a shared clinical information system. Project Information – The scope of this project will include the following: - Supply and Installation of electrical receptacles (on normal and emergency power) - Supply and Installation of data outlets - All work will be done to meet Infection Control Standards (submission of ICRA form required) - Hazardous material will need to be identified and abated as required >BP: To provide electrical service needs to support and implement the Clinical System Transformation program in this existing Hospital (Group B2) Building 1 - Shaughnessy Hospital and Women's Health Centre Building on this site. Building Review Branch Notes Work is limited to the power and data only. | MDE Enterprises Ltd
PP-2021-04187 | 2022-01-04 | 4500 OAK STREET, Vancouver, BC V6H 3N1 | Plumbing Permit | Commercial | Renovation | Completed | Commercial - Add floor drains and water services for hospital equipment ** Amend 03/09/2022** Add (2) x back flows for redundancy | Mountain West Mechanical Ltd
EP-2022-01278 | 2022-02-22 | 4500 OAK STREET, Vancouver, BC V6H 3N1 | Electrical Permit | Commercial | Tenant Improvement | Completed | Installation / Repair - Commercial - Replacement of Fluorescent lights to LED -Shaughnessy Stairwell | MEK ENTERPRISES LTD
NULL | NULL | 4500 OAK STREET, Vancouver, BC V6H 3N1 | Electrical Permit | Commercial | Tenant Improvement | Withdrawn | Installation / Repair - Commercial - Fiber cabling. | 4th Utility Inc
EP-2022-07875 | 2022-09-22 | 4500 OAK STREET, Vancouver, BC V6H 3N1 | Electrical Permit | Commercial | Addition | Completed | Installation / Repair - Commercial - add 3 new outlets in biomed test area - non patient care - no building permit is needed for this | Ampac Electric Ltd
EP-2023-01372 | 2023-02-17 | 4500 OAK STREET, Vancouver, BC V6H 3N1 | Electrical Permit | Commercial | Addition | Issued | Installation / Repair - Commercial - The supply and installation of security, intrusion, intercom and CCTV modifications. NO MAGLOCKS Site Contact - Darrin Forrest, 604 250 3583 | PALADIN TECHNOLOGIES INC
EP-2023-00709 | 2023-01-30 | 4500 OAK STREET, Vancouver, BC V6H 3N1 | Electrical Permit | Commercial | Renovation | Completed | Installation / Repair - Commercial - Install cables for nurse call system | Logical Solutions Ltd
EP-2023-04346 | 2023-05-18 | 4500 OAK STREET, Vancouver, BC V6H 3N1 | Electrical Permit | Commercial | NULL | Issued | Annual / Operating - Facilities Maintenance and Operations Renewal of EP-2022-01847 Valid: March 1, 2023 - February 29, 2024 | CoV Annual Electrical Permits
EP-2023-06516 | 2023-07-19 | 4500 OAK STREET, Vancouver, BC V6H 3N1 | Electrical Permit | Commercial | Renovation | Completed | Installation / Repair - Commercial - Replace existing heliport lighting with new. | MDE Enterprises Ltd
EP-2023-11121 | 2024-01-08 | 4500 OAK STREET, Vancouver, BC V6H 3N1 | Electrical Permit | Commercial | Renovation | Issued | Installation / Repair - Commercial - Replace lights and switches in cafeteria area offices. | Ampac Electric Ltd
EP-2023-07627 | 2023-08-24 | 4500 OAK STREET, Vancouver, BC V6H 3N1 | Electrical Permit | Commercial | Renovation | Completed | Installation / Repair - Commercial - Re and Re of circuits for retail food prep/sales kiosk | Ampac Electric Ltd
GP-2023-03360 | 2023-11-06 | 4589 OAK STREET, Vancouver, BC V6H 2N6 | Gas Permit | Residential | Tenant Improvement | Issued | Residential - Furnace installation | PAPA PLUMBING & HEATING LTD.
EP-2024-00768 | NULL | 2488 PARKER STREET, Vancouver, BC V5K 2T1 | Electrical Permit | Residential | New | In Review | Installation / Repair - Residential - ¦ 1FD + 1SS- 200A ¦ NEW 200A service and Electrical work for the new build house and garage >BP: To construct a 2 storey single detached house with a secondary suite located in the Basement ($800,000) with a detached accessory building (garage) ($10,000), at the rear providing 2 parking spaces, having vehicular access from the lane. 1. Covenant registered at the Land Title Office under CA9860448. 2. No Strata Titling permitted. 3. Heat Pump proposed – Exterior component located in rear yard. 4. Bar sink located in basement rec room. 5. Schedule B: (Kosta Marcakis) P.Eng (604-254-0868) Structural, Architectural 6. Schedule B: (Ward Phillips) P.Eng (604-716-8881) Geotechnical 7. HPO: (Owner Builder) | VS Electric Ltd
PP-2023-02393 | 2023-07-11 | 2488 PARKER STREET, Vancouver, BC V5K 2T1 | Plumbing Permit | Residential | New | Issued | Residential - New plumbing piping and fixtures installation. >BP: To construct a 2 storey single detached house with a secondary suite located in the Basement ($800,000) with a detached accessory building (garage) ($10,000), at the rear providing 2 parking spaces, having vehicular access from the lane. 1. Covenant registered at the Land Title Office under CA9860448. 2. No Strata Titling permitted. 3. Heat Pump proposed – Exterior component located in rear yard. 4. Bar sink located in basement rec room. 5. Schedule B: (Kosta Marcakis) P.Eng (604-254-0868) Structural, Architectural 6. Schedule B: (Ward Phillips) P.Eng (604-716-8881) Geotechnical 7. HPO: (Owner Builder) | Saffron Mechanical Ltd.
PP-2023-01873 | 2023-05-26 | 2488 PARKER STREET, Vancouver, BC V5K 2T1 | Plumbing Permit | Residential | New | Issued | Residential - Sentry and storm con with sump June 23/23-AMEND Please add 2 sump | AKAL DEMOLITION & EXCAVATING LTD
EP-2023-01626 | 2023-02-28 | 2488 PARKER STREET, Vancouver, BC V5K 2T1 | Electrical Permit | Residential | New | Issued | Temporary Power - Residential - To provide temporary power. NOTE: Work authorized by this permit is for placement of a temporary power pole only and does not authorize any site construction and/or excavation. A separate Building Permit will be required prior to commencement of any other work on this site. | VS Electric Ltd
GP-2022-01541 | 2022-05-18 | 7532 ONTARIO STREET, Vancouver, BC V5X 3C2 | Gas Permit | Residential | Renovation | Completed | Residential - Removal of existing super hot boiler and water tank. Replace with Navien NCB 240 combi boiler | Pioneer Plumbing & Heating Inc
EP-2023-09213 | 2023-11-17 | 4170 NANAIMO STREET, Vancouver, BC V5N 5H7 | Electrical Permit | Commercial | Addition | Issued | Installation / Repair - Commercial - Installation of two level 2 EV Chargers *EV Chargers are being fed from existing house panel. See attached picture. EV Chargers have a built in EVMS. EVMS is Hypercharge. | Yastremski Associates Inc
GP-2023-03410 | 2023-11-06 | 4210 NANAIMO STREET, Vancouver, BC V5N 5H8 | Gas Permit | Residential | Renovation | Completed | Residential - RE&RE hot water tank | Milani Plumbing Heating & Air Conditioning Ltd
GP-2024-00102 | 2024-01-11 | 4210 NANAIMO STREET, Vancouver, BC V5N 5H8 | Gas Permit | Residential | Renovation | Completed | Residential - RE&RE boiler | Milani Plumbing Heating & Air Conditioning Ltd
MP-2023-02072 | 2023-12-01 | 2313 NAPIER STREET, Vancouver, BC V5L 2P4 | Mechanical Permit | NULL | NULL | Issued | NULL | Greg Vavasour
EP-2023-09394 | 2023-10-31 | 2313 NAPIER STREET, Vancouver, BC V5L 2P4 | Electrical Permit | Residential | Renovation | Issued | Installation / Repair - Residential - Electrical power and low voltage for house renovation to main and top floors. >BP: Exterior and interior alterations and to add approximately 440.00 sq. ft. at the rear of this existing single detached house with secondary suite on this site. Scope of work to include kitchen and bathroom alterations on the main floor. Building Depth relaxed by S. Erichsen, July 06, 2022 Structural Schedule B, submitted by Carlos Chiu, P. Eng., Struct Eng., 604.737.9830 Renovation Energy Upgrade Proposal provided by Carl Vincent of Capital Homes Energy Inc., 604.562.0387 The entire building to be sprinklered to NFPA-13D Note: - Interconnected smoke alarms are required to be installed on every bedroom. - Carbon monoxide alarms shall be installed within 5m of the bedroom door and in the service room. - Upgrade work under Part 11 (based on value of work – EnerGuide related Part 11.2.1.4.) | Brian Van Schagen
PP-2023-03097 | 2023-09-01 | 2313 NAPIER STREET, Vancouver, BC V5L 2P4 | Plumbing Permit | Residential | Renovation | Issued | Residential - Full gut and installation of new roughin of existing bathrooms plus one additional bathroom. Relocation of kitchen sink and laundry on 3rd floor. >BP: 2313 Napier Street Exterior and interior alterations and to add approximately 440.00 sq. ft. at the rear of this existing single detached house with secondary suite on this site. Scope of work to include kitchen and bathroom alterations on the main floor. | Modern Blue Mechanical Ltd
GP-2023-02538 | 2023-09-22 | 2313 NAPIER STREET, Vancouver, BC V5L 2P4 | Gas Permit | Residential | Renovation | Issued | Residential - Relocation of gas cooking oven Removal of gas pipe to old furnace Installation of tankless water system on 3rd floor >BP: 2313 Napier Street Exterior and interior alterations and to add approximately 440.00 sq. ft. at the rear of this existing single detached house with secondary suite on this site. Scope of work to include kitchen and bathroom alterations on the main floor. | Modern Blue Mechanical Ltd
SP-2023-01672 | 2023-09-13 | 2313 NAPIER STREET, Vancouver, BC V5L 2P4 | Sprinkler Permit | Residential | New | Issued | Residential - To Install 26 sprinkler heads >BP: 2313 Napier Street Exterior and interior alterations and to add approximately 440.00 sq. ft. at the rear of this existing single detached house with secondary suite on this site. Scope of work to include kitchen and bathroom alterations on the main floor. The entire building to be sprinklered to NFPA-13D | General Sprinkler Systems Ltd
NULL | NULL | 2415 NAPIER STREET, Vancouver, BC V5K 2W2 | Gas Permit | Residential | Renovation | Draft | Residential - install gas line and bbq outlet box | Joyce Heating Services Ltd
GP-2023-02678 | 2023-09-13 | 2415 NAPIER STREET, Vancouver, BC V5K 2W2 | Gas Permit | Residential | Renovation | Completed | Residential - add gas line for bbq hook up | Joyce Heating Services Ltd
EP-2023-11222 | 2023-12-17 | 2444 NAPIER STREET, Vancouver, BC V5K 2W3 | Electrical Permit | Residential | New | Issued | Temporary Power - Residential - To provide temporary power. | JR ELECTRIC LTD.
EP-2022-03216 | 2022-04-21 | 1978 NASSAU DRIVE, Vancouver, BC V5P 2B6 | Electrical Permit | Residential | New | Expired | Temporary Power - Residential - To provide temporary power. | AECOM ELECTRIC LTD
PP-2022-02332 | 2022-07-04 | 1978 NASSAU DRIVE, Vancouver, BC V5P 2B6 | Plumbing Permit | Residential | New | Completed | Residential - No pump ,one sump | Mainline Excavation Ltd
EP-2022-10019 | 2022-11-29 | 1978 NASSAU DRIVE, Vancouver, BC V5P 2B6 | Electrical Permit | Residential | New | Completed | Installation / Repair - Residential - 2FD+2SS - WEST - 1978 NASSAU DR - #1 &#2 EAST - 1980 NASSAU DR - #1 &#2 Duplex , 200 amp service connection ,,125 amp goes in each unit , New installation >DB: To construct a 2 storey two-family dwelling with 2 secondary suites located in the Basement with a detached accessory building (garage) at the rear providing 2 parking spaces, having vehicular access from the lane. 1. Covenant registered at the Land Title Office under CA9924479- CA9924480 2. A/C proposed – Exterior component located in Rear, Interior component located in Second Floor | AECOM ELECTRIC LTD
GP-2022-03512 | 2022-11-10 | 1978 NASSAU DRIVE, Vancouver, BC V5P 2B6 | Gas Permit | Residential | New | Completed | Residential - 2FD+SS - EAST - 1978 NASSAU DR - #1 & #2 WEST - 1980 NASSAU DR - #1 & #2 Gas BBQ piping >DB: To construct a 2 storey two-family dwelling with 2 secondary suites located in the Basement with a detached accessory building (garage) at the rear providing 2 parking spaces, having vehicular access from the lane. 1. Covenant registered at the Land Title Office under CA9924479- CA9924480 2. A/C proposed – Exterior component located in Rear, Interior component located in Second Floor | Lally Plumbing & Heating Ltd
SP-2022-01827 | 2022-11-04 | 1978 NASSAU DRIVE, Vancouver, BC V5P 2B6 | Sprinkler Permit | Residential | New | Completed | Residential - Installation of Sprinkler Heads To construct a 2 storey two-family dwelling with 2 secondary suites located in the Basement with a detached accessory building (garage) at the rear providing 2 parking spaces, having vehicular access from the lane. 1. Covenant registered at the Land Title Office under CA9924479- CA9924480 2. A/C proposed – Exterior component located in Rear, Interior component located in Second Floor 3. Schedule B: (M.S. Alam) P.Eng (604.653.7475) Structural & Geotechnical 4. HPO: Residential Builder- Khera Homes ltd | RAHELU PLUMBING & HEATING LTD.
PP-2022-03585 | 2022-10-11 | 1978 NASSAU DRIVE, Vancouver, BC V5P 2B6 | Plumbing Permit | Residential | New | Completed | Residential - 2FD+2SS - WEST - 1978 NASSAU DR - #1 & #2 EAST - 1980 NASSAU DR - #1 & #2 Plumbing >DB: To construct a 2 storey two-family dwelling with 2 secondary suites located in the Basement with a detached accessory building (garage) at the rear providing 2 parking spaces, having vehicular access from the lane. 1. Covenant registered at the Land Title Office under CA9924479- CA9924480 2. A/C proposed – Exterior component located in Rear, Interior component located in Second Floor | Lally Plumbing & Heating Ltd
EP-2022-08850 | 2022-10-18 | 1985 NASSAU DRIVE, Vancouver, BC V5P 2B7 | Electrical Permit | Residential | New | Completed | Installation / Repair - Residential - Rough in and Plating of security, telephone, network, intercom >BP: To construct a two-storey two-family dwelling with two secondary suites ($781,805) located in the basement, with a detached accessory building (garage) and an open parking pad at the rear providing 3 parking spaces, having vehicular access from the lane. Note: This is a 2.5 storey building pursuant to the Zoning and Development By-Law. 1. Covenant registered at the Land Title Office under CA9265451 2. No strata titling permitted 3. No A/C units proposed 4. No bar sinks proposed 5. Schedule B: MD. SHAHIDUL ALAM 604-653-7475 Structural & Geotechnical 6. HPO: Residential Builder - Truong Tu (West Coast Modern Homes) Address number assigned as per approved plans for Fire and Emergency response. The address number is to be posted and to the building and to be visible from the street in accordance with the Building By-law prior to final inspection. ******THIS PERMIT HAS BEEN ISSUED UNDER THE REQUIREMENTS OF VBBL #12511 (2019)****** | Tuong Su
SP-2022-01841 | 2022-11-07 | 1985 NASSAU DRIVE, Vancouver, BC V5P 2B7 | Sprinkler Permit | Residential | New | Completed | Residential - Install sprinklers in duplex To construct a two-storey two-family dwelling with two secondary suites located in the basement, with a detached accessory building (garage) and an open parking pad at the rear providing 3 parking spaces, having vehicular access from the lane. Note: This is a 2.5 storey building pursuant to the Zoning and Development By-Law. 1. Covenant registered at the Land Title Office under CA9265451 2. No strata titling permitted 3. No A/C units proposed 4. No bar sinks proposed 5. Schedule B: MD. SHAHIDUL ALAM 604-653-7475 Structural & Geotechnical 6. HPO: Residential Builder - Truong Tu (West Coast Modern Homes) | Gold Key Fire Protection Ltd
GP-2022-03678 | 2022-11-22 | 1985 NASSAU DRIVE, Vancouver, BC V5P 2B7 | Gas Permit | Residential | New | Completed | Residential - 2FD+2SS - FRONT - 1985 NASSAU DR - #1 & #2 BACK - 1983 NASSAU DR - #1 & #2 Installation of black iron piping >DB: To construct a two-storey two-family dwelling with two secondary suites located in the basement, with a detached accessory building (garage) and an open parking pad at the rear providing 3 parking spaces, having vehicular access from the lane. Note: This is a 2.5 storey building pursuant to the Zoning and Development By-Law. 1. Covenant registered at the Land Title Office under CA9265451 2. No strata titling permitted 3. No A/C units proposed 4. No bar sinks proposed | AQUIFER MECHANICAL
MP-2022-00220 | 2022-09-14 | 1985 NASSAU DRIVE, Vancouver, BC V5P 2B7 | Mechanical Permit | NULL | NULL | Completed | NULL | AQUIFER MECHANICAL
PP-2022-02891 | 2022-08-18 | 1985 NASSAU DRIVE, Vancouver, BC V5P 2B7 | Plumbing Permit | Residential | New | Completed | Residential - 2FD+2SS - FRONT - 1985 NASSAU DR - #1 & #2 BACK - 1983 NASSAU DR - #1 & #2 Duplex house >BP: To construct a two-storey two-family dwelling with two secondary suites located in the basement, with a detached accessory building (garage) and an open parking pad at the rear providing 3 parking spaces, having vehicular access from the lane. Note: This is a 2.5 storey building pursuant to the Zoning and Development By-Law. 1. Covenant registered at the Land Title Office under CA9265451 2. No strata titling permitted 3. No A/C units proposed 4. No bar sinks proposed | AQUIFER MECHANICAL
MP-2023-01866 | 2023-10-18 | 1985 NASSAU DRIVE, Vancouver, BC V5P 2B7 | Mechanical Permit | NULL | NULL | Completed | NULL | Century Twenty One Gas & Heating Co. Ltd
EP-2022-02732 | 2022-05-03 | 1985 NASSAU DRIVE, Vancouver, BC V5P 2B7 | Electrical Permit | Residential | New | Completed | Installation / Repair - Residential - Duplex with secondary suites all Rough wiring and finishing >BP: To construct a two-storey two-family dwelling with two secondary suites ($781,805) located in the basement, with a detached accessory building (garage) and an open parking pad at the rear providing 3 parking spaces, having vehicular access from the lane. Note: This is a 2.5 storey building pursuant to the Zoning and Development By-Law. 1. Covenant registered at the Land Title Office under CA9265451 2. No strata titling permitted 3. No A/C units proposed 4. No bar sinks proposed 5. Schedule B: MD. SHAHIDUL ALAM 604-653-7475 Structural & Geotechnical 6. HPO: Residential Builder - Truong Tu (West Coast Modern Homes) Address number assigned as per approved plans for Fire and Emergency response. The address number is to be posted and to the building and to be visible from the street in accordance with the Building By-law prior to final inspection. ******THIS PERMIT HAS BEEN ISSUED UNDER THE REQUIREMENTS OF VBBL #12511 (2019)****** | Moon Star Electrical Ltd
PP-2022-01634 | 2022-05-11 | 1985 NASSAU DRIVE, Vancouver, BC V5P 2B7 | Plumbing Permit | Residential | New | Completed | Residential - sump >BP: To construct a two-storey two-family dwelling with two secondary suites ($781,805) located in the basement, with a detached accessory building (garage) and an open parking pad at the rear providing 3 parking spaces, having vehicular access from the lane. Note: This is a 2.5 storey building pursuant to the Zoning and Development By-Law. 1. Covenant registered at the Land Title Office under CA9265451 2. No strata titling permitted 3. No A/C units proposed 4. No bar sinks proposed 5. Schedule B: MD. SHAHIDUL ALAM 604-653-7475 Structural & Geotechnical 6. HPO: Residential Builder - Truong Tu (West Coast Modern Homes) Address number assigned as per approved plans for Fire and Emergency response. The address number is to be posted and to the building and to be visible from the street in accordance with the Building By-law prior to final inspection. ******THIS PERMIT HAS BEEN ISSUED UNDER THE REQUIREMENTS OF VBBL #12511 (2019)****** **Amend 10/03/2022** Add one more s ump in this permit... because we need to install Draintile for garage so need one more sump with gravity | Bhullar Excavating and Demolition
EP-2022-00659 | 2022-02-01 | 1985 NASSAU DRIVE, Vancouver, BC V5P 2B7 | Electrical Permit | Residential | New | Expired | Temporary Power - Residential - To provide temporary power. >NOTE: Work authorized by this permit is for placement of a temporary power pole only and does not authorize any site construction and/or excavation. A separate Building Permit will be required prior to commencement of any other work on this site. | Moon Star Electrical Ltd
EP-2022-00839 | 2022-02-04 | 2828 NATAL STREET, Vancouver, BC V5M 2H1 | Electrical Permit | Commercial | Addition | Completed | Installation / Repair - Commercial - Installation of a ULC listed dialer for the monitoring of the fire panel only | Chubb Fire & Security Canada Corp
EP-2022-05063 | 2022-06-15 | 2828 NATAL STREET, Vancouver, BC V5M 2H1 | Electrical Permit | Commercial | NULL | Expired | Annual / Operating - Misc electrical work throughout Valid: June 25, 2022 to June 24, 2023 Renewal of EP-2021-04593 | Mott Electric General Partnership
EP-2020-04547 | 2022-02-10 | 2828 NATAL STREET, Vancouver, BC V5M 2H1 | Electrical Permit | Commercial | Addition | Completed | Installation / Repair - Commercial - Install two stage 2 EV Charging stations in secure outdoor parking lot Renovations to an existing two storey warehouse to accommodate a new data centre, subsidiary staff offices and supporting services. Stage one - structural issued June 15/18 Stage two - full construction issued Nov.29/18 Stage three - revision #1 - to add electromagnetic locks to doors 38, 39, 55, 106, and 107 | Mott Electric General Partnership
EP-2023-09445 | 2023-10-31 | 2828 NATAL STREET, Vancouver, BC V5M 2H1 | Electrical Permit | Commercial | Addition | Issued | Installation / Repair - Commercial - add 208V panels 1st floor -The service is not being affected we are adding four 120/208V panels to existing distribution. This is a co-location Data Centre and the panels are being added to facilitate customer circuit segregation | Mott Electric General Partnership
NULL | NULL | 2828 NATAL STREET, Vancouver, BC V5M 2H1 | Electrical Permit | Commercial | Renovation | Withdrawn | Annual / Operating - Install transformer, panel and required circuits for heating, exhaust fan and receptacles. | Mott Electric General Partnership
EP-2023-04751 | 2023-05-30 | 2828 NATAL STREET, Vancouver, BC V5M 2H1 | Electrical Permit | Commercial | NULL | Issued | Annual / Operating - *Annual Operating Permit* Misc electrical work throughout -renewal of EP-2022-05063 -valid: June 25, 2023 - June 24, 2024 | Mott Electric General Partnership
EP-2023-05855 | 2023-07-05 | 2828 NATAL STREET, Vancouver, BC V5M 2H1 | Electrical Permit | Commercial | Renovation | Completed | Installation / Repair - Commercial - Install Branch circuits for customer data racks. Install Fiber and Cat 6 backbone. >BP: Renovations to an existing two storey warehouse to accommodate a new data centre, subsidiary staff offices and supporting services. Stage one - structural issued June 15/18 Stage two - full construction issued Nov.29/18 Stage three - revision #1 - to add electromagnetic locks to doors 38, 39, 55, 106, and 107 - issued July 28/20 | Mott Electric General Partnership
EP-2023-05525 | 2023-06-22 | 2828 NATAL STREET, Vancouver, BC V5M 2H1 | Electrical Permit | Commercial | Renovation | Completed | Installation / Repair - Commercial - Relocate existing conduits and power troughs to suit new layout, 1st floor AWS cage. | Mott Electric General Partnership
EP-2022-00514 | 2022-02-02 | 701 NATIONAL AVENUE, Vancouver, BC | Electrical Permit | Commercial | NULL | Expired | Annual / Operating - Effective: January 19, 2022 to January 18, 2023 EP-2020-00436: Expired (Annual / Operating) 1. NATIONAL YARD AND MANITOBA YARDS. 2. SEWER PUMPING STATIONS 3. WATER PRESSURE RELIEF VALVE STATIONS 4. FIRE HALLS (ALL FIRE HALLS) 5. ASHPALT PLANT 6. VANCOUVER TRANSFER STATION SAP#33060/536010 Site Contact: Geoff Keen Phone#:(604)619-0662 | CoV Annual Electrical Permits
EP-2023-05830 | 2023-06-30 | 701 NATIONAL AVENUE, Vancouver, BC | Electrical Permit | Commercial | Tenant Improvement | Completed | Installation / Repair - Commercial - Installation of six new Level 2 Phihong AW32 EV chargers in parking lot. Chargers to be derated to 16amps each and two chargers shared under a 40 amp circuit respectively. | Power Pros Electrical Ltd
EP-2023-02883 | 2023-04-04 | 701 NATIONAL AVENUE, Vancouver, BC | Electrical Permit | Commercial | Tenant Improvement | Completed | Installation / Repair - Commercial - Install 7 new PhiHong AW32 power sharing ev chargers, replace 6 existing Level 2 chargers with phihong AW32 in the North Parking. Replace 10 dedicated level 2 EV chargers with Networked PhiHong AW32 chargers in the west parking. | Power Pros Electrical Ltd
EP-2023-00668 | 2023-01-26 | 701 NATIONAL AVENUE, Vancouver, BC | Electrical Permit | Commercial | NULL | Expired | Annual / Operating - Annual Operating Permit Renewal of EP-2022-00514 Valid: January 19, 2023- January 18, 2024 1. NATIONAL YARD AND MANITOBA YARDS. 2. SEWER PUMPING STATIONS 3. WATER PRESSURE RELIEF VALVE STATIONS 4. FIRE HALLS (ALL FIRE HALLS) 5. ASHPALT PLANT 6. VANCOUVER TRANSFER STATION Site Contact: Geoff Keen Phone#:(604)619-0662 1. NATIONAL YARD AND MANITOBA YARDS. 2. SEWER PUMPING STATIONS 3. WATER PRESSURE RELIEF VALVE STATIONS 4. FIRE HALLS (ALL FIRE HALLS) 5. ASHPALT PLANT 6. VANCOUVER TRANSFER STATION SAP#33060/536010 Site Contact: Geoff Keen Phone#:(604)619-0662 | CoV Annual Electrical Permits
EP-2024-00638 | 2024-01-25 | 701 NATIONAL AVENUE, Vancouver, BC | Electrical Permit | Commercial | NULL | Issued | Annual / Operating - Annual Operating Permit -renewal of EP-2023-00668 -valid: January 19, 2024 - January 18, 2025 Various Electrical maintenance tasks at these locations. 1. NATIONAL YARD AND MANITOBA YARDS. 2. SEWER PUMPING STATIONS 3. WATER PRESSURE RELIEF VALVE STATIONS 4. FIRE HALLS (ALL FIRE HALLS) 5. ASHPALT PLANT 6. VANCOUVER TRANSFER STATION | City of Vancouver
EP-2023-08341 | 2023-09-15 | 701 NATIONAL AVENUE, Vancouver, BC | Electrical Permit | Commercial | Tenant Improvement | Issued | Installation / Repair - Commercial - Installation of distribution Kiosk, four DCFC EV chargers and 15/20amp 120v receptacles. | Power Pros Electrical Ltd
GP-2022-00874 | 2022-03-22 | 2275 NOOTKA STREET, Vancouver, BC V5M 3M1 | Gas Permit | Residential | Renovation | Completed | Residential - re re furnace | Thomson Industries Ltd
NULL | NULL | 2633 NOOTKA STREET, Vancouver, BC V5M 3M4 | Electrical Permit | Commercial | NULL | Withdrawn | Annual / Operating - misc work | Mott Electric General Partnership
EP-2023-09607 | 2023-10-24 | 2633 NOOTKA STREET, Vancouver, BC V5M 3M4 | Electrical Permit | Commercial | NULL | Issued | Annual / Operating - Misc work throughout Renewal of EP-2022-08397 Valid: October 24, 2023 to October 23, 2024 | Mott Electric General Partnership
EP-2022-08397 | 2022-10-05 | 2633 NOOTKA STREET, Vancouver, BC V5M 3M4 | Electrical Permit | Commercial | NULL | Expired | Annual / Operating - Misc electrical work throughout Renewal of EP-2021-07352 Valid: October 24, 2022 to October 23, 2023 | Mott Electric General Partnership
EP-2022-00428 | 2022-01-21 | 2929 NOOTKA STREET, Vancouver, BC V5M 4K4 | Electrical Permit | Residential | Renovation | Completed | Installation / Repair - Residential - -Supply and install of new 400A, 208Y/120V, 3PH, 4W, Copper Panelboard “J”, complete with main breaker. -Supply and install a external 400A 120/208V 3PH 4W switch next to the switchgear. -Supply and install of new 4C 600 kcmil Copper feeder, complete with EMT conduit. - Supply and install of two (2) new 200A-3P circuit breakers, mounted in new Panel “J”. Include for the supply and install of two (2) new runs of 4C #4/0 AWG, ACWU RW90, feeders, fed from new Panel “J” in the Main Electrical Room, to the two new Make Up Air (MUA) units on the East and West rooftops. Supply and install of two (2) new 200A-3P, NEMA 4X Disconnect Switches, mounted at the new East and West MUA unit locations on the rooftop. New Disconnect Switches shall be EATON – Shunt Trip Safety Switch, or Engineer approved equivalent. Demolition of two (2) existing 3P-15A circuit breakers for the existing East and West rooftop units mounted in Panel HB (CCTs 13/15/17 and 29/31/33), located in the Main Electrical Room. Demolish existing East and West rooftop unit feeders back to source Panel HB. Demolish the two (2) existing local East and West rooftop unit disconnect switches. Supply and install of two (2) new duct smoke detectors, one installed for each new rooftop MUA unit. New duct smoke detectors shall be Simplex type, and compatible with existing Simplex 4100U Panel (Confirm compatibility with Manufacturer). Include for new fire alarm wiring, programming, and re-verification of fire alarm system Re/Re (46) receptacles on the balcony's with new GFCI's and WP covers | TDR Electric Inc
EP-2022-01366 | 2022-02-24 | 4750 OAK STREET, Vancouver, BC V6H 2N9 | Electrical Permit | Commercial | Renovation | Completed | Installation / Repair - Commercial - Supply and install five (5) dual head FAA approved aviation obstruction lights, including new conduit raceway, breakers and mounting hardware. The five (5) lights will be installed on the highest points of the buildings. Three (3) on the North building adjacent to the Helipad, and two (2) on the south building mechanical room. >This project does not involve conventional lighting, that would require ASHRAE. These lights are not illuminating spaces, rooms and/or areas. These lights will be on 24/7, 365 days a year, and are meant to provide means of obstruction warning for landing Helicopters. Please find the attached Images for clarification. | MDE Enterprises Ltd
EP-2022-05990 | 2022-07-19 | 4750 OAK STREET, Vancouver, BC V6H 2N9 | Electrical Permit | Commercial | NULL | Expired | Annual / Operating - Annual Operating permit for CANADIAN BLOOD SERVICES -renewal EP-2021-04800 Effective: June 21, 2022 - June 20, 2023 | FOS Electric Systems Ltd
EP-2023-05636 | 2023-07-26 | 4750 OAK STREET, Vancouver, BC V6H 2N9 | Electrical Permit | Commercial | NULL | Issued | Annual / Operating - General electrical work as needed by facilities Log book kept on site Renewal EP-2022-05990 Effective: June 21, 2023 - June 20, 2024 | FOS Electric Systems Ltd
PP-2023-00574 | 2023-02-17 | 4601 ONTARIO STREET, Vancouver, BC | Plumbing Permit | Commercial | Addition | Completed | Commercial - Install approximately 140 feet of sewer with 4 outdoor hand washing sink connections, connected to existing sewer. March 27/2023-AMEND Add X2 DCVA backflow preventer | Lambert Plumbing & Heating
EP-2024-00243 | 2024-01-09 | 4601 ONTARIO STREET, Vancouver, BC | Electrical Permit | Commercial | NULL | Issued | Annual / Operating - Annual Operating Permit. Valid January 9th, 2024 Until January 8th, 2025 | Wespac Electrical Contractor Ltd
NULL | NULL | 4601 ONTARIO STREET, Vancouver, BC | Electrical Permit | Commercial | NULL | Withdrawn | Annual / Operating - Annual Operating Permit | Wespac Electrical Contractor Ltd
EP-2023-00092 | 2023-01-06 | 4601 ONTARIO STREET, Vancouver, BC | Electrical Permit | Commercial | Renovation | Completed | Installation / Repair - Commercial - Retrofit 7 existing poles with new luminaires and control. Demo 1 pole, install new pole with luminaires and control. >BP: Exterior alterations only to upgrade the high-mast light standard behind the stadium scoreboard and to have three (3) more antennas mounted on the top of the pole and the lights below at this existing Nat Bailey Stadium building for Freedom Mobile. OK exterior antenna upgrade on the existing light pole as per planner Oliver Szeleczky, January 10, 2020. OK for SIPS processing as per Howie Chow, January 10, 2020. CRP - Schedule A, Schedule B Architectural & Structural submitted per Rafal Puszynski, 778-300-1233 CRP - Schedule B Electrical submitted per Marcin Puszynski, 778-300-1233 | Houle Electric Limited
EP-2022-02760 | 2022-04-06 | 4601 ONTARIO STREET, Vancouver, BC | Electrical Permit | Commercial | Renovation | Completed | Installation / Repair - Commercial - Installation of electrical provisions for three new game clocks, including 1" conduit for fibre optic cables, 15-amp circuits and extra low voltage controls. | Wespac Electrical Contractor Ltd
EP-2023-06504 | 2023-07-18 | 5545 ONTARIO STREET, Vancouver, BC V5W 2L1 | Electrical Permit | Residential | New | Issued | Temporary Power - Residential - To provide temporary power. | Indy Electrical Ltd
PP-2024-00144 | 2024-01-22 | 5545 ONTARIO STREET, Vancouver, BC V5W 2L1 | Plumbing Permit | Residential | New | Issued | Residential - new storm sump | Ajac Construction & Excavation Inc
EP-2023-04367 | 2023-05-24 | 5587 ONTARIO STREET, Vancouver, BC V5W 2L1 | Electrical Permit | Residential | Renovation | Completed | Installation / Repair - Residential - Upgrade fuse panel with breaker panel. Grounding and bonding. -No change to service, no new loads. Replacing fuse panel with breaker panel | EVANSON ELECTRIC LTD
GP-2022-00469 | 2022-02-11 | 5609 ONTARIO STREET, Vancouver, BC V5W 2L2 | Gas Permit | Residential | Renovation | Completed | Residential - F'Daire 30" Slide-in Gas Range | Han Appliances & Refrigeration Ltd
PP-2022-01827 | 2022-06-08 | 7568 ONTARIO STREET, Vancouver, BC V5X 3C2 | Plumbing Permit | Residential | New | Completed | Residential - Plumbing for >BP: >BP: To construct a two-storey two-family dwelling ($622,220), with a detached accessory building (garage) at the rear providing 2 parking spaces, having vehicular access from the lane. Note: This is a 2 storey building pursuant to the Zoning and Development By-Law 1. A/C units proposed in the rear yard 2. No bar sinks proposed 3. Schedule B: Antony Wang, P.Eng (604-618-6236) Structural & Geotechnical 4. HPO: Residential Builder - Jen Mei Enterprises Ltd. FRONT UNIT 7568 Ontario St - One Family Dwelling (west portion of 1st - 3rd floor) BACK UNIT 7566 Ontario St - One Family Dwelling (east portion of 1st - 3rd floor) Addressing Note: Address numbers assigned as per approved plans for Fire and Emergency response. The address numbers are to be posted to the building and to be visible from the street and in accordance with the Building By-law prior to final inspection. ******THIS PERMIT HAS BEEN ISSUED UNDER THE REQUIREMENTS OF VBBL #12511 (2019)****** | Apple Mechanical Ltd
PP-2022-01828 | NULL | 7568 ONTARIO STREET, Vancouver, BC V5X 3C2 | Plumbing Permit | Residential | New | Withdrawn | Residential - Plumbing for 4 bathroom half duplex | Apple Mechanical Ltd
GP-2022-02623 | 2022-09-01 | 7568 ONTARIO STREET, Vancouver, BC V5X 3C2 | Gas Permit | Residential | New | Completed | Residential - Complete installation of one boiler and one range in each unit Piping only for two bbq >BP: To construct a two-storey two-family dwelling ($622,220), with a detached accessory building (garage) at the rear providing 2 parking spaces, having vehicular access from the lane. Note: This is a 2 storey building pursuant to the Zoning and Development By-Law 1. A/C units proposed in the rear yard 2. No bar sinks proposed 3. Schedule B: Antony Wang, P.Eng (604-618-6236) Structural & Geotechnical 4. HPO: Residential Builder - Jen Mei Enterprises Ltd. | Apple Mechanical Ltd
SP-2022-01460 | 2022-09-08 | 7568 ONTARIO STREET, Vancouver, BC V5X 3C2 | Sprinkler Permit | Residential | New | Completed | Residential - 2FD - FRONT - 7568 ONTARIO ST BACK - 7566 ONTARIO ST To Install 45 sprinkler heads >DB: To construct a two-storey two-family dwelling, with a detached accessory building (garage) at the rear providing 2 parking spaces, having vehicular access from the lane. Note: This is a 2 storey building pursuant to the Zoning and Development By-Law 1. A/C units proposed in the rear yard 2. No bar sinks proposed | General Sprinkler Systems Ltd
EP-2022-07199 | 2022-08-26 | 7568 ONTARIO STREET, Vancouver, BC V5X 3C2 | Electrical Permit | Residential | New | Completed | Installation / Repair - Residential - Extra Low Voltage. Data/Voice/TV Cable. Security Alarm Prewire, Camera, Door Bell. >BP: To construct a two-storey two-family dwelling ($622,220), with a detached accessory building (garage) at the rear providing 2 parking spaces, having vehicular access from the lane. Note: This is a 2 storey building pursuant to the Zoning and Development By-Law 1. A/C units proposed in the rear yard 2. No bar sinks proposed 3. Schedule B: Antony Wang, P.Eng (604-618-6236) Structural & Geotechnical 4. HPO: Residential Builder - Jen Mei Enterprises Ltd. ******THIS PERMIT HAS BEEN ISSUED UNDER THE REQUIREMENTS OF VBBL #12511 (2019)****** | SECUTECH DEVELOPMENT LTD.
EP-2023-06656 | 2023-08-08 | 7708 ONTARIO STREET, Vancouver, BC V5X 3C7 | Electrical Permit | Residential | Addition | Issued | Installation / Repair - Residential - relocate meter base because of new laneway house | MILKYWAY INDUSTRY LTD
GP-2022-00934 | 2022-03-24 | 2554 PARKER STREET, Vancouver, BC V5K 2T3 | Gas Permit | Residential | Renovation | Completed | Residential - Supply & install a Navien NPE-240A2 tankless water heater and an iFlow air handler in the mechanical closet. Intake piped to sidewall. Venting to be piped through existing b-vent to roof using 2" Centrotherm. | Link Plumbing & Heating Ltd
GP-2022-04095 | 2022-12-21 | 2564 PARKER STREET, Vancouver, BC V5K 2T3 | Gas Permit | Residential | Renovation | Completed | Residential - Replacement of Furnace | House Smart Home Improvements Ltd
GP-2022-03861 | 2022-12-05 | 2564 PARKER STREET, Vancouver, BC V5K 2T3 | Gas Permit | Residential | Renovation | Cancelled | Residential - Replacing the Furnace & HWT | House Smart Home Improvements Ltd
EP-2022-09515 | 2022-11-17 | 2666 OXFORD STREET, Vancouver, BC V5K 1N3 | Electrical Permit | Residential | New | Completed | Installation / Repair - Residential - New Electrical wiring for a two-storey two-family dwelling. >BP: To construct a two-storey two-family dwelling with a detached accessory building (garage) at the rear providing 2 parking spaces, having vehicular access from the lane. Note: This Building Permit will remain in a suspended status until the associated (green) Demolition Permit BP-2022-01220 is completed. Note: This is a 2 storey building pursuant to the Zoning and Development By-Law 1. No strata titling permitted 2. A/C units proposed in rear yard. 3. Bar sinks proposed in main floor. 4. Schedule B: Christopher Man, P. Eng. (604.874.3237) Structural 5. Schedule B: Tegbir Bajwa, P. Eng. (778.995.2404) Geotechnical 6. HPO: Vandwell Developments Inc. Combustible projections or roof soffits on an exposing building face shall not project to less than .45m from the property line and shall be in compliance with VBBL 2019 9.10.15.5.(9) The entire building, to be sprinklered to 2 x NFPA 13D. ******THIS PERMIT HAS BEEN ISSUED UNDER THE REQUIREMENTS OF VBBL #12511 (2019)****** | Ankor Electrical Ltd.
EP-2022-09603 | 2022-11-15 | 2666 OXFORD STREET, Vancouver, BC V5K 1N3 | Electrical Permit | Residential | New | Completed | Installation / Repair - Residential - 2FD - FRONT - 2666 OXFORD ST BACK - 2664 OXFORD ST Installation of TV, Data, Phone, Security System, Alarm System., Sound System, Door-Bell Intercom >DB: To construct a two-storey two-family dwelling with a detached accessory building (garage) at the rear providing 2 parking spaces, having vehicular access from the lane. Note: This is a 2 storey building pursuant to the Zoning and Development By-Law 1. No strata titling permitted 2. A/C units proposed in rear yard. 3. Bar sinks proposed in main floor. The entire building, to be sprinklered to 2 x NFPA 13D. | Blue Horse Electric Ltd
SP-2022-01612 | 2022-10-04 | 2666 OXFORD STREET, Vancouver, BC V5K 1N3 | Sprinkler Permit | Residential | New | Completed | Residential - 2FD - FRONT - 2666 OXFORD ST BACK - 2664 OXFORD ST new sprinkler system >DB: To construct a two-storey two-family dwelling with a detached accessory building (garage) at the rear providing 2 parking spaces, having vehicular access from the lane. Note: This is a 2 storey building pursuant to the Zoning and Development By-Law 1. No strata titling permitted 2. A/C units proposed in rear yard. 3. Bar sinks proposed in main floor. | Haven Fire Protection Ltd
NULL | NULL | 2666 OXFORD STREET, Vancouver, BC V5K 1N3 | Mechanical Permit | NULL | NULL | Withdrawn | NULL | One Stop Mechanical Ltd
MP-2022-00201 | 2022-09-10 | 2666 OXFORD STREET, Vancouver, BC V5K 1N3 | Mechanical Permit | NULL | NULL | Completed | NULL | One Stop Mechanical Ltd
PP-2022-02153 | 2022-06-20 | 2666 OXFORD STREET, Vancouver, BC V5K 1N3 | Plumbing Permit | Residential | New | Completed | Residential - sump install | Kingsman Excavating Ltd.
PP-2022-02442 | 2022-07-15 | 2666 OXFORD STREET, Vancouver, BC V5K 1N3 | Plumbing Permit | Residential | New | Completed | Residential - New duplex To construct a two-storey two-family dwelling with a detached accessory building (garage) at the rear providing 2 parking spaces, having vehicular access from the lane. Note: This is a 2 storey building pursuant to the Zoning and Development By-Law 1. No strata titling permitted 2. A/C units proposed in rear yard. 3. Bar sinks proposed in main floor. 4. Schedule B: Christopher Man, P. Eng. (604.874.3237) Structural 5. Schedule B: Tegbir Bajwa, P. Eng. (778.995.2404) Geotechnical 6. HPO: Vandwell Developments Inc. | One Stop Mechanical Ltd
GP-2022-02071 | 2022-07-15 | 2666 OXFORD STREET, Vancouver, BC V5K 1N3 | Gas Permit | Residential | New | Completed | Residential - Duplex To construct a two-storey two-family dwelling with a detached accessory building (garage) at the rear providing 2 parking spaces, having vehicular access from the lane. Note: This is a 2 storey building pursuant to the Zoning and Development By-Law 1. No strata titling permitted 2. A/C units proposed in rear yard. 3. Bar sinks proposed in main floor. 4. Schedule B: Christopher Man, P. Eng. (604.874.3237) Structural 5. Schedule B: Tegbir Bajwa, P. Eng. (778.995.2404) Geotechnical 6. HPO: Vandwell Developments Inc. | One Stop Mechanical Ltd
PP-2023-00878 | 2023-03-15 | 2666 OXFORD STREET, Vancouver, BC V5K 1N3 | Plumbing Permit | Residential | New | Completed | Residential - 3b4 dcva backflow preventer for lawn irrigation >BP: To construct a two-storey two-family dwelling with a detached accessory building (garage) at the rear providing 2 parking spaces, having vehicular access from the lane. | Yue Jin Qiu
EP-2022-04188 | 2022-05-19 | 2666 OXFORD STREET, Vancouver, BC V5K 1N3 | Electrical Permit | Residential | New | Expired | Temporary Power - Residential - To provide temporary power. | Ankor Electrical Ltd.
GP-2024-00076 | 2024-01-09 | 2676 OXFORD STREET, Vancouver, BC V5K 1N3 | Gas Permit | Residential | New | Completed | Residential - re and re furnace | Royal Pro Heating Ltd
GP-2023-00823 | 2023-03-10 | 2721 OXFORD STREET, Vancouver, BC V5K 1N5 | Gas Permit | Residential | Renovation | Completed | Residential - Replacement of furnace and hot water tank | KERN BSG MANAGEMENT LTD
MP-2022-00291 | 2022-09-28 | 2724 OXFORD STREET, Vancouver, BC V5K 1N4 | Mechanical Permit | NULL | NULL | Completed | NULL | Westmount Heating Ltd
GP-2022-02925 | 2022-09-28 | 2724 OXFORD STREET, Vancouver, BC V5K 1N4 | Gas Permit | Residential | Renovation | Completed | Residential - Replacement of Hot water Tank with Tankless | Westmount Heating Ltd
EP-2022-07838 | 2022-09-28 | 2724 OXFORD STREET, Vancouver, BC V5K 1N4 | Electrical Permit | Residential | Renovation | Completed | Installation / Repair - Residential - 200 amp service upgrade overhead underground feed to indoor panel 150 amps feed to spa feed to heat pump -heat pump is new located at front of house MP-2022-00291: Issued >>Amend: Oct. 27th -No my original price was $15,600 for all the work I made a mistake when I put the price on the application it should have been $15,600 not $1,300 I just want to correct the price Thank you | York Electrical Ltd
PP-2022-03257 | 2022-09-16 | 2730 OXFORD STREET, Vancouver, BC V5K 1N4 | Plumbing Permit | Residential | Renovation | Completed | Residential - Water lines replaced and Drainage for upstairs washroom replaced Interior alterations to provide improvements to this existing one family dwelling on this site. Scope of work: deconstruct all fire damaged material and construct new wall assembly where required. Replace damaged section of roof. | Lambert Plumbing & Heating Ltd
GP-2022-02264 | 2022-08-03 | 2730 OXFORD STREET, Vancouver, BC V5K 1N4 | Gas Permit | Residential | Renovation | Completed | Residential - replacement of gas furnace, replacement of storage style water heater with on demand water heater, gas line & hook-up of range, gas line rough-in for future gas f/p, and gas line for bbq >Interior alterations to provide improvements to this existing one family dwelling on this site. Scope of work: deconstruct all fire damaged material and construct new wall assembly where required. Replace damaged section of roof. OK for field review as per Rosa Astorino - July 26, 2021. add one new 42,000 btu gas fireplace to the gas permit | Nova Heating & Sheet Metal (2013) Ltd
SP-2023-02279 | 2023-12-20 | 2735 OXFORD STREET, Vancouver, BC V5K 1N5 | Sprinkler Permit | Residential | New | Issued | Residential - New home >>The entire building, INCLUDING THE ATTACHED GARAGE (if applicable), to be sprinklered to 2 x NFPA 13D. >BP: To construct a two-storey two-family dwelling with two secondary suites ($1,159,500) located in the basement, with a detached accessory building (garage) at the rear providing 2 parking spaces, having vehicular access from the lane. 1. Covenant registered at the Land Title Office under CB595402-CB595403 2. No strata titling permitted 3. External mechanical units proposed in the rear yard/ Internal at second storey 4. No bar sinks proposed 5. Schedule B: Beerinder Sidhu (604.339.0034) Structural & Geotechnical 6. HPO: Residential Builder - KMB Development Ltd. | SBMS Construction Ltd
PP-2023-04129 | 2023-11-24 | 2735 OXFORD STREET, Vancouver, BC V5K 1N5 | Plumbing Permit | Residential | New | Issued | Residential - plumbing >BP: To construct a two-storey two-family dwelling with two secondary suites located in the basement, with a detached accessory building (garage) at the rear providing 2 parking spaces, having vehicular access from the lane. 1. Covenant registered at the Land Title Office under CB595402-CB595403 2. No strata titling permitted 3. External mechanical units proposed in the rear yard/ Internal at second storey 4. No bar sinks proposed 5. Schedule B: Beerinder Sidhu (604.339.0034) Structural & Geotechnical 6. HPO: Residential Builder - KMB Development Ltd. | Easyway Plumbing & Heating Ltd
MP-2023-02084 | 2023-11-26 | 2735 OXFORD STREET, Vancouver, BC V5K 1N5 | Mechanical Permit | NULL | NULL | Issued | NULL | Easyway Plumbing & Heating Ltd
GP-2023-04033 | 2023-12-14 | 2735 OXFORD STREET, Vancouver, BC V5K 1N5 | Gas Permit | Residential | New | Issued | Residential - 4 Ranges & 2 BBQ's Gas piping >BP; To construct a two-storey two-family dwelling with two secondary suites ($1,159,500) located in the basement, with a detached accessory building (garage) at the rear providing 2 parking spaces, having vehicular access from the lane. | Easyway Plumbing & Heating Ltd
EP-2023-11027 | 2023-12-08 | 2735 OXFORD STREET, Vancouver, BC V5K 1N5 | Electrical Permit | Residential | New | Issued | Installation / Repair - Residential - Wiring and finishing of extra low voltage To construct a two-storey two-family dwelling with two secondary suites located in the basement, with a detached accessory building (garage) at the rear providing 2 parking spaces, having vehicular access from the lane. 1. Covenant registered at the Land Title Office under CB595402-CB595403 2. No strata titling permitted 3. External mechanical units proposed in the rear yard/ Internal at second storey 4. No bar sinks proposed 5. Schedule B: Beerinder Sidhu (604.339.0034) Structural & Geotechnical 6. HPO: Residential Builder - KMB Development Ltd. | Creative Security Solutions Ltd
PP-2023-03697 | 2023-10-20 | 2735 OXFORD STREET, Vancouver, BC V5K 1N5 | Plumbing Permit | Residential | New | Issued | Residential - one sump without pump | Bhullar Excavating and Demolition
PP-2023-03850 | 2023-11-01 | 2735 OXFORD STREET, Vancouver, BC V5K 1N5 | Plumbing Permit | Residential | New | Issued | Residential - 2FD+2SS - ONE SUMP WITHOUT PUMP | Bhullar Excavating and Demolition
EP-2023-10140 | 2023-11-23 | 2735 OXFORD STREET, Vancouver, BC V5K 1N5 | Electrical Permit | Residential | New | Issued | Installation / Repair - Residential - 2x200 amp seperate meter service . All rough wiring and finishing for duplex house >BP: To construct a two-storey two-family dwelling with two secondary suites ($1,159,500) located in the basement, with a detached accessory building (garage) at the rear providing 2 parking spaces, having vehicular access from the lane. 1. Covenant registered at the Land Title Office under CB595402-CB595403 2. No strata titling permitted 3. External mechanical units proposed in the rear yard/ Internal at second storey 4. No bar sinks proposed 5. Schedule B: Beerinder Sidhu (604.339.0034) Structural & Geotechnical 6. HPO: Residential Builder - KMB Development Ltd. ***This permit is issued under the VBBL 2019, with updated energy requirements as per bylaw # 12997 effective Jan 01, 2022.*** | H.L. ELECTRICAL LTD
EP-2023-08094 | 2023-09-06 | 2735 OXFORD STREET, Vancouver, BC V5K 1N5 | Electrical Permit | Residential | New | Issued | Temporary Power - Residential - To provide temporary power. | H.L. ELECTRICAL LTD
EP-2023-02310 | 2023-04-13 | 2736 OXFORD STREET, Vancouver, BC V5K 1N4 | Electrical Permit | Residential | Tenant Improvement | Issued | Installation / Repair - Residential - Electrical installation of mini split *MP-2023-00408 | Moore And Russell Heating And Air Conditioning Ltd
MP-2023-00408 | 2023-03-17 | 2736 OXFORD STREET, Vancouver, BC V5K 1N4 | Mechanical Permit | NULL | NULL | Completed | NULL | Moore And Russell Heating And Air Conditioning Ltd
EP-2022-03996 | 2022-05-16 | 2748 OXFORD STREET, Vancouver, BC V5K 1N4 | Electrical Permit | Residential | Renovation | Completed | Installation / Repair - Residential - Install new electrical service on house. Upgrade from 100 amps to 200 amps. Amend Aug 4, 2022 install an air conditioning unit that is connected to their forced air heating system. The condenser will be located in the back of the house. The additional cost is 600.00. | Clay Electric Ltd
EP-2022-06102 | 2022-07-22 | 2748 OXFORD STREET, Vancouver, BC V5K 1N4 | Electrical Permit | Residential | New | Completed | Installation / Repair - Residential - To Install a 3 ton Carrier AC unit (24AHA436A003). Unit is to be placed within the respected setback area (at the back of the house underneath the stairwell). Providing a breaker (2p30a), wire run (2c/10awg), disconnect and whip to the AC unit. Photos of proposed location and AC Unit specs to be uploaded to the files. Note: A mechanical permit is required. | Gandy Installations Ltd
NULL | NULL | 2748 OXFORD STREET, Vancouver, BC V5K 1N4 | Mechanical Permit | NULL | NULL | Withdrawn | NULL | Gandy Installations Ltd
MP-2023-01508 | 2023-08-16 | 2748 OXFORD STREET, Vancouver, BC V5K 1N4 | Mechanical Permit | NULL | NULL | Completed | NULL | Gandy Installations Ltd
PP-2023-03645 | 2023-10-17 | 2748 OXFORD STREET, Vancouver, BC V5K 1N4 | Plumbing Permit | Residential | Renovation | Completed | Residential - sanitary sewer line replacement and repair to part of perimeter drainage | PRISTINE PLUMBING & DRAINAGE LTD.
EP-2023-11162 | NULL | 2750 OXFORD STREET, Vancouver, BC V5K 1N4 | Electrical Permit | Residential | Renovation | Applicant Revisions | Installation / Repair - Residential - Full rewire with 200amp service upgrade on private pole Exterior and interior alteration to provide improvements to this existing Single Detached House. Scope of work includes raising the main floor and lowering the basement floor, addition at the front and rear, new covered porch at front and covered deck at rear. | Pacific Star Electric Inc
GP-2022-02760 | 2022-09-16 | 2751 OXFORD STREET, Vancouver, BC V5K 1N5 | Gas Permit | Residential | Renovation | Completed | Residential - Installation of gas line and barbeque box >BP: Exterior and interior alteration to this existing one family dwelling with a secondary suite. The scope of work includes to add approximately 170 sf floor area to the basement and propose rear covered porch on the main floor. | GDS Green Home Mechanical Inc
EP-2022-05086 | 2022-06-15 | 2751 OXFORD STREET, Vancouver, BC V5K 1N5 | Electrical Permit | Residential | Renovation | Completed | Installation / Repair - Residential - Add 5 pot lights to covered deck. Add 3 light fixtures and 1 receptacle under covered deck >BP: Exterior and interior alteration to this existing one family dwelling with a secondary suite. The scope of work includes to add approximately 170 sf floor area to the basement and propose rear covered porch on the main floor. Structural and Geotechnical schedule B signed/sealed by Jeff Allester, 604.228.0518 | Reliable Electrical Contracting Ltd
GP-2022-00968 | 2022-03-28 | 2769 OXFORD STREET, Vancouver, BC V5K 1N5 | Gas Permit | Residential | Renovation | Completed | Residential - re and re furnace | Royal Pro Heating Ltd
EP-2022-09848 | 2022-11-21 | 1310 NANAIMO STREET, Vancouver, BC V5L 4T6 | Electrical Permit | Commercial | New | Completed | Installation / Repair - Commercial - Low voltage installation of security camera system | Telus Custom Security Systems Inc
EP-2023-07489 | 2023-08-16 | 1310 NANAIMO STREET, Vancouver, BC V5L 4T6 | Electrical Permit | Commercial | Addition | Completed | Installation / Repair - Commercial - Installation of Power supply to storage container located outside of business. >BP: Exterior alteration to add a temporary (expiring Sept.1/23) storage container at the rear for this existing retail building. Hardwired lighting required in the storage container. 2019 VBBL. | Peng Electric Inc
EP-2022-08012 | 2022-09-23 | 1745 NANAIMO STREET, Vancouver, BC V5N 5C1 | Electrical Permit | Commercial | Tenant Improvement | Completed | Installation / Repair - Commercial - SECURITY AND DATA WIRING Interior alterations to combine units 1745 & 1747 Nanaimo St and to change the use from Retail Store to Cannabis Store. | Burglar Busters Alarm & Security Ltd
EP-2023-03750 | 2023-05-01 | 6530 NANAIMO STREET, Vancouver, BC V5P 4L2 | Electrical Permit | Residential | Renovation | Completed | Installation / Repair - Residential - Service upgrade from 100A 240V to 200A 240V *Amend Jun 20, 2023 -"Heat pump installation to be made" | Vanpower Electrical Ltd.
MP-2023-01929 | 2023-10-27 | 6530 NANAIMO STREET, Vancouver, BC V5P 4L2 | Mechanical Permit | NULL | NULL | Issued | NULL | Royal Vancouver Air Conditioning
GP-2022-02270 | 2022-08-03 | 6540 NANAIMO STREET, Vancouver, BC V5P 4L2 | Gas Permit | Residential | New | Completed | Residential - Removed and replaced existing gas hot water tank | Lew Plumbing And Heating Ltd
NULL | NULL | 3025 NOOTKA STREET, Vancouver, BC V5M 3M7 | Electrical Permit | Commercial | Renovation | Draft | Installation / Repair - Commercial - Remodel Convent, relocating existing and adding new Lighting and outlets . New Fire Alarm System | Four Star Electric Ltd.
EP-2022-04599 | 2022-06-14 | 3025 NOOTKA STREET, Vancouver, BC V5M 3M7 | Electrical Permit | Commercial | Addition | Completed | Installation / Repair - Commercial - Low voltage alarm system | Alarmtron BC Ltd
EP-2022-03326 | 2022-06-01 | 3025 NOOTKA STREET, Vancouver, BC V5M 3M7 | Electrical Permit | Commercial | Renovation | Completed | Installation / Repair - Commercial - Remodel Convent Building, relocate existing and install new Lights and outlets.Install new Fire Alarm System >BP: Interior and exterior alterations to renovate this existing convent on this site. Scope of work includes: removing a exterior door from the north, replacing exterior stairs on the south, new accessible entrance on the east, reconfiguration of interior partition walls and new posts and beams. | Four Star Electric Ltd.
PP-2022-01646 | 2022-05-12 | 3025 NOOTKA STREET, Vancouver, BC V5M 3M7 | Plumbing Permit | Commercial | Renovation | Completed | Commercial - Renovation of the living quarters. All new plumbing >Interior and exterior alterations to renovate this existing convent on this site. Scope of work includes: removing a exterior door from the north, replacing exterior stairs on the south, new accessible entrance on the east, reconfiguration of interior partition walls and new posts and beams. | PACIFIC FLO MECHANICAL
GP-2022-03600 | 2022-11-17 | 3175 NOOTKA STREET, Vancouver, BC V5M 3M9 | Gas Permit | Residential | Addition | Cancelled | Residential - Gas insert fireplace installation >Exterior and interior alterations to this existing two-storey one-family dwelling. Scope of work includes to convert partial of the covered deck into mudroom, reduce the attached carport width and validate the existing side door on the west elevation. Structural schedule B signed and sealed by Xue Li Chen, 778.235.5447 | Vaglio Fireplace LTD
EP-2022-08798 | 2022-10-17 | 3175 NOOTKA STREET, Vancouver, BC V5M 3M9 | Electrical Permit | Residential | Renovation | Completed | Installation / Repair - Residential - Renovation of entire house, including small addition above garage, supply and install new wiring and electrical devices, service upgrade from 100A/120-240V to 200A/120- 240V >BP: Exterior and interior alterations to this existing two-storey one-family dwelling. Scope of work includes to convert partial of the covered deck into mudroom, reduce the attached carport width and validate the existing side door on the west elevation. Structural schedule B signed and sealed by Xue Li Chen, 778.235.5447 | NRG Electric Ltd
PP-2022-03811 | 2022-10-31 | 3175 NOOTKA STREET, Vancouver, BC V5M 3M9 | Plumbing Permit | Residential | Renovation | Completed | Residential - upgrading plumbing and renovating bathrooms >BP: Exterior and interior alterations to this existing two-storey one-family dwelling. Scope of work includes to convert partial of the covered deck into mudroom, reduce the attached carport width and validate the existing side door on the west elevation. | Plumbhartt Plumbing and Heating Ltd
GP-2022-01935 | 2022-06-28 | 3468 NOOTKA STREET, Vancouver, BC V5M 4V9 | Gas Permit | Residential | Renovation | Completed | Residential - Replace boiler | Lally Plumbing & Heating Ltd
EP-2023-02079 | 2023-03-23 | 3540 NOOTKA STREET, Vancouver, BC V5M 3N3 | Electrical Permit | Residential | Renovation - Dwelling Unit(s) only | Completed | Installation / Repair - Residential - Service upgrade from 100A to 200A *There are no new loads being added | ALM Electric Inc
EP-2023-10439 | 2023-11-30 | 2740 NAPIER STREET, Vancouver, BC V5K 2W8 | Electrical Permit | Residential | New | Issued | Installation / Repair - Residential - Rough wire and finishing of duplex >BP: To construct a two-storey two-family dwelling ($892,251.00) with a crawl space , with an attached garage providing 2 parking spaces and one surface parking, having street access. Note: This is a 2 storey building pursuant to the Zoning and Development By-Law 1. HEAT PUMP units proposed in the rear yard 2. Schedule B: Sharat Chande (604) 723-7534Structural & Geotechnical 3. HPO: Residential Builder – Silvercrest Customer Homes Renovations # 40139 Form# 382580 4. Entire Building to have NFPA 13-D ****ALL PROJECT COORDINATOR NOTES HAS BEEN ACCEPTED BY THE APPLICANT**** ***This permit is issued under the VBBL 2019, with updated energy requirements as per bylaw # 12997 effective Jan 01, 2022.*** | Hayat Electrical Ltd
PP-2023-04048 | 2023-11-17 | 2740 NAPIER STREET, Vancouver, BC V5K 2W8 | Plumbing Permit | Residential | New | Issued | Residential - plumbing >BP: To construct a two-storey two-family dwelling with a crawl space , with an attached garage providing 2 parking spaces and one surface parking, having street access. Note: This is a 2 storey building pursuant to the Zoning and Development By-Law 1. HEAT PUMP units proposed in the rear yard 2. Schedule B: Sharat Chande (604) 723-7534Structural & Geotechnical 3. HPO: Residential Builder – Silvercrest Customer Homes Renovations # 40139 Form# 382580 4. Entire Building to have NFPA 13-D | Killarney Mechanical Ltd
EP-2023-09685 | 2023-10-31 | 2740 NAPIER STREET, Vancouver, BC V5K 2W8 | Electrical Permit | Residential | New | Issued | Temporary Power - Residential - To provide temporary power. | Hayat Electrical Ltd
PP-2023-03922 | 2023-11-07 | 2740 NAPIER STREET, Vancouver, BC V5K 2W8 | Plumbing Permit | Residential | New | Issued | Residential - sump | AKAL DEMOLITION & EXCAVATING LTD
MP-2024-00111 | 2024-01-25 | 2740 NAPIER STREET, Vancouver, BC V5K 2W8 | Mechanical Permit | NULL | NULL | Issued | NULL | Killarney Mechanical Ltd
SP-2023-02169 | 2023-11-30 | 2740 NAPIER STREET, Vancouver, BC V5K 2W8 | Sprinkler Permit | Residential | New | Issued | Residential - Sprinkler system >BP: To construct a two-storey two-family dwelling with a crawl space , with an attached garage providing 2 parking spaces and one surface parking, having street access. Note: This is a 2 storey building pursuant to the Zoning and Development By-Law 1. HEAT PUMP units proposed in the rear yard 2. Schedule B: Sharat Chande (604) 723-7534Structural & Geotechnical 3. HPO: Residential Builder – Silvercrest Customer Homes Renovations # 40139 Form# 382580 4. Entire Building to have NFPA 13-D | Killarney Mechanical Ltd
GP-2023-03287 | 2023-10-30 | 2741 NAPIER STREET, Vancouver, BC V5K 2W9 | Gas Permit | Residential | Renovation - Dwelling Unit(s) only | Completed | Residential - combi boiler replacement | Central Commercial & Residential Services
GP-2022-00970 | 2022-03-29 | 2761 NAPIER STREET, Vancouver, BC V5K 2W9 | Gas Permit | Residential | Renovation | Completed | Residential - Re&Re Water Heater BTU: 199.000 | Milani Plumbing Heating & Air Conditioning Ltd
EP-2022-05592 | 2022-07-04 | 2761 NAPIER STREET, Vancouver, BC V5K 2W9 | Electrical Permit | Residential | Renovation | Completed | Installation / Repair - Residential - Electrical supply for Mitsubishi GL Series 4 head Dsplit | Milani Electric Limited
GP-2022-03846 | 2022-12-02 | 2761 NAPIER STREET, Vancouver, BC V5K 2W9 | Gas Permit | Residential | Renovation | Completed | Residential - Gas insert fireplace installation | Vaglio Fireplace LTD
GP-2022-00543 | 2022-02-18 | 3217 NAPIER STREET, Vancouver, BC V5K 2X2 | Gas Permit | Residential | Renovation - Dwelling Unit(s) only | Completed | Residential - Furnace replacement | CoStar Home Energy Ltd
GP-2023-03763 | 2023-11-28 | 3568 NORMANDY DRIVE, Vancouver, BC V5M 2E7 | Gas Permit | Residential | Renovation | Issued | Residential - To Replace 1 Boiler Re/Re | ALL TIME HEATING PLUMBING & AIR CONDITIONING
PP-2022-01317 | 2022-04-27 | 1690 NELSON STREET, Vancouver, BC V6G 1M5 | Plumbing Permit | Commercial | New | Completed | Commercial - domestic water piping replacement AMEND: APR 27/2022 ALL INFORMATION HAS BEEN UPLOADED | Charlotte Amanda Christensen
EP-2022-03064 | 2022-04-14 | 1690 NELSON STREET, Vancouver, BC V6G 1M5 | Electrical Permit | Commercial | Renovation | Completed | Installation / Repair - Commercial - Wire feeding Meter stack was damaged, Ran a new one | Lux Electric Group Ltd
PP-2023-04322 | NULL | 1690 NELSON STREET, Vancouver, BC V6G 1M5 | Plumbing Permit | Commercial | New | Application Incomplete | Commercial - It is mandatory to install these backflows to prevent contamination of the city water supply from the building due to back pressure or back siphonage. PRV will need to be replaced due to its age and was found to be not functioning properly and rusty, while quoting. Flow was not sufficient when we turned on the hosebib by the prv station but on gauge it was reading 70 psi, gauge could be faulty too. To do the required work we will need to pull two plumbing permit per COV for the backflow preventers. The DCW/ DHW will be shutdown for the duration of approximately 8 hours. After the work is finished, we will turn the water back on slowly to fill the system to prevent leaks and bleed the air from the system to prevent an airlock. The backflow preventers will be tested and paperwork be sent to COV as per COV. | Ashton Service Group/Ashton Mechanical Ltd.
NULL | NULL | 1690 NELSON STREET, Vancouver, BC V6G 1M5 | Plumbing Permit | Commercial | New | Withdrawn | Commercial - Per City of Vancouver notice - Need to install two new backflows to prevent contamination of the city water supply from the building due to back pressure or back siphonage. Need to install premises isolation (DCVA) and boiler (RPBA). | NULL
PP-2022-03862 | 2022-10-27 | 1690 NELSON STREET, Vancouver, BC V6G 1M5 | Plumbing Permit | Commercial | Tenant Improvement | Issued | Commercial - Will be installing one DCVA main water service at boiler room. Will be instsalling one RPBA at boiler supply. | Salvatore Borello
EP-2022-04999 | 2022-06-14 | 1763 NELSON STREET, Vancouver, BC V6G 1M6 | Electrical Permit | Commercial | Renovation - Dwelling Unit(s) only | Completed | Installation / Repair - Commercial - Add a fire alarm bell in suite 403 bedroom for a tenant that is hard of hearing. | MC Electric Corp
SP-2022-00872 | 2022-08-02 | 1835 NELSON STREET, Vancouver, BC V6G 1M9 | Sprinkler Permit | Commercial | Tenant Improvement | Issued | Commercial - Installing new 3" DCVA in an existing 10 Storey Apartment Building built circa 1965 with a 6” Dry Standpipe supplied by a Fire Department Connection, a Wet 2-1/2” Standpipe supplying 1-1/2” Fire Hose Valves in the corridors and a Wet pipe system for the Parkade. | Viking Fire Protection Inc
SP-2022-00534 | NULL | 1838 NELSON STREET, Vancouver, BC V6G 1N1 | Sprinkler Permit | Residential | Addition | Applicant Revisions | Residential - Installation of Backflow preventer on the Fire sprinkler system | Shore Fire Protection Ltd
PP-2022-03009 | NULL | 1838 NELSON STREET, Vancouver, BC V6G 1N1 | Plumbing Permit | Residential | Addition | Withdrawn | Residential - Installation of Backflow preventer on Main fire sprinkler line as requested by the city of Vancouver waterworks services. | Shore Fire Protection Ltd
NULL | NULL | 1846 NELSON STREET, Vancouver, BC V6G 1N1 | Electrical Permit | Residential | Renovation | Withdrawn | Installation / Repair - Residential - Replacing unsafe fuse boxes by Amalgamated Electric, and updating the panels with retrofit from the same Manufacture to house breakers. This will be coordinated with the tenants in the 43 unit building over the course of the year. | NULL
EP-2022-04469 | 2022-05-30 | 1846 NELSON STREET, Vancouver, BC V6G 1N1 | Electrical Permit | Residential | Renovation | Completed | Installation / Repair - Residential - 1)Remove Amalgamated Electric Fuse inserts in the panels 2)Install Amalgamated Electric breaker inserts in the panel 3)Install breakers to replace the fuse system currently inplace. | JZ Electric Ltd
SP-2022-00940 | 2022-07-31 | 1846 NELSON STREET, Vancouver, BC V6G 1N1 | Sprinkler Permit | Residential | Renovation | Completed | Residential - Installation of 3 inch DCVA for parkade sprinkler and 2 1/2" standpipe. EOR - Dan Wong 778-847-0572 | Five Star Fire Protection Ltd
EP-2023-08683 | 2023-09-26 | 1855 NELSON STREET, Vancouver, BC V6G 1M9 | Electrical Permit | Residential | Addition | Completed | Installation / Repair - Residential - Installation of two general receptacles to the parkade. | Mott Electric General Partnership
PP-2022-02448 | 2022-07-15 | 1873 NELSON STREET, Vancouver, BC V6G 1M9 | Plumbing Permit | Residential | Addition | Completed | Residential - installation of one 2inch DCVA on domestic water entry in mechanical room. | Mainland Plumbing & Heating
NULL | NULL | 1906 NELSON STREET, Vancouver, BC V6G 1N2 | Plumbing Permit | Commercial | New | Draft | Commercial - Two (2) Backflow Devices Installation (Without Fire Sprinkler). | MLM NATIONAL PLUMBING.COM INC
PP-2022-00756 | 2022-03-04 | 1906 NELSON STREET, Vancouver, BC V6G 1N2 | Plumbing Permit | Commercial | Addition | Completed | Commercial - Subject: Two (2) Backflow Devices Installation (Without Fire Sprinkler). | MLM National Plumbing Com Inc
PP-2022-01879 | 2022-06-03 | 1925 NELSON STREET, Vancouver, BC V6G 1N3 | Plumbing Permit | Commercial | Addition | Issued | Commercial - Install backflow preventer >Amend: July 14th -added the inspection report in documents tab -from Cross Connection/Engineering Dept | Rowe Mechanical Ltd.
SP-2022-01818 | NULL | 1925 NELSON STREET, Vancouver, BC V6G 1N3 | Sprinkler Permit | Residential | Tenant Improvement | Cancelled | Residential - adding a backflow to a sprinkler system | Battalion Fire Pro Corp
SP-2023-02282 | 2024-01-04 | 1925 NELSON STREET, Vancouver, BC V6G 1N3 | Sprinkler Permit | Commercial | Renovation | Completed | Commercial - For sprinkler system alterations to the 2019 VBBL, NFPA 25, 2013 and NFPA 13, 2013 for the work to install a new 2" Watts 007 DCVA to this existing sprinkler system. Engineer of Record: Dan Wong 778-847-0572 denveng7@gmail.com | Five Star Fire Protection Ltd
NULL | NULL | 1928 NELSON STREET, Vancouver, BC V6G 1N2 | Gas Permit | Commercial | Renovation | Withdrawn | Commercial - MUA Replacement | Just Mechanical Ltd
EP-2023-07727 | 2023-09-11 | 1928 NELSON STREET, Vancouver, BC V6G 1N2 | Electrical Permit | Commercial | New | Completed | Installation / Repair - Commercial - Installation of new MUA unit on roof, connect to FACP -Same size and same location. | Just Mechanical Ltd
EP-2024-00610 | NULL | 1931 NELSON STREET, Vancouver, BC V6G 1N3 | Electrical Permit | Commercial | Addition | Application Incomplete | Installation / Repair - Commercial - DDRS system for Elevator recall 3rd party verification by others | BD Electrical Ltd
PP-2022-01878 | 2022-06-03 | 1955 NELSON STREET, Vancouver, BC V6G 1N3 | Plumbing Permit | Commercial | Addition | Completed | Commercial - Install back flow preventer | Rowe Mechanical Ltd.
EP-2022-04554 | 2022-06-01 | 2040 NELSON STREET, Vancouver, BC V6G 1N5 | Electrical Permit | Residential | Renovation | Completed | Installation / Repair - Residential - Unit #404 Install 2x 20Amp receptacles for kitchen countertop. Install dishwasher circuit. Rewire the bathroom. Replace all the receptacles, switches and light fixtures. Replace the fuse box with a new breaker panel. NOTE: there will be no alterations to the walls | ACTIVE ELECTRIC LTD.
SP-2023-01279 | NULL | 2040 NELSON STREET, Vancouver, BC V6G 1N5 | Sprinkler Permit | Commercial | Addition | In Review | Commercial - For sprinkler system alterations to the 2019 VBBL, NFPA 13, 2013 and NFPA 14, 2013 for the retroactive installation of an XXXX DCVA on the existing fire protection system in this existing building. Notes: 1. Fire protection Engineer of record Ryan Pavey, P.Eng. of Cardinal Engineering T: (604) 605 0606 E: pavey@cardinalfire.ca 2. One set of approved drawings and permit to be available for viewing at the jobsite. 3. Separate permit and documents required for any electrical or fire alarm related work. ***If the building is equipped with a fire alarm system the DCVA must be monitored by the fire alarm system.*** | Titan Fire Protection Ltd
PP-2023-01911 | 2023-05-30 | 2040 NELSON STREET, Vancouver, BC V6G 1N5 | Plumbing Permit | Commercial | New | Issued | Commercial - install new DCVA as required by the COV | Inline Sales & Service Ltd
PP-2023-01910 | 2023-05-30 | 2045 NELSON STREET, Vancouver, BC V6G 1N8 | Plumbing Permit | Commercial | New | Issued | Commercial - install of DCVA as required by COV | Inline Sales & Service Ltd
SP-2023-01278 | NULL | 2045 NELSON STREET, Vancouver, BC V6G 1N8 | Sprinkler Permit | Commercial | Addition | In Review | Commercial - For sprinkler system alterations to the 2019 VBBL, NFPA 13, 2013 and NFPA 14, 2013 for the retroactive installation of an 100 mm (4") AMES 2000 SS DCVA on the existing fire protection system in this existing building. Notes: 1. Fire protection Engineer of record Ryan Pavey, P.Eng. of Cardinal Engineering T: (604) 605 0606 E: pavey@cardinalfire.ca 2. One set of approved drawings and permit to be available for viewing at the jobsite. 3. Separate permit and documents required for any electrical or fire alarm related work. ***If the building is equipped with a fire alarm system the DCVA must be monitored by the fire alarm system.*** | Titan Fire Protection Ltd
NULL | NULL | 2045 NELSON STREET, Vancouver, BC V6G 1N8 | Sprinkler Permit | Commercial | Addition | Draft | Commercial - adding a backflow to the sprinkler system | Titan Fire Protection Ltd
EP-2022-09435 | 2022-11-07 | 2774 OXFORD STREET, Vancouver, BC V5K 1N4 | Electrical Permit | Residential | Renovation | Completed | Installation / Repair - Residential - upgrade electrical panel install outside light | York Electrical Ltd
GP-2023-00990 | 2023-03-21 | 2828 OXFORD STREET, Vancouver, BC V5K 1N6 | Gas Permit | Residential | Renovation - Dwelling Unit(s) only | Completed | Residential - boiler replacement | Eco Pro Heating & Cooling Ltd
EP-2021-09564 | 2022-01-04 | 3429 OXFORD STREET, Vancouver, BC V5K 1N8 | Electrical Permit | Residential | Addition | Completed | Installation / Repair - Residential - Install 1 emergency light per IA-2021-00314 for daycare | AMPLE ELECTRICAL LTD.
EP-2022-05179 | 2022-06-20 | 6525 OAK STREET, Vancouver, BC V6P 3Z3 | Electrical Permit | Commercial | Tenant Improvement | Completed | Installation / Repair - Commercial - Install new receptacle for slurpee machine and install new receptacle for merchandiser sign | Grimes & White Electrical Services Ltd.
GP-2023-00683 | 2023-02-24 | 6670 OAK STREET, Vancouver, BC V6P 3Z2 | Gas Permit | Residential | Tenant Improvement | Completed | Residential - replace forced air furnace | Campbell Care Plumbing, Heating & Air Ltd.
GP-2022-01874 | 2022-06-21 | 435 N KASLO STREET, Vancouver, BC V5K 3N2 | Gas Permit | Residential | Addition | Completed | Residential - Re & Re 50 Gallon HWT | MCKIM MECHANICAL
GP-2024-00050 | 2024-01-08 | 435 N KASLO STREET, Vancouver, BC V5K 3N2 | Gas Permit | Residential | Tenant Improvement | Completed | Residential - Boiler retrofit | R & B Plumbing & Heating Ltd
GP-2023-00334 | 2023-01-27 | 588 N KASLO STREET, Vancouver, BC V5K 5H1 | Gas Permit | Residential | Tenant Improvement | Completed | Residential - Re and Re the Hot water Heater | Moore & Russell Heating Ltd
EP-2022-04362 | 2022-05-26 | 588 N KASLO STREET, Vancouver, BC V5K 5H1 | Electrical Permit | Residential | Tenant Improvement | Completed | Installation / Repair - Residential - Electrical install of heat pump. BP not required. No change to existing service. | Moore And Russell Heating And Air Conditioning Ltd
GP-2022-02488 | 2022-08-22 | 4756 NANAIMO STREET, Vancouver, BC V5N 5J8 | Gas Permit | Residential | Tenant Improvement | Cancelled | Residential - Re Re Furnace and Hot water tank with a Tank May 11/23-AMEND - to cancel permit | Moore & Russell Heating Ltd
GP-2022-02887 | 2022-09-26 | 4756 NANAIMO STREET, Vancouver, BC V5N 5J8 | Gas Permit | Residential | Renovation - Dwelling Unit(s) only | Completed | Residential - Furnace and hwt installation | Central Commercial & Residential Services
EP-2022-07066 | 2022-08-25 | 4888 NANAIMO STREET, Vancouver, BC V5N 0B5 | Electrical Permit | Commercial | Addition | Completed | Installation / Repair - Commercial - install power for a car charger in one of the parking spaces >Yes strata is aware on the car charger and they are ok with me pulling the permit. They have a separate car charger panel so there is enough amps to run this charger. They are making the charger for all the building to use. | David Stein
EP-2022-05132 | 2022-06-20 | 4888 NANAIMO STREET, Vancouver, BC V5N 0B5 | Electrical Permit | Residential | Addition | Completed | Installation / Repair - Residential - Review & inspection of previously installed CCTV video surveillance security system w/o permit. (CF-2022-004032) | Cascade Communications & Security Inc
EP-2022-02999 | 2022-04-13 | 4888 NANAIMO STREET, Vancouver, BC V5N 0B5 | Electrical Permit | Commercial | NULL | Expired | Annual / Operating - maintaining the electrical as required and re and re some light fixtures | David Stein
EP-2022-01334 | 2022-02-22 | 4995 NANAIMO STREET, Vancouver, BC V5P 4V5 | Electrical Permit | Residential | Tenant Improvement | Completed | Installation / Repair - Residential - Upgrading 120/240V single phase to 200A | D S Clayton Electric Ltd
EP-2023-06368 | 2023-07-25 | 7188 NANAIMO STREET, Vancouver, BC V5P 4L9 | Electrical Permit | Residential | Addition | Issued | Installation / Repair - Residential - ¦ 1FD/ 125A ¦ DISCONNECT/ RE-CONNECT/ RENO ¦ Underground Teck installation for House and upgrading main service to 200A. rough in for 2 additional rooms and finishing >BP: Exterior and interior alterations to convert the crawl space (approx. 338.51sf) into living space in this existing Single Detached House on this site. Ok for the crawl space conversion. Ok for SIPS as per J. Zhang March 28, 2023. Letter of assurance submitted: - Sch B (Struct, Geotech): Shambhu N. Biswas, P.Eng., 604.250.8666 | AMTEK Electric Ltd
SP-2023-02096 | NULL | 7188 NANAIMO STREET, Vancouver, BC V5P 4L9 | Sprinkler Permit | Residential | Renovation | Application Incomplete | Residential - Install 4 sprinkler heads in basement >BP: Exterior and interior alterations to convert the crawl space (approx. 338.51sf) into living space in this existing Single Detached House on this site. | Gold Key Fire Protection Ltd
GP-2023-01022 | 2023-03-23 | 6827 NANAIMO STREET, Vancouver, BC V5P 4L5 | Gas Permit | Residential | Renovation | Completed | Residential - To disconnect existing boiler and hot water tank and install combination boiler heat and dhw. | Lew Plumbing And Heating Ltd
EP-2022-08067 | 2022-09-27 | 7065 NANAIMO STREET, Vancouver, BC V5P 4M1 | Electrical Permit | Residential | Addition | Completed | Installation / Repair - Residential - One electrical range and one hook-fan remove in an unauthorized basement unit, one smoke alarm added in one room | Magtion Electric Ltd
EP-2022-08738 | 2022-10-14 | 7065 NANAIMO STREET, Vancouver, BC V5P 4M1 | Electrical Permit | Residential | Addition | Completed | Installation / Repair - Residential - 4 smoke alarm, one emergency light and one exit sign install | Magtion Electric Ltd
NULL | NULL | 2406 NANAIMO STREET, Vancouver, BC V5N 5E4 | Plumbing Permit | Commercial | Addition | Draft | Commercial - Add drainage, vent, water lines , grease trap for six new fixture as below: 1. Hand sink #2 units 2. Mop sink #1 unit 3. 1 comp sink #1 unit 4. 3 comp sink #1 unit 5. Lavatory #1unit 6. Water closet # 1 unit + Grease interceptor #1 unit | NULL
EP-2023-08402 | 2023-09-19 | 2406 NANAIMO STREET, Vancouver, BC V5N 5E4 | Electrical Permit | Commercial | Tenant Improvement | Completed | Installation / Repair - Commercial - Installation of lighting, branch circuits for ppliances, receptacles, interlock connection, low voltage wiring, and sign connection. >BP: Change of Major Occupancy from Retail (Group E) to Restaurant Class 1 (Group A2) and to provide exterior and interior alterations for the new tenant in the suite of this existing one-storey commercial building. Exterior alterations include installation of rooftop units. Building Review Notes: - Proposed occupant load is 44 persons (36 seats and 8 staff). Maximum occupant load cannot exceed 60 persons. - Exterior alteration is accepted by Samantha Patterson (POD). Mechanical Review Notes: 1. Class 1 cooking operations (Grease-Laden Vapours) with two ETL listed hoods. 2. Commercial kitchen exhaust system to NFPA 96 (Type 1 hood). *** Reviewed under the VBBL 2019 *** | Canucks Electric Inc
PP-2023-03321 | 2023-09-19 | 2406 NANAIMO STREET, Vancouver, BC V5N 5E4 | Plumbing Permit | Commercial | Addition | Completed | Commercial - They try to renovate and modify a restaurant as below new fixtures: 1. New hand sink #2 2. New Mop sink#1 3. 1 comp sink#1 4. 3 comp sink#1 5. Lavatory# 1 6. Water closet#1 7. New hot water tank#1 8. Grease interceptor >BP: Change of Major Occupancy from Retail (Group E) to Restaurant Class 1 (Group A2) and to provide exterior and interior alterations for the new tenant in the suite of this existing one-storey commercial building. Exterior alterations include installation of rooftop units. Building Review Notes: - Proposed occupant load is 44 persons (36 seats and 8 staff). Maximum occupant load cannot exceed 60 persons. - Exterior alteration is accepted by Samantha Patterson (POD). Mechanical Review Notes: 1. Class 1 cooking operations (Grease-Laden Vapours) with two ETL listed hoods. 2. Commercial kitchen exhaust system to NFPA 96 (Type 1 hood). *** Reviewed under the VBBL 2019 *** | Keivani Plumbing Services
NULL | NULL | 2406 NANAIMO STREET, Vancouver, BC V5N 5E4 | Gas Permit | Commercial | Renovation - Dwelling Unit(s) only | Draft | Commercial - Run gas line to 10 appliance in restaurant | Star Heating and Cooling Ltd.
EP-2023-08396 | 2023-09-18 | 2077 NELSON STREET, Vancouver, BC V6G 2Y2 | Electrical Permit | Commercial | Renovation | Completed | Installation / Repair - Commercial - Relocation of manual station in main entrance lobby; relocating from current location in window mullion to column 2' over >Permit Amendment Nov 24, 2023 -"Please see attached VI Report' *Document(s) uploaded to "Application Documents" tab for Electrical Inspector review. Documents are at pending status at time of permit amendment approval | Wireway Electric Ltd
PP-2023-03140 | 2023-09-06 | 3916 NOOTKA STREET, Vancouver, BC V5R 2C9 | Plumbing Permit | Residential | New | Issued | Residential - This is a new duplex house with 26 fixtures >BP: To construct a 2 1/2-storey 2-family dwelling with one lock-off suite, located in the basement, with an existing detached accessory building (1 car garage) and 1 surface parking at the rear, providing a total of 2 parking spaces, having vehicular access from the lane. NOTE: This is a 2 1/2-storey building pursuant to the Zoning and Development By-Law 1. Covenant registered at the Land Title Office under CB110934 2. A/C units proposed in the front and rear yards 3. No bar sinks proposed 4. Schedule B: Ke Jian, MA, P.Eng (604-599-8890) Structural Heqing Jian, P.Eng (778-987-7461) Geotechnical 5. HPO: Residential Builder - Golden Flame Construction Ltd. 6. The entire building, INCLUDING THE ATTACHED GARAGE (if applicable), to be sprinklered to 2XNFPA 13D. 7. Exit protection is required to be provided in accordance with Articles 9.9.4.4., 9.9.4.6., and/or 9.37.2.8. of the 2019 VBBL | AKAL Plumbing & Heating Ltd
MP-2023-01832 | 2023-10-13 | 3916 NOOTKA STREET, Vancouver, BC V5R 2C9 | Mechanical Permit | NULL | NULL | Issued | NULL | AKAL Plumbing & Heating Ltd
SP-2023-02238 | 2023-12-13 | 3916 NOOTKA STREET, Vancouver, BC V5R 2C9 | Sprinkler Permit | Residential | New | Issued | Residential - 2FD+SS - FRONT - 3916 NOOTKA ST - #1 & #2 BACK - 3618 NOOTKA ST New fire sprinkler system installation >DB: To construct a 2 1/2-storey 2-family dwelling with one lock-off suite, located in the basement, with an existing detached accessory building (1 car garage) and 1 surface parking at the rear, providing a total of 2 parking spaces, having vehicular access from the lane. NOTE: This is a 2 1/2-storey building pursuant to the Zoning and Development By-Law 1. Covenant registered at the Land Title Office under CB110934 2. A/C units proposed in the front and rear yards 3. No bar sinks proposed 6. The entire building, INCLUDING THE ATTACHED GARAGE (if applicable), to be sprinklered to 2XNFPA 13D. 7. Exit protection is required to be provided in accordance with Articles 9.9.4.4., 9.9.4.6., and/or 9.37.2.8. of the 2019 VBBL ******THIS PERMIT HAS BEEN ISSUED UNDER THE REQUIREMENTS OF VBBL #12511 (2019)****** | Spectrum Fire Protection Ltd
GP-2024-00045 | 2024-01-08 | 3916 NOOTKA STREET, Vancouver, BC V5R 2C9 | Gas Permit | Residential | New | Issued | Residential - 2 Ranges, 2 Boilers, 2 BBQ's and 2 Dryers BP: To construct a 2 1/2-storey 2-family dwelling ($617,765.00) with one lock-off suite, located in the basement, with an existing detached accessory building (1 car garage) and 1 surface parking at the rear, providing a total of 2 parking spaces, having vehicular access from the lane. | AKAL Plumbing & Heating Ltd
EP-2023-11262 | 2024-02-01 | 3916 NOOTKA STREET, Vancouver, BC V5R 2C9 | Electrical Permit | Residential | New | Issued | Installation / Repair - Residential - duplex electrical wiring >BP: To construct a 2 1/2-storey 2-family dwelling ($617,765.00) with one lock-off suite, located in the basement, with an existing detached accessory building (1 car garage) and 1 surface parking at the rear, providing a total of 2 parking spaces, having vehicular access from the lane. NOTE: This is a 2 1/2-storey building pursuant to the Zoning and Development By-Law 1. Covenant registered at the Land Title Office under CB110934 2. A/C units proposed in the front and rear yards 3. No bar sinks proposed 4. Schedule B: Ke Jian, MA, P.Eng (604-599-8890) Structural Heqing Jian, P.Eng (778-987-7461) Geotechnical 5. HPO: Residential Builder - Golden Flame Construction Ltd. 6. The entire building, INCLUDING THE ATTACHED GARAGE (if applicable), to be sprinklered to 2XNFPA 13D. 7. Exit protection is required to be provided in accordance with Articles 9.9.4.4., 9.9.4.6., and/or 9.37.2.8. of the 2019 VBBL ******THIS PERMIT HAS BEEN ISSUED UNDER THE REQUIREMENTS OF VBBL #12511 (2019)****** | Ema Electric Ltd
EP-2023-00190 | 2023-04-20 | 3916 NOOTKA STREET, Vancouver, BC V5R 2C9 | Electrical Permit | Residential | New | Issued | Temporary Power - Residential - To provide temporary power. | Ema Electric Ltd
PP-2023-01599 | 2023-05-08 | 3916 NOOTKA STREET, Vancouver, BC V5R 2C9 | Plumbing Permit | Residential | New | Issued | Residential - One Sump No Pump | CANADIAN EXCAVATING LTD.
MP-2023-01432 | 2023-08-04 | 3932 NOOTKA STREET, Vancouver, BC V5R 2C9 | Mechanical Permit | NULL | NULL | Issued | NULL | Moore & Russell Heating Ltd
EP-2023-07137 | 2023-08-16 | 3932 NOOTKA STREET, Vancouver, BC V5R 2C9 | Electrical Permit | Residential | Tenant Improvement | Issued | Installation / Repair - Residential - Electrical installation of full electric system (heat pump and air handler) RE MP-2023-01432 | Moore And Russell Heating And Air Conditioning Ltd
GP-2022-03773 | 2022-11-29 | 6932 ONTARIO STREET, Vancouver, BC V5X 3B4 | Gas Permit | Residential | Renovation | Completed | Residential - To Replace 1 Furnace Re/Re | ALL TIME HEATING PLUMBING & AIR CONDITIONING
EP-2022-01787 | NULL | 7010 ONTARIO STREET, Vancouver, BC V5X 3B5 | Electrical Permit | Residential | Addition | Application Incomplete | Installation / Repair - Residential - A/C wiring, breaker to unit. | Macrae&King Power Inc
PP-2022-00975 | 2022-03-23 | 7206 ONTARIO STREET, Vancouver, BC V5X 3B7 | Plumbing Permit | Residential | New | Completed | Residential - 2 sump no pump | Canadian Excavating Ltd
EP-2022-02619 | 2022-04-06 | 7206 ONTARIO STREET, Vancouver, BC V5X 3B7 | Electrical Permit | Residential | New | Completed | Installation / Repair - Residential - Electrical work for new Duplex house. 200A Main service. 2 Meters.(7206 Ontario St & 16 E 56th Ave). 125A Main breaker size for each side. >BP: To construct a 2-storey two-family dwelling ($723,500.00) with a detached accessory building (garage) at the rear providing 2 parking spaces, having vehicular access from the lane. The entire building is to be sprinklered to 2 x NFPA 13D. NOTE: To achieve the required FSR a floor space exclusion of 2% has been applied to this application as per section 10.11.1 of the district schedule, to accommodate improved building performance. 1. A/C units proposed located at rear yard and main floor 2. Bar sink located in basement 3. Schedule B: Antony Wang P.Eng (604-618-6236) Structural & Geotechnical 4. BC Housing: Convex Development Note: This is a 2 storey building pursuant to the Zoning and Development By-Law WEST UNIT 7206 Ontario St - One Family Dwelling (1st to 2nd storey) *Primary EAST UNIT 16 E 56th Av - One Family Dwelling (1st to 3rd storey, basement) Address numbers assigned as per approved plans for Fire and Emergency response. The address numbers are to be posted to the building to be visible from the street and in accordance with the Building By-law prior to final inspection. ******THIS PERMIT HAS BEEN ISSUED UNDER THE REQUIREMENTS OF VBBL 2019****** | Oscar Electric Ltd
PP-2022-01110 | 2022-04-01 | 7206 ONTARIO STREET, Vancouver, BC V5X 3B7 | Plumbing Permit | Residential | New | Completed | Residential - 2FD - WEST UNIT - 7206 ONTARIO ST EAST UNIT - 16 E 56TH AV To construct a 2-storey two-family dwelling with a detached accessory building (garage) at the rear providing 2 parking spaces, having vehicular access from the lane. 1. A/C units proposed located at rear yard and main floor 2. Bar sink located in basement | Lucky Five Eight Plumbing & Heating Ltd
EP-2022-00505 | 2022-01-24 | 7206 ONTARIO STREET, Vancouver, BC V5X 3B7 | Electrical Permit | Residential | New | Expired | Temporary Power - Residential - To provide temporary power. | Oscar Electric Ltd
EP-2022-06793 | 2022-08-24 | 7206 ONTARIO STREET, Vancouver, BC V5X 3B7 | Electrical Permit | Residential | New | Completed | Installation / Repair - Residential - Install Low Voltage wiring (networking), Alarm, CCTV, Data, Tel. Rough-In and Finishing >BP: 2FD To construct a 2-storey two-family dwelling ($723,500.00) with a detached accessory building (garage) at the rear providing 2 parking spaces, having vehicular access from the lane. The entire building is to be sprinklered to 2 x NFPA 13D. NOTE: To achieve the required FSR a floor space exclusion of 2% has been applied to this application as per section 10.11.1 of the district schedule, to accommodate improved building performance. 1. A/C units proposed located at rear yard and main floor 2. Bar sink located in basement 3. Schedule B: Antony Wang P.Eng (604-618-6236) Structural & Geotechnical 4. BC Housing: Convex Development Note: This is a 2 storey building pursuant to the Zoning and Development By-Law ******THIS PERMIT HAS BEEN ISSUED UNDER THE REQUIREMENTS OF VBBL 2019****** | Magnificent Security Inc.
GP-2022-02051 | 2022-07-13 | 7206 ONTARIO STREET, Vancouver, BC V5X 3B7 | Gas Permit | Residential | New | Completed | Residential - construct new house, gas work >BP: To construct a 2-storey two-family dwelling ($723,500.00) with a detached accessory building (garage) at the rear providing 2 parking spaces, having vehicular access from the lane. | Lucky Five Eight Plumbing & Heating Ltd
SP-2022-01205 | 2022-07-28 | 7206 ONTARIO STREET, Vancouver, BC V5X 3B7 | Sprinkler Permit | Residential | New | Completed | Residential - 2FD - WEST - 7206 ONTARIO ST EAST - 16 E 56TH AV New sprinkler system installation by NFPA13D To construct a 2-storey two-family dwelling with a detached accessory building (garage) at the rear providing 2 parking spaces, having vehicular access from the lane. The entire building is to be sprinklered to 2 x NFPA 13D. 1. A/C units proposed located at rear yard and main floor 2. Bar sink located in basement | Spectrum Fire Protection Ltd
EP-2022-01583 | 2022-02-28 | 2768 PARKER STREET, Vancouver, BC V5K 2T7 | Electrical Permit | Residential | New | Expired | Temporary Power - Residential - To provide temporary power. | Friend Electrical Ltd
GP-2022-02363 | 2022-08-12 | 2768 PARKER STREET, Vancouver, BC V5K 2T7 | Gas Permit | Residential | New | Completed | Residential - Installation of gas appliances in Duplex >BP: To construct a 2.5 storey two-family dwelling ($624,460.00) with a detached accessory building (garage) and 1 open parking at the rear providing 2 parking spaces, having vehicular access from the lane. | Century Twenty One Gas & Heating Co. Ltd
PP-2022-02592 | 2022-08-04 | 2768 PARKER STREET, Vancouver, BC V5K 2T7 | Plumbing Permit | Residential | New | Completed | Residential - Plumbing permit for new house >BP: To construct a 2.5 storey two-family dwelling ($624,460.00) with a detached accessory building (garage) and 1 open parking at the rear providing 2 parking spaces, having vehicular access from the lane. 8. No A/C Unit proposed 9. Schedule B: (Sharat Chande) P.Eng (604.723.7534) Structural & Geotechnical 10. HPO: Residential Builder- Evergreen Court Developments Ltd. | PBW Development Ltd
EP-2022-07017 | 2022-08-22 | 2768 PARKER STREET, Vancouver, BC V5K 2T7 | Electrical Permit | Residential | New | Completed | Installation / Repair - Residential - Complete Security Alarm. Telephone, Net , Cable, Vacuum >BP: To construct a 2.5 storey two-family dwelling ($624,460.00) with a detached accessory building (garage) and 1 open parking at the rear providing 2 parking spaces, having vehicular access from the lane. 8. No A/C Unit proposed 9. Schedule B: (Sharat Chande) P.Eng (604.723.7534) Structural & Geotechnical 10. HPO: Residential Builder- Evergreen Court Developments Ltd. | Covert Security Solutions Inc
SP-2022-01391 | 2022-08-30 | 2768 PARKER STREET, Vancouver, BC V5K 2T7 | Sprinkler Permit | Residential | New | Completed | Residential - New sprinkler system for: >BP:To construct a 2.5 storey two-family dwelling ($624,460.00) with a detached accessory building (garage) and 1 open parking at the rear providing 2 parking spaces, having vehicular access from the lane. 8. No A/C Unit proposed 9. Schedule B: (Sharat Chande) P.Eng (604.723.7534) Structural & Geotechnical 10. HPO: Residential Builder- Evergreen Court Developments Ltd. Note: This is a 2 storey building pursuant to the Zoning and Development By-Law | Alco Fire Protection Ltd
NULL | NULL | 2768 PARKER STREET, Vancouver, BC V5K 2T7 | Electrical Permit | Residential | New | Draft | Installation / Repair - Residential - New construction duplex house, all new electrical work and service | Friend Electrical Ltd
EP-2022-07201 | 2022-08-26 | 2768 PARKER STREET, Vancouver, BC V5K 2T7 | Electrical Permit | Residential | New | Completed | Installation / Repair - Residential - New construction duplex house ...all new electrical work and service >BP: To construct a 2.5 storey two-family dwelling ($624,460.00) with a detached accessory building (garage) and 1 open parking at the rear providing 2 parking spaces, having vehicular access from the lane. 8. A/C Unit proposed 9. Schedule B: (Sharat Chande) P.Eng (604.723.7534) Structural & Geotechnical 10. HPO: Residential Builder- Evergreen Court Developments Ltd. Note: This is a 2 storey building pursuant to the Zoning and Development By-Law Address Information: Principle Dwelling #1(North): 2768 Parker St Principle Dwelling #2(South): 2766 Parker St Addresses have been assigned per the approved plans, access to the rear unit is from the North side. This access must be provided & maintained at all times and the building addresses posted to be visible from the street in accordance with the Building By-law. **THIS PERMIT HAS BEEN ISSUED UNDER THE REQUIREMENTS OF VBBL #12511 (2019) ** *Mar 27, 2023 Amendment: "AC on this permit because it shows on the BP" | Friend Electrical Ltd
NULL | NULL | 2768 PARKER STREET, Vancouver, BC V5K 2T7 | Mechanical Permit | NULL | NULL | Withdrawn | NULL | Century Twenty One Gas & Heating Co. Ltd
MP-2022-00225 | 2022-09-15 | 2768 PARKER STREET, Vancouver, BC V5K 2T7 | Mechanical Permit | NULL | NULL | Completed | NULL | Century Twenty One Gas & Heating Co. Ltd
PP-2022-03235 | 2022-09-14 | 2915 PARKER STREET, Vancouver, BC V5K 2T9 | Plumbing Permit | Residential | New | Completed | Residential - Lawn irrigation | Tecknek Development Inc
NULL | NULL | 2915 PARKER STREET, Vancouver, BC V5K 2T9 | Plumbing Permit | Residential | Addition | Draft | Residential - test | NULL
EP-2023-03843 | NULL | 2921 PARKER STREET, Vancouver, BC V5K 2T9 | Electrical Permit | Residential | Renovation | Withdrawn | Installation / Repair - Residential - New circuit for heat pump | Douglas Millington o/a Moose Electric
EP-2023-03426 | 2023-04-25 | 2921 PARKER STREET, Vancouver, BC V5K 2T9 | Electrical Permit | Residential | Addition | Completed | Installation / Repair - Residential - Service upgrade from 100amp to 200amp, install branch circuits for accessible conduction cooktop, accessible lower oven and heat pump (Heating and Cooling). Reference: MP-2023-00661 Permit Amendment Jul 11, 2023: -Added 2/0 triplex wire from house to private pole Amend May 16, 2023 -"Heat pump and AC unit hook up was done by HVAC electrical contractor. Wanted this removed from this permit" | Eagle West Electrical Ltd.
MP-2023-00661 | 2023-04-18 | 2921 PARKER STREET, Vancouver, BC V5K 2T9 | Mechanical Permit | NULL | NULL | Issued | NULL | Ashton Service Group/Ashton Mechanical Ltd.
EP-2022-07916 | 2022-09-22 | 3580 OXFORD STREET, Vancouver, BC V5K 1P1 | Electrical Permit | Residential | Renovation | Completed | Installation / Repair - Residential - Upgrade service from 100 to 200 amp. Relocate exiting panel branch circuits to new panel location. Add sub panel for future. | Mountain Point Electrical Inc.
NULL | NULL | 3580 OXFORD STREET, Vancouver, BC V5K 1P1 | Mechanical Permit | NULL | NULL | Withdrawn | NULL | NULL
MP-2022-00604 | 2022-11-23 | 3580 OXFORD STREET, Vancouver, BC V5K 1P1 | Mechanical Permit | NULL | NULL | Completed | NULL | Pro Ace Heating & Air Conditioning Services Ltd
GP-2022-03704 | 2022-11-23 | 3580 OXFORD STREET, Vancouver, BC V5K 1P1 | Gas Permit | Residential | New | Completed | Residential - We will be installing a tank less water heater in this home | Pro Ace Heating & Air Conditioning Services Ltd
GP-2022-03757 | NULL | 3580 OXFORD STREET, Vancouver, BC V5K 1P1 | Gas Permit | Residential | New | Withdrawn | Residential - We installed a Tankless Water Heater | Pro Ace Heating & Air Conditioning Services Ltd
EP-2022-10582 | 2022-12-23 | 3580 OXFORD STREET, Vancouver, BC V5K 1P1 | Electrical Permit | Residential | New | Completed | Installation / Repair - Residential - Electrical installation for outdoor heat pump unit and indoor air handler. Heat Pump totaling 6480 watts (FLA) and a backup heater in the Air Handler located in the furnace totaling 10,000 watts. re MP-2022-00604 | Daniel Topping
NULL | NULL | 3580 OXFORD STREET, Vancouver, BC V5K 1P1 | Mechanical Permit | NULL | NULL | Withdrawn | NULL | NULL
EP-2023-11394 | 2024-01-03 | 5365 NANAIMO STREET, Vancouver, BC V5P 4J3 | Electrical Permit | Residential | New | Issued | Temporary Power - Residential - To provide temporary power. NOTE: Work authorized by this permit is for placement of a temporary power pole only and does not authorize any site construction and/or excavation. A separate Building Permit will be required prior to commencement of any other work on this site | Uppal Electrical Ltd
GP-2023-00817 | 2023-03-07 | 5387 NANAIMO STREET, Vancouver, BC V5P 4J3 | Gas Permit | Residential | Renovation | Completed | Residential - Re&Re Hot water tank Gas | Milani Plumbing Heating & Air Conditioning Ltd
GP-2023-01768 | 2023-06-07 | 2175 NANAIMO STREET, Vancouver, BC V5N 5C8 | Gas Permit | Residential | Renovation | Completed | Residential - Installing on-demand water heater | Reid Brothers Plumbing & Heating Ltd
GP-2023-02595 | 2023-09-06 | 2279 NANAIMO STREET, Vancouver, BC V5N 5E1 | Gas Permit | Residential | Renovation | Completed | Residential - Furnace RE&RE Amendment- September 12, 2023 - Added 30 gallon hot water tank re&re | Milani Plumbing Heating & Air Conditioning Ltd
GP-2022-02295 | 2022-08-04 | 2323 NANAIMO STREET, Vancouver, BC V5N 5E2 | Gas Permit | Residential | Renovation | Completed | Residential - We are replacing regular hot water tank and boiler with Navien combination of heating and hot water system . | Superstar Plumbing Heating & Sprinkler Supplies Ltd
PP-2022-00599 | 2022-02-23 | 4038 MILLER STREET, Vancouver, BC V5N 3Z8 | Plumbing Permit | Residential | Addition | Completed | Residential - Instal pump sump and related equipment Interior/exterior alterations to add a new dormer on the north elevation, a rear addition and a rear porch on the east elevation of this character retention one family dwelling with secondary suite on this site. Scope of work to include removal of work with permit addition in B/F. | Bison Excavation & Demolition
NULL | NULL | 4038 MILLER STREET, Vancouver, BC V5N 3Z8 | Gas Permit | Residential | Renovation | Withdrawn | Residential - new gas line 1/2 black iron to be ran from meter to each fixture. | High End Plumbing & Heating Ltd
GP-2022-00286 | 2022-01-31 | 4038 MILLER STREET, Vancouver, BC V5N 3Z8 | Gas Permit | Residential | Renovation | Completed | Residential - run new 1/2 gas line in black iron from meter to all fixtures. Interior/exterior alterations to add a new dormer on the north elevation, a rear addition and a rear porch on the east elevation of this character retention one family dwelling with secondary suite on this site. | High End Plumbing & Heating Ltd
EP-2022-03334 | 2022-04-26 | 4038 MILLER STREET, Vancouver, BC V5N 3Z8 | Electrical Permit | Residential | Renovation | Completed | Installation / Repair - Residential - Roughin and finish cable jacks data jacks and cameras. Roughin and install ceiling speakers. Roughin and finish alarm system >BP: Interior/exterior alterations to add a new dormer on the north elevation, a rear addition and a rear porch on the east elevation of this character retention one family dwelling with secondary suite on this site. Scope of work to include removal of work with permit addition in B/F. Addressing notes: 4038 Miller St - One Family Dwelling (1st & 2nd floor) 4037 Commercial St - Secondary Suite (basement) Address numbers assigned as per approved plans for Fire and Emergency response. The address numbers are to be posted to the building to be visible from the street and in accordance with the Building By-law prior to final inspection. Notes: - Related to DP-2020-00869 - Structural letters of assurance rcvd S Chande 604.723.7534 - ENTIRE BUILDING TO BE SPRINKLERED TO NFPA 13D REQUIREMENTS | Shawn Michael Allen
EP-2022-03425 | 2022-05-24 | 4038 MILLER STREET, Vancouver, BC V5N 3Z8 | Electrical Permit | Residential | Renovation - Dwelling Unit(s) only | Completed | Installation / Repair - Residential - whole house electrical installation including suite. New 200 amp service with two 100 amp sub panels, heat pump, 40 amp steam shower, 60amp sub panel in renovated garage. >BP: Interior/exterior alterations to add a new dormer on the north elevation, a rear addition and a rear porch on the east elevation of this character retention one family dwelling with secondary suite on this site. Scope of work to include removal of work with permit addition in B/F. Addressing notes: 4038 Miller St - One Family Dwelling (1st & 2nd floor) 4037 Commercial St - Secondary Suite (basement) Address numbers assigned as per approved plans for Fire and Emergency response. The address numbers are to be posted to the building to be visible from the street and in accordance with the Building By-law prior to final inspection. Notes: - Related to DP-2020-00869 - Structural letters of assurance rcvd S Chande 604.723.7534 - ENTIRE BUILDING TO BE SPRINKLERED TO NFPA 13D REQUIREMENTS | David Berg
GP-2022-01246 | 2022-04-21 | 4042 MILLER STREET, Vancouver, BC V5N 3Z8 | Gas Permit | Residential | Renovation | Completed | Residential - Replace tankless water heater | Reid Brothers Plumbing & Heating Ltd
MP-2023-01109 | 2023-06-16 | 4089 MILLER STREET, Vancouver, BC V5N 3Z9 | Mechanical Permit | NULL | NULL | Completed | NULL | Gandy Installations Ltd
EP-2023-05026 | 2023-06-16 | 4089 MILLER STREET, Vancouver, BC V5N 3Z9 | Electrical Permit | Residential | Addition | Completed | Installation / Repair - Residential - New 200amp service to house replacing existing 100amp service. Located on North east corner of the house and new panel located in BSMT. New circuit for heat pump for furnace NO MP AT THIS TIME | Balsam Electric Ltd
GP-2023-02051 | 2023-08-02 | 4089 MILLER STREET, Vancouver, BC V5N 3Z9 | Gas Permit | Residential | Tenant Improvement | Completed | Residential - re/re: furnace | Gandy Installations Ltd
GP-2023-03452 | 2023-11-08 | 4089 MILLER STREET, Vancouver, BC V5N 3Z9 | Gas Permit | Residential | New | Issued | Residential - Install temp gas meter for Fortis pilot program | Conor Whyte Plumbing And Heating Limited
GP-2022-00001 | 2022-01-05 | 2602 NANAIMO STREET, Vancouver, BC V5N 5E7 | Gas Permit | Residential | Tenant Improvement | Completed | Residential - replace furnace | Shirzad Akhgarian O/A Highgate Plumbing, Gas & Heating
EP-2024-00167 | 2024-01-17 | 2666 NANAIMO STREET, Vancouver, BC V5N 5E7 | Electrical Permit | Residential | Addition | Completed | Installation / Repair - Residential - Install 10/2 teck to heat pump , supply and install 30 amp breaker, supply and install 30 amp disconnect , supply and install 240 volt disconnect to air handler ,supply and install 2 pole 15 amp breaker. RE: MP-2023-02230 | York Electrical Ltd
MP-2023-02230 | 2023-12-15 | 2666 NANAIMO STREET, Vancouver, BC V5N 5E7 | Mechanical Permit | NULL | NULL | Issued | NULL | Westmount Heating Ltd
EP-2023-10551 | 2023-11-22 | 2753 NANAIMO STREET, Vancouver, BC V5N 5E9 | Electrical Permit | Residential | New | Issued | Temporary Power - Residential - To provide temporary power. -renewal of EP-2022-09642 -valid Nov. 17, 2023 - Nov. 16, 2024 | Tatla Electrical Ltd
SP-2023-02109 | 2023-11-20 | 2753 NANAIMO STREET, Vancouver, BC V5N 5E9 | Sprinkler Permit | Residential | New | Issued | Residential - Fire sprinkler installation >BP: To construct a two-storey + basement two-family dwelling with a detached accessory building (garage) at the rear providing 2 parking spaces, having vehicular access from the lane. The entire building, INCLUDING THE ATTACHED GARAGE (if applicable), to be sprinklered to 2 x NFPA 13D. Note: This is a 2 storey building pursuant to the Zoning and Development By-Law 1. External mechanical units proposed in rear and front yard 2. Bar sinks proposed in basement 3. Schedule B: Wing Ki Leung P.Eng.,604.543.8044 (Structural & Geotechnical) 4. HPO: Residential Builder - Golden Sand Homes Ltd AMEND: JAN 23/2024 UPLOADED: Revised Drawings and calculations | Ecofire Sprinklers Ltd
EP-2023-09082 | 2023-10-26 | 2753 NANAIMO STREET, Vancouver, BC V5N 5E9 | Electrical Permit | Residential | New | Issued | Installation / Repair - Residential - **Amend 01/08/2024** Add Extra Low Voltage wiring and finish of cat5e security alarm job cost is 8,500.00 Security alarm is wiring only not full alarm Duplex Dwelling 2x200amp service each dwelling. Seperate 200 amp meterbases for each unit.. No dryer in suite per contractor. Dwelling address 2755 nanaimo street (has legal suite) Dwelling address 2753 nanaimo street (no suite) MP-2023-01788 >BP: To construct a two-storey + basement two-family dwelling ($864,250) with a detached accessory building (garage) at the rear providing 2 parking spaces, having vehicular access from the lane. The entire building, INCLUDING THE ATTACHED GARAGE (if applicable), to be sprinklered to 2 x NFPA 13D. Note: This is a 2 storey building pursuant to the Zoning and Development By-Law 1. External mechanical units proposed in rear and front yard 2. Bar sinks proposed in basement 3. Schedule B: Wing Ki Leung P.Eng.,604.543.8044 (Structural & Geotechnical) 4. HPO: Residential Builder - Golden Sand Homes Ltd ***This permit is issued under the VBBL 2019, with updated energy requirements as per bylaw # 12997 effective Jan 01, 2022.*** | Tatla Electrical Ltd
MP-2023-01788 | 2023-10-04 | 2753 NANAIMO STREET, Vancouver, BC V5N 5E9 | Mechanical Permit | NULL | NULL | Issued | NULL | Ultra Mechanical Ltd
PP-2023-03245 | 2023-09-13 | 2753 NANAIMO STREET, Vancouver, BC V5N 5E9 | Plumbing Permit | Residential | New | Issued | Residential - New plumbing >BP: To construct a two-storey + basement two-family dwelling with a detached accessory building (garage) at the rear providing 2 parking spaces, having vehicular access from the lane. The entire building, INCLUDING THE ATTACHED GARAGE (if applicable), to be sprinklered to 2 x NFPA 13D. Note: This is a 2 storey building pursuant to the Zoning and Development By-Law 1. External mechanical units proposed in rear and front yard 2. Bar sinks proposed in basement 3. Schedule B: Wing Ki Leung P.Eng.,604.543.8044 (Structural & Geotechnical) 4. HPO: Residential Builder - Golden Sand Homes Ltd | GRIZZLY PLUMBING & HEATING LTD
PP-2023-02292 | 2023-06-28 | 2753 NANAIMO STREET, Vancouver, BC V5N 5E9 | Plumbing Permit | Residential | New | Issued | Residential - Installing 1 Sump for each building | Hans Demolition and Excavating Ltd.
EP-2022-09642 | 2022-11-16 | 2753 NANAIMO STREET, Vancouver, BC V5N 5E9 | Electrical Permit | Residential | New | Expired | Temporary Power - Residential - To provide temporary power. NOTE: Work authorized by this permit is for placement of a temporary power pole only and does not authorize any site construction and/or excavation. A separate Building Permit will be required prior to commencement of any other work on this site. | Tatla Electrical Ltd
EP-2022-04498 | 2022-05-31 | 2980 NANAIMO STREET, Vancouver, BC V5N 5G3 | Electrical Permit | Residential | Addition | Completed | Installation / Repair - Residential - ADDITION OF EXTERIOR LIGHTS >BP: To construct sweat lodge with masonry firepit. | Simplex Electrical Ltd
GP-2023-00367 | 2023-01-31 | 3347 NAPIER STREET, Vancouver, BC V5K 2X4 | Gas Permit | Residential | Tenant Improvement | Issued | Residential - Re and Re the boiler | Moore & Russell Heating Ltd
GP-2022-04145 | 2022-12-27 | 3358 NAPIER STREET, Vancouver, BC V5K 2X3 | Gas Permit | Residential | Renovation | Completed | Residential - Replace gas furnace in basement. | Canadian Care Heating & Cooling Ltd
EP-2022-06167 | 2022-07-22 | 3619 NORMANDY DRIVE, Vancouver, BC V5M 3B4 | Electrical Permit | Residential | Tenant Improvement | Completed | Installation / Repair - Residential - - Electrical install for heat pump - No change to existing service - BP not required - Mechanical Permit to be obtained | Moore And Russell Heating And Air Conditioning Ltd
MP-2023-00273 | 2023-03-14 | 3619 NORMANDY DRIVE, Vancouver, BC V5M 3B4 | Mechanical Permit | NULL | NULL | Completed | NULL | Moore And Russell Heating And Air Conditioning Ltd
NULL | NULL | 3619 NORMANDY DRIVE, Vancouver, BC V5M 3B4 | Mechanical Permit | NULL | NULL | Withdrawn | NULL | Moore And Russell Heating And Air Conditioning Ltd
EP-2022-07965 | 2022-09-22 | 240 NORTHERN STREET, Vancouver, BC V6A 3R7 | Electrical Permit | Commercial | Tenant Improvement | Expired | Annual / Operating - -Annual Operating Permit -Renewal of EP-2021-06932 -Valid: Sept. 17, 2022 - Sept. 16, 2023 To carry out maintenance and general electrical service work/repairs throughout the year | Norben Electric (2016) Ltd
EP-2023-08692 | 2023-09-26 | 240 NORTHERN STREET, Vancouver, BC V6A 3R7 | Electrical Permit | Commercial | Tenant Improvement | Issued | Annual / Operating - -Annual Operating Permit -Renewal of EP-2022-07965 Valid: Sept. 17, 2023 - Sept. 16, 2024 To carry out maintenance and general electrical service work/repairs throughout the year | Norben Electric (2016) Ltd
GP-2023-03113 | 2023-10-18 | 4432 NW MARINE DRIVE, Vancouver, BC V6R 1B6 | Gas Permit | Residential | Tenant Improvement | Completed | Residential - Replacement of 40 gal gas hot water tank **If work on this site could lead to ground disturbance (impacting soil) advise please contact the Provincial Archaeology Branch at 250-953-3334 ** | Pioneer Plumbing & Heating Inc
EP-2022-04129 | 2022-05-19 | 7239 OAK STREET, Vancouver, BC V6P 4A1 | Electrical Permit | Commercial | Addition | Expired | Temporary Power - Commercial - To provide temporary power to this site. Renewal of EP-2021-04192 Valid May 5, 2022 - May 4, 2023 -DB – NOT ISSUED: Work authorized by this permit is for placement of a temporary power pole only and does not authorize any site construction and/or excavation. A separate Building Permit will be required prior to commencement of any other work on this site. | MILKYWAY INDUSTRY LTD
PP-2023-02909 | 2023-08-17 | 7645 OAK STREET, Vancouver, BC V6P 4A4 | Plumbing Permit | Residential | Renovation | Completed | Residential - storm water sump | Dimora Interiors Inc
GP-2023-02439 | 2023-08-21 | 7645 OAK STREET, Vancouver, BC V6P 4A4 | Gas Permit | Residential | Renovation | Completed | Residential - 1 Range 1 new gas branch for range >BP: Exterior and interior alterations to change the use from Single Detached House to Single Detached House with Secondary Suite | Mondial Mechanical Corporation
EP-2023-04644 | 2023-06-30 | 7645 OAK STREET, Vancouver, BC V6P 4A4 | Electrical Permit | Residential | Renovation | Completed | Installation / Repair - Residential - Service upgrade from 120/240V 100Amp to 120/240V 200Amp, Install 10 pot-light and additional some plug. >BP: Exterior and interior alterations to change the use from Single Detached House to Single Detached House with Secondary Suite, providing two surface parking spaces and to convert the attached garage into living space. Scope of work includes removing the rear deck cover, removing the existing garage slab to add a new footing; new posts and beams; removing the chimney on the south elevations; infilling a window on the north elevation; reducing the impermeability on the site to 60% and adding four new plumbing fixtures. | Shannon Electric Service Ltd
PP-2023-01774 | 2023-05-19 | 7645 OAK STREET, Vancouver, BC V6P 4A4 | Plumbing Permit | Residential | Renovation | Completed | Residential - addition of a bathroom and kitchen >DB: Exterior and interior alterations to change the use from Single Detached House to Single Detached House with Secondary Suite, providing two surface parking spaces and to convert the attached garage into living space. Scope of work includes removing the rear deck cover, removing the existing garage slab to add a new footing; new posts and beams; removing the chimney on the south elevations; infilling a window on the north elevation; reducing the impermeability on the site to 60% and adding four new plumbing fixtures. | Dimora Interiors Inc
EP-2023-05191 | 2023-06-12 | 4107 MILLER STREET, Vancouver, BC V5N 3Z9 | Electrical Permit | Residential | Tenant Improvement | Completed | Installation / Repair - Residential - 200A service upgrade from existing 125A service. Installation of: (1) 200A 120/240v MB 80cct SQD panel, (10) 1p 15A breakers, (3) 2p15, (1) 2p 30, (1) 2p40a (1)200A 5jw meter. 250kmcil al rw90, 2" 1/2 mast etc. ADDITIONAL LOAD TO BE ADDED: (1) EV charger. Trenching required to reach location in backyard. 1" 1/2" PVC conduit to be used for future capacity, (1) WP LED fixture in shed, (1) 15A GFI outlet in shed. | Houle Electric Limited
GP-2023-03725 | 2023-11-24 | 4114 MILLER STREET, Vancouver, BC V5N 3Z8 | Gas Permit | Residential | Addition | Completed | Residential - Furnace 70,000 BTU re/re | HAMZEH GERAMI Dba Nation Heating & Cooling
GP-2023-01465 | 2023-05-08 | 3285 NANAIMO STREET, Vancouver, BC V5N 5G5 | Gas Permit | Residential | Renovation | Issued | Residential - installing a tankless water heater, adding a gas stove, installing gas line to fireplace >BP: Exterior and interior alterations to convert this one family dwelling to a one family dwelling with suite with two off street parking spaces accessed from the lane. Exterior work to remove the chimney on the south elevation, new windows on the north elevation, remove the deck cover on the west elevation. Scope of work to the upper floor includes new pot lights and interior layout changes. | Tidal Mechanical Ltd
MP-2023-00785 | 2023-05-05 | 3285 NANAIMO STREET, Vancouver, BC V5N 5G5 | Mechanical Permit | NULL | NULL | Completed | NULL | Tidal Mechanical Ltd
PP-2023-00106 | 2023-01-11 | 3285 NANAIMO STREET, Vancouver, BC V5N 5G5 | Plumbing Permit | Residential | Renovation | Issued | Residential - to install one outside sump | Adam Kosel
PP-2022-03873 | 2022-10-27 | 3285 NANAIMO STREET, Vancouver, BC V5N 5G5 | Plumbing Permit | Residential | Renovation | Issued | Residential - -adding bathroom on main floor - adding floor drain on main floor - re piping existing bathroom on main floor - kitchen sinkn on main floor - adding laundry on second floor - water repipe for whole house with pex >DB: Exterior and interior alterations to convert this one family dwelling to a one family dwelling with suite with two off street parking spaces accessed from the lane. Exterior work to remove the chimney on the south elevation, new windows on the north elevation, remove the deck cover on the west elevation. Scope of work to the upper floor includes new pot lights and interior layout changes. | Tidal Mechanical Ltd
EP-2022-09030 | 2022-10-25 | 3285 NANAIMO STREET, Vancouver, BC V5N 5G5 | Electrical Permit | Residential | Renovation | Issued | Installation / Repair - Residential - Renovation 1. New 200A service with 2 meter bases and 2 electrical panels. 2. Separate basement circuitry to be completely separated from top floor. 3. Basement suite circuits - Electric Range, dryer, washer, dishwasher, microwave, fridge, 2 kitchen counter plugs, exterior plug, general plugs, lighting, baseboard heat, bathroom plug 4. Main house circuits - Electric Range, dryer, washer, dishwasher, freezer, baseboard heat, A/C with heating coil, air handler, kitchen counter plugs, fridge, microwave, general plugs, lighting, outdoor plug, media panel, on demand hot water 5. Lighting - 9 pot lights, 3 puck lights, 20 light fixtures 6. 9 Smoke detectors & 3 CO detectors 7. 4 bathroom fans 8. media panel with 6 cat6 and 2 coax circuits 9. EV charger conduit to a junction box 10. 2 doorbells 11. New devices - 29 switches, 26 receptacles. Re & re all remaining devices. >DB: Exterior and interior alterations to convert this one family dwelling to a one family dwelling with suite with two off street parking spaces accessed from the lane. Exterior work to remove the chimney on the south elevation, new windows on the north elevation, remove the deck cover on the west elevation. Scope of work to the upper floor includes new pot lights and interior layout changes. | Hot Electric Inc.
GP-2022-01058 | 2022-04-05 | 6728 NEAL STREET, Vancouver, BC V6P 3N5 | Gas Permit | Residential | Tenant Improvement | Completed | Residential - Replace hot water tank | Gregori Plumbing, Heating & Air Conditioning Ltd
PP-2022-03243 | 2022-09-15 | 6738 NEAL STREET, Vancouver, BC V6P 3N5 | Plumbing Permit | Residential | New | Issued | Residential - SUMPS >>Amend: Feb. 9th -one extra sump for a total of three sumps | Canadian Excavating Ltd
EP-2022-06944 | 2022-08-17 | 6738 NEAL STREET, Vancouver, BC V6P 3N5 | Electrical Permit | Residential | New | Expired | Temporary Power - Residential - To provide temporary power. | Econ Energy Group Ltd
EP-2023-04435 | 2023-05-31 | 6738 NEAL STREET, Vancouver, BC V6P 3N5 | Electrical Permit | Residential | New | Issued | Installation / Repair - Residential - New single family detach house built. >BP: To construct a 2 storey one-family dwelling with a secondary suite located in the Basement ($1,130,920) with an open parking pad, providing 1 parking space, having vehicular access from the 20' Lane. 1. Covenant registered at the Land Title Office under CB15130 2. No Strata Titling permitted 4. A/C proposed – Exterior component located in rear yard, Interior component located in second floor. 5. Bar sink located in Basement 6. Schedule B: (Neil A Latta) P.Eng (360.927.9525) Structural & Geotechnical 8. HPO: Residential Builder- (Lyla Construction Inc.) Note: This is a 2 storey building pursuant to the Zoning and Development By-Law **THIS PERMIT HAS BEEN ISSUED UNDER THE REQUIREMENTS OF VBBL #12511 (2019) ** ****ALL PROJECT COORDINATOR NOTES HAS BEEN ACCEPTED BY THE APPLICANT**** | Econ Energy Group Ltd
EP-2023-05880 | 2023-06-29 | 6738 NEAL STREET, Vancouver, BC V6P 3N5 | Electrical Permit | Residential | New | Issued | Installation / Repair - Residential - Install low voltage rough-in and completion of security alarm, tel, data, cable. >BP: To construct a 2 storey one-family dwelling with a secondary suite located in the Basement ($1,130,920) with an open parking pad, providing 1 parking space, having vehicular access from the 20' Lane. | Infinitech Security & Integration Inc.
GP-2023-02180 | 2023-07-24 | 6738 NEAL STREET, Vancouver, BC V6P 3N5 | Gas Permit | Residential | New | Issued | Residential - 2 Ranges, 1 Boiler, 1 BBQ & 1 Dryer >BP: To construct a 2 storey one-family dwelling with a secondary suite | Rain Coast Plumbing & Heating Ltd
MP-2023-00345 | 2023-03-10 | 6738 NEAL STREET, Vancouver, BC V6P 3N5 | Mechanical Permit | NULL | NULL | Cancelled | NULL | Rain Coast Plumbing & Heating Ltd
PP-2023-00439 | 2023-02-08 | 6738 NEAL STREET, Vancouver, BC V6P 3N5 | Plumbing Permit | Residential | New | Issued | Residential - 1FD+SS - #1 & #2 - PLUMBING FOR NEW HOUSE >DB: To construct a 2 storey one-family dwelling with a secondary suite located in the Basement with an open parking pad, providing 1 parking space, having vehicular access from the 20' Lane. 1. Covenant registered at the Land Title Office under CB15130 2. No Strata Titling permitted 4. A/C proposed – Exterior component located in rear yard, Interior component located in second floor. 5. Bar sink located in Basement | Rain Coast Plumbing & Heating Ltd
MP-2023-00590 | 2023-04-05 | 6738 NEAL STREET, Vancouver, BC V6P 3N5 | Mechanical Permit | NULL | NULL | Issued | NULL | Rain Coast Plumbing & Heating Ltd
SP-2023-01633 | 2023-09-07 | 6738 NEAL STREET, Vancouver, BC V6P 3N5 | Sprinkler Permit | Residential | New | Issued | Residential - 1FD+SS - #1 & #2 - Install sprinklers in sfd >DB: To construct a 2 storey one-family dwelling with a secondary suite located in the Basement with an open parking pad, providing 1 parking space, having vehicular access from the 20' Lane. 1. Covenant registered at the Land Title Office under CB15130 2. No Strata Titling permitted 4. A/C proposed – Exterior component located in rear yard, Interior component located in second floor. 5. Bar sink located in Basement **THIS PERMIT HAS BEEN ISSUED UNDER THE REQUIREMENTS OF VBBL #12511 (2019) ** ****ALL PROJECT COORDINATOR NOTES HAS BEEN ACCEPTED BY THE APPLICANT**** | Gold Key Fire Protection Ltd
MP-2023-01776 | 2023-10-02 | 6738 NEAL STREET, Vancouver, BC V6P 3N5 | Mechanical Permit | NULL | NULL | Issued | NULL | Aeris Air Conditioning ltd
EP-2023-07371 | 2023-08-14 | 200 NELSON STREET, Vancouver, BC | Electrical Permit | Commercial | NULL | Issued | Annual / Operating - All base building work that falls under the annual electrical operating permit. Renewal of EP-2022-06142 Valid: Jul 22, 2023 to Jul 21, 2024 | Ino-Tek Electric Ltd.
EP-2022-06142 | 2022-07-22 | 200 NELSON STREET, Vancouver, BC | Electrical Permit | Commercial | NULL | Expired | Annual / Operating - Annual Operating Permit | Ino-Tek Electric Ltd.
SP-2022-01144 | 2022-07-20 | 808 NELSON STREET, Vancouver, BC V6Z 2H2 | Sprinkler Permit | Commercial | Tenant Improvement | Completed | Commercial - ADD AND RELOCATE 8 SPRINKLER HEADS >BP: Interior alterations to renovate this existing dwelling unit #2004 on the 20th floor in this existing mixed-use building. The scope includes: remove partition walls to suit new layout, add a 2nd bedroom, millwork/finishes, potlights, replace bathtub with shower Separate sprinkler permit required E2 - Lighting - Install energy efficient lighting fixtures (single occupied space area) The services of a Structural Engineer may be required, based upon site inspection by the District Building Inspector. | Priority Fire Systems Ltd
EP-2022-05743 | 2022-07-08 | 808 NELSON STREET, Vancouver, BC V6Z 2H2 | Electrical Permit | Commercial | Renovation | Completed | Installation / Repair - Commercial - Add Receptacle & Data Point for office desk (3 locations) Reconnect furniture Whip (1 location) Install vacancy sensors (7 locations) >BP: Interior alterations to provide tenant improvements for a new office tenant on the 13th floor (#1301) on this existing commercial building. Scope of work includes: Addition of interior partition to create new office rooms, new doors, new flooring, re-arranging furniture layout, electrical and sprinkler work. TENANT: D&B Leaseholding (2011) Inc. / DuMoulin Boskovich LLP LLP Building Sprinklered – Separate sprinkler permit required for proposed sprinkler work. OK for Field Review per Kim V - Feb 9/22 E2 - Retrofit Path: BOMA BESt (Path 1) - No Additional Upgrades Req'd Energy checklist is currently no longer required with your Building Permit (BP) application. Some supporting documents are still required at BP stage, specifically Envelope and HVAC, if applicable. Service Water Heating and Lighting supporting documents, if applicable, must be submitted with your related trades permits (e.g. electrical and plumbing). All energy upgrades will be checked during inspections stage. It is the applicant's responsibility to identify and note all required upgrades including energy upgrades on their BP drawings at BP stage. | Kato Electrical Inc
EP-2022-05809 | 2022-07-13 | 808 NELSON STREET, Vancouver, BC V6Z 2H2 | Electrical Permit | Commercial | Renovation - Dwelling Unit(s) only | Completed | Installation / Repair - Commercial - Demolition of existing lights, electrical equipment, and electrical panel. Install new panel, LED recessed lighting. Replace all switches, receptacles, cover plates Interior alterations to renovate this existing dwelling unit #2004 on the 20th floor in this existing mixed-use building. The scope includes: remove partition walls to suit new layout, add a 2nd bedroom, millwork/finishes, potlights, replace bathtub with shower | Mott Electric General Partnership
PP-2022-03547 | 2022-10-07 | 808 NELSON STREET, Vancouver, BC V6Z 2H2 | Plumbing Permit | Commercial | Renovation - Dwelling Unit(s) only | Completed | Commercial - SUITE #2004 - 20TH FLOOR - Re&re plumbing fixture for non strata, no structural work, remove Jacuzzi and install a shower base. >BP: Interior alterations to renovate this existing dwelling unit #2004 on the 20th floor in this existing mixed-use building. The scope includes: remove partition walls to suit new layout, add a 2nd bedroom, millwork/finishes, potlights, replace bathtub with shower | National Hydronics Ltd
EP-2022-09103 | 2022-10-26 | 808 NELSON STREET, Vancouver, BC V6Z 2H2 | Electrical Permit | Commercial | Renovation - Dwelling Unit(s) only | Completed | Installation / Repair - Commercial - Electrical renovation. New panel, receptacles, fixtures, etc. Receptacle relocation. >BP: Interior alterations to provide improvements to the washrooms in this existing dwelling unit on the 21st floor (#2106) in this existing mixed use building on the site. Scope of work: remove partition wall/door, remove jacuzzi and install new shower in main bathroom, new tiles, plumbing fixtures, cabinets, lighting and finishes in guest and main bathrooms. Electrical, Plumbing and sprinkler work. E2 - Lighting - Install energy efficient lighting fixtures (single occupied space area) Energy checklist is currently no longer required with your Building Permit (BP) application. Some supporting documents are still required at BP stage, specifically Envelope and HVAC, if applicable. Service Water Heating and Lighting supporting documents, if applicable, must be submitted with your related trades permits (e.g. electrical and plumbing). All energy upgrades will be checked during inspections stage. It is the applicant’s responsibility to identify and note all required upgrades including energy upgrades on their BP drawings at BP stage. | Mott Electric General Partnership
SP-2022-01771 | 2022-10-26 | 808 NELSON STREET, Vancouver, BC V6Z 2H2 | Sprinkler Permit | Commercial | Tenant Improvement | Completed | Commercial - UNIT #2106 - 21ST FLOOR - Add and relocate sprinkler heads for tenant improvement. >BP: #2106 - 21st floor Interior alterations to provide improvements to the washrooms in this existing dwelling unit on the 21st floor (#2106) in this existing mixed use building on the site. Scope of work: remove partition wall/door, remove jacuzzi and install new shower in main bathroom, new tiles, plumbing fixtures, cabinets, lighting and finishes in guest and main bathrooms. Electrical, Plumbing and sprinkler work. *****This application does not include any of the following: 1. Not more than 20 sprinklers (add, relocate, or remove), 2. hydraulic calculations, 3. change in occupancy and /or hazard classification, 4. warehouse storage arrangements, 5. mobile compact storage arrangements, 6. alternative solutions, 7. changes to the sprinkler system supply piping (e.g. valves, mains, cross-mains, branch-lines, etc.), or 8. flexible sprinkler pipe. | Priority Fire Systems Ltd
PP-2022-04341 | 2023-03-29 | 808 NELSON STREET, Vancouver, BC V6Z 2H2 | Plumbing Permit | Commercial | Renovation - Dwelling Unit(s) only | Completed | Commercial - Re & re plumbing fixtures for a non strata, no structural work, remove Jacuzzi and install a new shower base >BP: #2106 - 21st floor Interior alterations to provide improvements to the washrooms in this existing dwelling unit on the 21st floor (#2106) in this existing mixed use building on the site. Scope of work: remove partition wall/door, remove jacuzzi and install new shower in main bathroom, new tiles, plumbing fixtures, cabinets, lighting and finishes in guest and main bathrooms. Electrical, Plumbing and sprinkler work. | National Hydronics Ltd
EP-2023-01335 | 2023-02-21 | 808 NELSON STREET, Vancouver, BC V6Z 2H2 | Electrical Permit | Commercial | Tenant Improvement | Completed | Installation / Repair - Commercial - small amount of electrical to renovate 10th floor, includes approx 30 new duplex receptacles, 30 Cat6 cables, re lamp existing T8 fluorescent fixtures with T8 LED lamps, install new wall mounted vacancy sensors, replace 4 existing red letter exits with new green running man and install 8 new led fixtures >BP: Interior alterations alterations to this existing office tenant on the 10th floor (#1001) in this existing mixed use building on this site. Scope of work: remove/construct partition walls, doors, ceiling work, millwork, finishes, electrical, mechanical, plumbing and sprinkler work. TENANT: Jenkins Marzban Logan LLP Letters of Assurance submitted by: Schedule A and Architectural Schedule B, Andrew Igel, Architect, ph: 778-839-4260 Mechanical and Plumbing Schedule B, Eric Cresswell, P.Eng., ph: 604-684-5995 OK for Field Review for Office TI E2 - BOMA BESt (Path 1) - No Additional Upgrades Req'd Energy checklist is currently no longer required with your Building Permit (BP) application. Some supporting documents are still required at BP stage, specifically Envelope and HVAC, if applicable. Service Water Heating and Lighting supporting documents, if applicable, must be submitted with your related trades permits (e.g. electrical and plumbing). All energy upgrades will be checked during inspections stage. It is the applicant’s responsibility to identify and note all required upgrades including energy upgrades on their BP drawings at BP stage. | Ino-Tek Electric Ltd.
SP-2023-00276 | 2023-02-16 | 808 NELSON STREET, Vancouver, BC V6Z 2H2 | Sprinkler Permit | Commercial | Tenant Improvement | Completed | Commercial - UNIT #1001 - 10TH FLOOR - Add and relocate sprinkler heads for tenant improvement. >BP: #1001 - 10th floor Interior alterations alterations to this existing office tenant on the 10th floor (#1001) in this existing mixed use building on this site. Scope of work: remove/construct partition walls, doors, ceiling work, millwork, finishes, electrical, mechanical, plumbing and sprinkler work. *****This application does not include any of the following: 1. Not more than 20 sprinklers (add, relocate, or remove), 2. hydraulic calculations, 3. change in occupancy and /or hazard classification, 4. warehouse storage arrangements, 5. mobile compact storage arrangements, 6. alternative solutions, 7. changes to the sprinkler system supply piping (e.g. valves, mains, cross-mains, branch-lines, etc.), or 8. flexible sprinkler pipe. | Priority Fire Systems Ltd
SP-2023-00283 | 2023-03-03 | 808 NELSON STREET, Vancouver, BC V6Z 2H2 | Sprinkler Permit | Commercial | Tenant Improvement | Completed | Commercial - For sprinkler system alterations to the 2019 VBBL and NFPA 13, 2013 for the tenant improvements to provide interior alterations to this existing full floor office tenant on the 9th floor (#900) in this existing mixed use building on this site. Engineer of Record: Dan Wong 778-847-0572 denveng7@gmail.com | Priority Fire Systems Ltd
EP-2023-06356 | 2023-07-14 | 808 NELSON STREET, Vancouver, BC V6Z 2H2 | Electrical Permit | Commercial | Addition | Completed | Installation / Repair - Commercial - Install 7 Card Readers Site Contact Eric Vuong / 6049709982 No Mag Locks >BP: #900 - 9th floor (full floor tenant) Interior alterations to this existing full floor office tenant on the 9th floor (#900) in this existing mixed use building on this site. Scope of work: remove/construct partition walls, doors, ceiling work, millwork, finishes, electrical, mechanical, plumbing and sprinkler work. REVISION #1: existing washroom floor plan to remain as is. May 8, 2023 mlh TENANT: Jenkins Marzban Logan LLP Letters of Assurance submitted by: Architectural Schedule B, Andrew Igel, Architect, ph: 778-839-4260 Mechanical and Plumbing Schedule B, Eric Cresswell, P. Eng., ph: 604-684-5995 E2 - Retrofit Path: BOMA BESt (Path 1) - No Additional Upgrades Req'd Energy checklist is currently no longer required with your Building Permit (BP) application. Some supporting documents are still required at BP stage, specifically Envelope and HVAC, if applicable. Service Water Heating and Lighting supporting documents, if applicable, must be submitted with your related trades permits (e.g. electrical and plumbing). All energy upgrades will be checked during inspections stage. It is the applicant’s responsibility to identify and note all required upgrades including energy upgrades on their BP drawings at BP stage. | Paladin Technologies Inc
EP-2023-07195 | 2023-08-08 | 808 NELSON STREET, Vancouver, BC V6Z 2H2 | Electrical Permit | Commercial | Renovation | Completed | Installation / Repair - Commercial - Installation of low voltage - Data Network Cabling. | Spectrum Networks Inc
EP-2023-06841 | 2023-07-31 | 808 NELSON STREET, Vancouver, BC V6Z 2H2 | Electrical Permit | Commercial | Addition | Completed | Installation / Repair - Commercial - Access control System Installation, 7 Doors. | Paladin Technologies Inc
EP-2023-05801 | 2023-06-28 | 808 NELSON STREET, Vancouver, BC V6Z 2H2 | Electrical Permit | Commercial | Tenant Improvement | Completed | Installation / Repair - Commercial - Misc demo, install receptacles, emergency lighting. Lighting and lighting controls. Install data. >BP: Interior alterations to this existing full floor office tenant on the 9th floor (#900) in this existing mixed use building on this site. Scope of work: remove/construct partition walls, doors, ceiling work, millwork, finishes, electrical, mechanical, plumbing and sprinkler work. REVISION #1: existing washroom floor plan to remain as is. May 8, 2023 mlh TENANT: Jenkins Marzban Logan LLP Letters of Assurance submitted by: Architectural Schedule B, Andrew Igel, Architect, ph: 778-839-4260 Mechanical and Plumbing Schedule B, Eric Cresswell, P. Eng., ph: 604-684-5995 E2 - Retrofit Path: BOMA BESt (Path 1) - No Additional Upgrades Req'd Energy checklist is currently no longer required with your Building Permit (BP) application. Some supporting documents are still required at BP stage, specifically Envelope and HVAC, if applicable. Service Water Heating and Lighting supporting documents, if applicable, must be submitted with your related trades permits (e.g. electrical and plumbing). All energy upgrades will be checked during inspections stage. It is the applicant’s responsibility to identify and note all required upgrades including energy upgrades on their BP drawings at BP stage. | Ino-Tek Electric Ltd.
EP-2023-05234 | 2023-06-12 | 808 NELSON STREET, Vancouver, BC V6Z 2H2 | Electrical Permit | Commercial | Tenant Improvement | Completed | Installation / Repair - Commercial - Install Power, data, new 120/208V panel. | Sasco Contractors Ltd
EP-2023-05100 | 2023-06-08 | 808 NELSON STREET, Vancouver, BC V6Z 2H2 | Electrical Permit | Commercial | Tenant Improvement | Completed | Installation / Repair - Commercial - Mobilization, Branch Wiring, Demo, Distribution, Supply and Install Light fixtures, lighting controls, and EM lighting. Supply and Install receptacles. Security, Voice, data rough ins. >BP: #101 & #108 - 808 Nelson Street Interior alterations to expand unit 101 into unit 108 and change the use of use to Health Care Office. Scope of work includes: 1) Addition of new partition walls 2) Re & Re existing T-bar ceiling with new dropped GWB bulkheads. 3) Added additional locker rooms and a washroom for clients. 4) Adjustments to Electrical and Mechanical systems to suite new layout. Ok for Field Review as per Manuel Meier | Sasco Contractors Ltd
PP-2023-02025 | 2023-07-11 | 808 NELSON STREET, Vancouver, BC V6Z 2H2 | Plumbing Permit | Commercial | Tenant Improvement | Completed | Commercial - Install fixtures >BP: #101 & #108 - 808 Nelson Street Interior alterations to expand unit 101 into unit 108 and change the use of use to Health Care Office. Scope of work includes: 1) Addition of new partition walls 2) Re & Re existing T-bar ceiling with new dropped GWB bulkheads. 3) Added additional locker rooms and a washroom for clients. 4) Adjustments to Electrical and Mechanical systems to suite new layout | DAVIDSON BROS MECHANICAL CONTRACTORS
PP-2023-01851 | 2023-05-26 | 808 NELSON STREET, Vancouver, BC V6Z 2H2 | Plumbing Permit | Commercial | Tenant Improvement | Completed | Commercial - New kitchen sink, re and re existing washrooms` >BP: Interior alterations to this existing full floor office tenant on the 9th floor (#900) in this existing mixed use building on this site. Scope of work: remove/construct partition walls, doors, ceiling work, millwork, finishes, electrical, mechanical, plumbing and sprinkler work Sept 13/2023-AMEND Chagne address at 808 Nelson | Broyce Mechanical Ltd
EP-2023-04749 | 2023-05-30 | 808 NELSON STREET, Vancouver, BC V6Z 2H2 | Electrical Permit | Commercial | NULL | Issued | Annual / Operating - *Annual Operating Permit Misc electrical work throughout -renewal of EP-2022-05062 -valid: June 25, 2023 - June 24, 2024 | Mott Electric General Partnership
SP-2023-00997 | 2023-07-31 | 808 NELSON STREET, Vancouver, BC V6Z 2H2 | Sprinkler Permit | Commercial | Tenant Improvement | Completed | Commercial - For sprinkler system alterations to the 2019 VBBL and NFPA 13, 2013 for the tenant improvements to provide interior alterations to expand unit 101 into unit 108 and change the use of use to Health Care Office. Engineer of Record: Liang Xin Peng 604-324-7122 lpeng@vikingfire.ca | Viking Fire Protection Inc
SP-2023-01797 | 2023-09-28 | 808 NELSON STREET, Vancouver, BC V6Z 2H2 | Sprinkler Permit | Commercial | Tenant Improvement | Completed | Commercial - Relocate sprinkler heads for tenant improvement. >BP: #2202 Interior alterations to provide improvements to dwelling unit #2202 on the 22nd floor of this mixed use building on this site. >>For Plan Sketch and Under 20 sprinkler heads TI *****This application does not include any of the following: 1. Not more than 20 sprinklers (add, relocate, or remove), 2. hydraulic calculations, 3. change in occupancy and /or hazard classification, 4. warehouse storage arrangements, 5. mobile compact storage arrangements, 6. alternative solutions, 7. changes to the sprinkler system supply piping (e.g. valves, mains, cross-mains, branch-lines, etc.), or 8. flexible sprinkler pipe. | Priority Fire Systems Ltd
PP-2023-03687 | 2023-10-19 | 808 NELSON STREET, Vancouver, BC V6Z 2H2 | Plumbing Permit | Commercial | Renovation - Dwelling Unit(s) only | Completed | Commercial - re & re plumbing fixtures for a non strata, no structural work, remove jacuzzi and install a new shower base >BP: #2202 Interior alterations to provide improvements to dwelling unit #2202 on the 22nd floor of this mixed use building on this site. | National Hydronics Ltd
SP-2022-00583 | 2022-04-22 | 808 NELSON STREET, Vancouver, BC V6Z 2H2 | Sprinkler Permit | Commercial | Tenant Improvement | Completed | Commercial - ADD AND RELOCATE 3 SPIRNKLER HEADS >BP: #501 - 5th floor Interior alterations to remove an existing demising wall and expand #501 into a portion of #520 on the 5th floor and to provide tenant improvements for a new office tenant in this existing commercial building. Scope of work: remove/relocate demising wall, remove/construct partition walls, doors, new staff kitchen, millwork, finishes, electrical, plumbing and sprinkler work. TENANT: Simpson Thomas & Associates Building Sprinklered - Separate sprinkler permit required for proposed sprinkler work. OK for Field Review per K. Vogt - Jan 26/22 E2 - Retrofit Path: BOMA BESt (Path 1) - No Additional Upgrades REq. Energy checklist is currently no longer required with your Building Permit (BP) application. Some supporting documents are still required at BP stage, specifically Envelope and HVAC, if applicable. Service Water Heating and Lighting supporting documents, if applicable, must be submitted with your related trades permits (e.g. electrical and plumbing). All energy upgrades will be checked during inspections stage. It is the applicant's responsibility to identify and note all required upgrades including energy upgrades on their BP drawings at BP stage. *****This application does not include any of the following: 1. Not more than 20 sprinklers (add, relocate, or remove), 2. hydraulic calculations, 3. change in occupancy and /or hazard classification, 4. warehouse storage arrangements, 5. mobile compact storage arrangements, 6. alternative solutions, 7. changes to the sprinkler system supply piping (e.g. valves, mains, cross-mains, branch-lines, etc.), or 8. flexible sprinkler pipe. | Priority Fire Systems Ltd
PP-2022-01359 | 2022-04-25 | 808 NELSON STREET, Vancouver, BC V6Z 2H2 | Plumbing Permit | Residential | Renovation - Dwelling Unit(s) only | Completed | Residential - SUITE #2005 - 20TH FLOOR - re & re plumbing fixtures for a non strata, no structural work, remove jacuzzi and install a new shower base #2005 - 20th floor Interior alterations to provide improvement to this existing dwelling unit on the 20th floor (#2005) in this existing mixed use building on the site. Scope of work includes: Remove the jacuzzi tub, construct partition wall to reduce the size of the ensuite bathroom and create closet, lighting, electrical, plumbing and sprinkler work. | National Hydronics Ltd
SP-2022-00525 | 2022-04-12 | 808 NELSON STREET, Vancouver, BC V6Z 2H2 | Sprinkler Permit | Commercial | Tenant Improvement | Completed | Commercial - RELOCATE 3 SPRINKLER HEADS >BP: #1301 - Full floor Interior alterations to provide tenant improvements for a new office tenant on the 13th floor (#1301) on this existing commercial building. Scope of work includes: Addition of interior partition to create new office rooms, new doors, new flooring, re-arranging furniture layout, electrical and sprinkler work. TENANT: D&B Leaseholding (2011) Inc. / DuMoulin Boskovich LLP LLP Building Sprinklered – Separate sprinkler permit required for proposed sprinkler work. OK for Field Review per Kim V - Feb 9/22 E2 - Retrofit Path: BOMA BESt (Path 1) - No Additional Upgrades Req'd Energy checklist is currently no longer required with your Building Permit (BP) application. Some supporting documents are still required at BP stage, specifically Envelope and HVAC, if applicable. Service Water Heating and Lighting supporting documents, if applicable, must be submitted with your related trades permits (e.g. electrical and plumbing). All energy upgrades will be checked during inspections stage. It is the applicant's responsibility to identify and note all required upgrades including energy upgrades on their BP drawings at BP stage. | Priority Fire Systems Ltd
EP-2022-02142 | 2022-03-17 | 808 NELSON STREET, Vancouver, BC V6Z 2H2 | Electrical Permit | Commercial | Renovation | Completed | Installation / Repair - Commercial - Small meeting room refresh. No lighting, only adding occ sensor and re-using basebuilding lights. >BP: Interior alterations to provide tenant improvements in Unit 1401 for this new office tenant in this commercial building. Scope of Work: Construction of interior partitions, doors, finishes, and modifications to electrical. E2 - Lighting - Upgrade to incorporate Automatic Full OFF (per 9.4.1.1.(h) of ASHRAE 90.1-2016) OK for Field Review as per J.Bal - Dec 6/21 | Mott Electric General Partnership
PP-2022-01664 | 2022-05-18 | 808 NELSON STREET, Vancouver, BC V6Z 2H2 | Plumbing Permit | Commercial | Tenant Improvement | Completed | Commercial - We removed a kitchen sink during demo. We will be installing a new kitchen sink with a new p-trap. using the existing drain line and venting. >BP: #501 - 5th floor Interior alterations to remove an existing demising wall and expand #501 into a portion of #520 on the 5th floor and to provide tenant improvements for a new office tenant in this existing commercial building. Scope of work: remove/relocate demising wall, remove/construct partition walls, doors, new staff kitchen, millwork, finishes, electrical, plumbing and sprinkler work. TENANT: Simpson Thomas & Associates Building Sprinklered - Separate sprinkler permit required for proposed sprinkler work. OK for Field Review per K. Vogt - Jan 26/22 E2 - Retrofit Path: BOMA BESt (Path 1) - No Additional Upgrades REq. Energy checklist is currently no longer required with your Building Permit (BP) application. Some supporting documents are still required at BP stage, specifically Envelope and HVAC, if applicable. Service Water Heating and Lighting supporting documents, if applicable, must be submitted with your related trades permits (e.g. electrical and plumbing). All energy upgrades will be checked during inspections stage. It is the applicant's responsibility to identify and note all required upgrades including energy upgrades on their BP drawings at BP stage. | WestCoast Water Solutions Ltd
EP-2022-03943 | 2022-05-16 | 808 NELSON STREET, Vancouver, BC V6Z 2H2 | Electrical Permit | Commercial | Renovation | Completed | Installation / Repair - Commercial - UNIT #501 - New outlets for modular furniture and in new walls. New data runs and recommissioning of existing data runs. Relocation of main low voltage trunk line. New switching and occupancy controls. Existing lighting to remain. #501 - 5th floor Interior alterations to remove an existing demising wall and expand #501 into a portion of #520 on the 5th floor and to provide tenant improvements for a new office tenant in this existing commercial building. Scope of work: remove/relocate demising wall, remove/construct partition walls, doors, new staff kitchen, millwork, finishes, electrical, plumbing and sprinkler work. | Bros Electric Ltd
SP-2022-00628 | 2022-04-28 | 808 NELSON STREET, Vancouver, BC V6Z 2H2 | Sprinkler Permit | Commercial | Tenant Improvement | Completed | Commercial - ADD 3 SPRINKLER HEADS #2005 - 20th floor Interior alterations to provide improvement to this existing dwelling unit on the 20th floor (#2005) in this existing mixed use building on the site. Scope of work includes: Remove the jacuzzi tub, construct partition wall to reduce the size of the ensuite bathroom and create closet, lighting, electrical, plumbing and sprinkler work. *****This application does not include any of the following: 1. Not more than 20 sprinklers (add, relocate, or remove), 2. hydraulic calculations, 3. change in occupancy and /or hazard classification, 4. warehouse storage arrangements, 5. mobile compact storage arrangements, 6. alternative solutions, 7. changes to the sprinkler system supply piping (e.g. valves, mains, cross-mains, branch-lines, etc.), or 8. flexible sprinkler pipe. | Priority Fire Systems Ltd
SP-2022-00801 | 2022-05-24 | 808 NELSON STREET, Vancouver, BC V6Z 2H2 | Sprinkler Permit | Commercial | Tenant Improvement | Completed | Commercial - ADD AND RELOCATE 3 SPRINKLER HEADS #1902 - 19th Floor Interior alterations to provide improvement to this existing dwelling unit on the 19th floor (#1902) of this existing mixed use building on the site. Scope of work: remove select partition walls and jacuzzi, construct new partition walls to create a 2nd bedroom, install new kitchen cabinets, pot lights, new tiles, plumbing fixtures, shower base, flooring, finishes, electrical, plumbing and sprinkler work. *****This application does not include any of the following: 1. Not more than 20 sprinklers (add, relocate, or remove), 2. hydraulic calculations, 3. change in occupancy and /or hazard classification, 4. warehouse storage arrangements, 5. mobile compact storage arrangements, 6. alternative solutions, 7. changes to the sprinkler system supply piping (e.g. valves, mains, cross-mains, branch-lines, etc.), or 8. flexible sprinkler pipe. | Priority Fire Systems Ltd
EP-2022-04289 | 2022-05-26 | 808 NELSON STREET, Vancouver, BC V6Z 2H2 | Electrical Permit | Commercial | Renovation - Dwelling Unit(s) only | Completed | Installation / Repair - Commercial - Unit 1902: Renovation -Installation of new panel board & breakers Replacement of all receptacles & switches Installation of new recessed LED lighting Removal of Jacuzzi motor >BP: #1902 - 19th Floor Interior alterations to provide improvement to this existing dwelling unit on the 19th floor (#1902) of this existing mixed use building on the site. Scope of work: remove select partition walls and jacuzzi, construct new partition walls to create a 2nd bedroom, install new kitchen cabinets, pot lights, new tiles, plumbing fixtures, shower base, flooring, finishes, electrical, plumbing and sprinkler work. | Mott Electric General Partnership
EP-2022-05062 | 2022-06-15 | 808 NELSON STREET, Vancouver, BC V6Z 2H2 | Electrical Permit | Commercial | NULL | Expired | Annual / Operating - Misc Electrical work throughout Valid: June 25, 2022 to June 24, 2023 Renewal of EP-2021-04094 | Mott Electric General Partnership
PP-2022-01931 | 2022-06-07 | 808 NELSON STREET, Vancouver, BC V6Z 2H2 | Plumbing Permit | Residential | Renovation - Dwelling Unit(s) only | Completed | Residential - re & re plumbing fixtures for a non strata, no structural work, remove jacuzzi and install a new shower base >BP: #1902 - 19th Floor Interior alterations to provide improvement to this existing dwelling unit on the 19th floor (#1902) of this existing mixed use building on the site. Scope of work: remove select partition walls and jacuzzi, construct new partition walls to create a 2nd bedroom, install new kitchen cabinets, pot lights, new tiles, plumbing fixtures, shower base, flooring, finishes, electrical, plumbing and sprinkler work. OK for Field Review per K. Vogt - Apr 11/22 E2 upgrade - L2 - Lighting - Install energy efficient lighting fixtures (single occupied space area) Energy checklist is currently no longer required with your Building Permit (BP) application. Some supporting documents are still required at BP stage, specifically Envelope and HVAC, if applicable. Service Water Heating and Lighting supporting documents, if applicable, must be submitted with your related trades permits (e.g. electrical and plumbing). All energy upgrades will be checked during inspections stage. It is the applicant's responsibility to identify and note all required upgrades including energy upgrades on their BP drawings at BP stage. | National Hydronics Ltd
SP-2022-00043 | 2022-02-04 | 808 NELSON STREET, Vancouver, BC V6Z 2H2 | Sprinkler Permit | Commercial | Tenant Improvement | Completed | Commercial - ADD 2 NEW CONCEALED SPRINKLER HEADS -The scope of work is to convert the existing bath room to new Flex Space and new small Bath, per the landlord requirements, two new sprinkler heads need to be installed to protect the Flex Space and closet. >BP: #1901 - Floor 19 Interior alterations to provide improvements to this unit (1901) in this existing mixed use building on this site. Scope of work: Complete bath renovation. Construct wall reduce bathroom size and to create flex space. Plumbing, Electrical and sprinklers to suit. No sprinkler permit required per DBI. Energy checklist is currently no longer required with your Building Permit (BP) application. Some supporting documents are still required at BP stage, specifically Envelope and HVAC, if applicable. Service Water Heating and Lighting supporting documents, if applicable, must be submitted with your related trades permits (e.g. electrical and plumbing). All energy upgrades will be checked during inspections stage. It is the applicant’s responsibility to identify and note all required upgrades including energy upgrades on their BP drawings at BP stage. OK for field review as per Rosa Astorino June 18, 2021 > *****This application does not include any of the following: 1. Not more than 20 sprinklers (add, relocate, or remove), 2. hydraulic calculations, 3. change in occupancy and /or hazard classification, 4. warehouse storage arrangements, 5. mobile compact storage arrangements, 6. alternative solutions, 7. changes to the sprinkler system supply piping (e.g. valves, mains, cross-mains, branch-lines, etc.), or 8. flexible sprinkler pipe. | Priority Fire Systems Ltd
SP-2022-00044 | 2022-02-04 | 808 NELSON STREET, Vancouver, BC V6Z 2H2 | Sprinkler Permit | Commercial | Tenant Improvement | Completed | Commercial - ADDING NEW CONCEALED SPRINKLER HEADS -The scope of work is to convert the existing bath room to new Flex Space and new small Bath, per the landlord requirements, two new sprinkler heads need to be installed to protect the Flex Space and closet. >BP: #2001 - 20th floor To validate room layouts and interior alterations to the existing dwelling unit, #2001 on the 20th floor in this existing mixed use building on the site. Scope of work includes: Remove the jacuzzi tub and reduce the size of the master bathroom to expand the master bedroom closet. Notes: - Energy Upgrade: E2 - Lighting - Install energy efficient lighting fixtures (single occupied space area) - This building is sprinklered. No sprinkler permit req'd per DBI. - DBI to determine if Schedule B, Structural is required. >*****This application does not include any of the following: 1. Not more than 20 sprinklers (add, relocate, or remove), 2. hydraulic calculations, 3. change in occupancy and /or hazard classification, 4. warehouse storage arrangements, 5. mobile compact storage arrangements, 6. alternative solutions, 7. changes to the sprinkler system supply piping (e.g. valves, mains, cross-mains, branch-lines, etc.), or 8. flexible sprinkler pipe. | Priority Fire Systems Ltd
NULL | NULL | 2546 NAPIER STREET, Vancouver, BC V5K 2W5 | Gas Permit | Residential | Renovation | Withdrawn | Residential - RE&RE furnace | Milani Plumbing Heating & Air Conditioning Ltd
GP-2023-00509 | 2023-02-13 | 2558 NAPIER STREET, Vancouver, BC V5K 2W5 | Gas Permit | Residential | Renovation - Dwelling Unit(s) only | Completed | Residential - a gas furnace replacement | Vanheat Services Ltd
GP-2023-04063 | 2023-12-15 | 2563 NAPIER STREET, Vancouver, BC V5K 2W4 | Gas Permit | Residential | Renovation | Completed | Residential - RE&RE furnace | Milani Plumbing Heating & Air Conditioning Ltd
GP-2023-03673 | 2023-11-22 | 6009 OAK STREET, Vancouver, BC V6M 2W1 | Gas Permit | Residential | Tenant Improvement | Completed | Residential - Install furnace. | 0704121 BC Ltd
EP-2023-02177 | 2023-03-15 | 4480 OAK STREET, Vancouver, BC V6H 3V4 | Electrical Permit | Commercial | Renovation | Completed | Installation / Repair - Commercial - Installation of controls for VAV and electric duct heaters | ESC Automation Inc
EP-2022-10595 | 2022-12-15 | 4480 OAK STREET, Vancouver, BC V6H 3V4 | Electrical Permit | Commercial | Renovation | Completed | Installation / Repair - Commercial - provide power for new HVAC duct heater units 2 - 40A 2 - 50A | Ampac Electric Ltd
EP-2022-00352 | 2022-01-19 | 4480 OAK STREET, Vancouver, BC V6H 3V4 | Electrical Permit | Commercial | Tenant Improvement | Completed | Installation / Repair - Commercial - Supply and install (48) Cat6 cables between TR room 1N88 to Comm. Room 1K5 To provide electrical service needs to support and implement the Clinical System Transformation program in this existing Hospital- Treatment (Group B2) Building 2- Children's Hospital & BC Women's Hospital on this site. | Houle Electric Limited
EP-2022-02134 | 2022-03-17 | 4480 OAK STREET, Vancouver, BC V6H 3V4 | Electrical Permit | Commercial | Addition | Completed | Installation / Repair - Commercial - Install Cat6 cable in Penthouse 1 & 5; Install conduit for each Cat6 cable. | Houle Electric Limited
EP-2023-03000 | 2023-04-05 | 1926 OGDEN AVENUE, Vancouver, BC V6J 1A2 | Electrical Permit | Residential | Addition | Completed | Installation / Repair - Residential - Install #8 AWG 3C NMD90 inside wall from West Sub-Panel to DIVVEE-40 above, reroute existing range circuit to DIVVEE-40, install 8AWG 3C NMD90 from DIVVEE-40, inside wall, to the back of the Customer Supplied EV Charger on the exterior. Test connections and commission installation. Tidy site and dispose of garbage correctly and safely. | TDR Electric Inc
GP-2022-03623 | 2022-11-18 | 2362 OLIVER CRESCENT, Vancouver, BC V6L 1S5 | Gas Permit | Residential | Renovation | Completed | Residential - Re&re Boiler | Milani Plumbing Heating & Air Conditioning Ltd
GP-2024-00110 | 2024-01-12 | 2382 OLIVER CRESCENT, Vancouver, BC V6L 1S5 | Gas Permit | Residential | Renovation | Completed | Residential - RE&RE boiler | Milani Plumbing Heating & Air Conditioning Ltd
GP-2023-00188 | 2023-01-17 | 2213 ONTARIO STREET, Vancouver, BC V5T 2X3 | Gas Permit | Residential | Renovation | Issued | Residential - Install one natural gas fireplace | Vancouver Gas Fireplaces Ltd
EP-2022-00178 | 2022-01-13 | 2213 ONTARIO STREET, Vancouver, BC V5T 2X3 | Electrical Permit | Residential | Renovation - Dwelling Unit(s) only | Completed | Installation / Repair - Residential - upgrading service from 60A to 200A overhead. installing 200A meter base, 200A combination panel, ground plate sub-feeding existing panel with 100A cable. -Just provisions for potential future ev charger. Service upgrade was requested by the homeowners insurance company. | Serge Vasilyev
PP-2022-00371 | 2022-03-16 | 2314 ONTARIO STREET, Vancouver, BC V5T 2X4 | Plumbing Permit | Commercial | New | Issued | Commercial - New office space Interior and exterior alterations, relocation, change of major occupancy of the entire building from one family dwelling (group C) to commercial building with Medium-Hazardous Industrial and Office (Group F2 & D) with a bike storage (Group F3), and an addition of 1,209.10 SF to the rear of this existing 2-storey plus basement Heritage C building on this site and to stratify the lot. | One Stop Mechanical Ltd
SP-2020-01613 | 2023-07-20 | 2314 ONTARIO STREET, Vancouver, BC V5T 2X4 | Sprinkler Permit | Commercial | New | Issued | Commercial - For all sprinkler work to the 2019 VBBL; NFPA 13, 2013 to allow for interior and exterior alterations, relocation, change of major occupancy of the entire building from one family dwelling (group C) to commercial building with Medium-Hazardous Industrial and Office (Group F2 & D) with a bike storage (Group F3), and an addition of 1,209.10 SF to the rear of this existing 2-storey plus basement Heritage C building on this site and to stratify the lot. Building Review Branch Notes: - Building to conform to NECB 2015. F4, S4, N4, A4, & E6 upgrades are required. Accessible design is in compliance with VBBL 3.8.3.2 to 3.8.3.21. - Building to be sprinklerred to NFPA 13. Existing wood stud on north and south sides shall be shall be protected by exterior sprinkler as per VBBL 11.5.1.1.(11). - Operable skylights shall conform to VBBL 9.7.5.4. - All controls and outlets except in the crawlspace shall conform to VBBL 3.8.2.6. - Signs and indicators for access shall be provided as per VBBL 3.8.2.10.(1)&(2). - Submetering is required as per VBBL 10.2.2.9. - Building shall be tested for airtightness testing at time of final inspection as per VBBL 10.2.2.21. Sprinkler Review Branch Notes: 1. This application does not include any of the following: - Warehouse storage arrangements, or mobile compact storage arrangements. - Flexible sprinkler pipe. - Information Technology Equipment Rooms (e.g. IT Rooms, LAN Rooms, etc.). - Alternative solutions 2. Fire Suppression system Engineer of Record Satwinder Pal Singh, P.Eng. of Tag Engineering. T: 604 564 6800 E: sat@tagengineering.ca 3. Separate documents and application are required for the tenant improvement. 4. One set of approved drawings and permit to be available for viewing at the jobsite. 5. Existing wood stud on north and south sides shall be shall be protected by exterior sprinkler as per VBBL 11.5.1.1.(11) and Section 7.8 of NFPA 13, 2013. | Ecofire Sprinklers Ltd
EP-2022-07120 | 2022-08-23 | 2314 ONTARIO STREET, Vancouver, BC V5T 2X4 | Electrical Permit | Commercial | Addition | Expired | Temporary Power - Commercial - To provide temporary power. | FB Electric Ltd
EP-2023-01435 | 2023-03-02 | 2314 ONTARIO STREET, Vancouver, BC V5T 2X4 | Electrical Permit | Commercial | Addition | Issued | Installation / Repair - Commercial - rough-in, service, fire alarm system and finishing -new service *An approved mechanical permit is required for the installation of air conditioning or heat pump unit at the time of installation before an electrical inspection will be performed >BP: Interior and exterior alterations, relocation, change of major occupancy of the entire building from one family dwelling (group C) to commercial building with Medium-Hazardous Industrial and Office (Group F2 & D) with a bike storage (Group F3), and an addition of 1,209.10 SF to the rear of this existing 2-storey plus basement Heritage C building on this site and to stratify the lot. Sch A, Arch B, Stru B, Mech B, Plmb B, Fire B, Elec B, Geotech B, & Sch D are submitted. ******THIS PERMIT HAS BEEN ISSUED UNDER THE REQUIREMENTS OF VBBL 2019******** Building Review Branch Notes: - Building to conform to NECB 2015. F4, S4, N4, A4, & E6 upgrades are required. Accessible design is in compliance with VBBL 3.8.3.2 to 3.8.3.21. - Building to be sprinklerred to NFPA 13. Existing wood stud on north and south sides shall be shall be protected by exterior sprinkler as per VBBL 11.5.1.1.(11). - Operable skylights shall conform to VBBL 9.7.5.4. - All controls and outlets except in the crawlspace shall conform to VBBL 3.8.2.6. - Signs and indicators for access shall be provided as per VBBL 3.8.2.10.(1)&(2). - Submetering is required as per VBBL 10.2.2.9. - Building shall be tested for airtightness testing at time of final inspection as per VBBL 10.2.2.21. Processed during the COVID-19 Pandemic. | FB Electric Ltd
MP-2023-02142 | 2023-12-03 | 2314 ONTARIO STREET, Vancouver, BC V5T 2X4 | Mechanical Permit | NULL | NULL | Issued | NULL | One Stop Mechanical Ltd
EP-2023-09545 | 2023-10-31 | 2314 ONTARIO STREET, Vancouver, BC V5T 2X4 | Electrical Permit | Commercial | Renovation | Issued | Installation / Repair - Commercial - Low Voltage Network & Telephone >BP: Interior and exterior alterations, relocation, change of major occupancy of the entire building from one family dwelling (group C) to commercial building with Medium-Hazardous Industrial and Office (Group F2 & D) with a bike storage (Group F3), and an addition of 1,209.10 SF to the rear of this existing 2-storey plus basement Heritage C building on this site and to stratify the lot. Sch A, Arch B, Stru B, Mech B, Plmb B, Fire B, Elec B, Geotech B, & Sch D are submitted. ******THIS PERMIT HAS BEEN ISSUED UNDER THE REQUIREMENTS OF VBBL 2019******** Building Review Branch Notes: - Building to conform to NECB 2015. F4, S4, N4, A4, & E6 upgrades are required. Accessible design is in compliance with VBBL 3.8.3.2 to 3.8.3.21. - Building to be sprinklerred to NFPA 13. Existing wood stud on north and south sides shall be shall be protected by exterior sprinkler as per VBBL 11.5.1.1.(11). - Operable skylights shall conform to VBBL 9.7.5.4. - All controls and outlets except in the crawlspace shall conform to VBBL 3.8.2.6. - Signs and indicators for access shall be provided as per VBBL 3.8.2.10.(1)&(2). - Submetering is required as per VBBL 10.2.2.9. - Building shall be tested for airtightness testing at time of final inspection as per VBBL 10.2.2.21. Processed during the COVID-19 Pandemic. | Torrent Technologies Ltd
EP-2023-10391 | 2023-11-20 | 2314 ONTARIO STREET, Vancouver, BC V5T 2X4 | Electrical Permit | Commercial | New | Issued | Installation / Repair - Commercial - Install of cameras, access control system and alarm. - rough wire and completion - There will be no maglocks on site. >BP: Interior and exterior alterations, relocation, change of major occupancy of the entire building from one family dwelling (group C) to commercial building with Medium-Hazardous Industrial and Office (Group F2 & D) with a bike storage (Group F3), and an addition of 1,209.10 SF to the rear of this existing 2-storey plus basement Heritage C building on this site and to stratify the lot. Sch A, Arch B, Stru B, Mech B, Plmb B, Fire B, Elec B, Geotech B, & Sch D are submitted. ******THIS PERMIT HAS BEEN ISSUED UNDER THE REQUIREMENTS OF VBBL 2019******** Building Review Branch Notes: - Building to conform to NECB 2015. F4, S4, N4, A4, & E6 upgrades are required. Accessible design is in compliance with VBBL 3.8.3.2 to 3.8.3.21. - Building to be sprinklerred to NFPA 13. Existing wood stud on north and south sides shall be shall be protected by exterior sprinkler as per VBBL 11.5.1.1.(11). - Operable skylights shall conform to VBBL 9.7.5.4. - All controls and outlets except in the crawlspace shall conform to VBBL 3.8.2.6. - Signs and indicators for access shall be provided as per VBBL 3.8.2.10.(1)&(2). - Submetering is required as per VBBL 10.2.2.9. - Building shall be tested for airtightness testing at time of final inspection as per VBBL 10.2.2.21. Processed during the COVID-19 Pandemic. | Atlas Alarms Ltd
PP-2022-02057 | 2022-06-16 | 2322 ONTARIO STREET, Vancouver, BC V5T 2X4 | Plumbing Permit | Residential | Renovation | Completed | Residential - Work was previously completed 15 years ago by different contractor without permits. Needs to be permitted and checked over by city inspector. Not all sections of the residence were renovated, only new kitchen addition and upstairs loft. To provide interior and exterior alterations, and to add approximately 394 square feet to this existing two-unit multiple conversion dwelling on the site, which is a Municipally-designated Heritage Building, as per the Council approved Heritage Revitalization Agreement registered on title to the parcel. Address Note: 2320 Ontario St - west side basement (existing dwelling unit) 2322 Ontario St - 1st, 2nd & 3rd storey (existing dwelling unit) east side basement - common workshop | Northwoods Plumbing & Heating Ltd
PP-2023-00300 | 2023-01-30 | 2333 ONTARIO STREET, Vancouver, BC V5T 2X5 | Plumbing Permit | Commercial | Renovation | Completed | Commercial - Addition of kitchen sink >BP: Interior alterations to demise the second floor (#201 & #202 - 2nd Level ) and to provide tenant improvements to #201 on the second floor for a new Production or Rehearsal Studio (F2) Studio tenant at this existing industrial 2 storey building on this site. Note: 1) 1st Floor Tenant is addressed as #100 - 1st Level 2) Separate Permits will be required for tenant improvements to (#201 & #202 - 2nd Level) 3) No audiences, performances or classes are permitted in this space. 4) Okay for Production or Rehersal Studio as per Operational Letter provided B. Leong-Chung dated November 15, 2022. 5) No cooking range proposed in kitchenette. | Sunny Beach Plumbing & Heating Ltd
EP-2023-00177 | 2023-01-13 | 2333 ONTARIO STREET, Vancouver, BC V5T 2X5 | Electrical Permit | Commercial | Tenant Improvement | Completed | Installation / Repair - Commercial - relocate existing lighting and adding some plugs -doing some new lighting >BP: Interior alterations to demise the second floor (#201 & #202 - 2nd Level ) and to provide tenant improvements to #201 on the second floor for a new Production or Rehearsal Studio (F2) Studio tenant at this existing industrial 2 storey building on this site. Note: 1) 1st Floor Tenant is addressed as #100 - 1st Level 2) Separate Permits will be required for tenant improvements to (#201 & #202 - 2nd Level) 3) No audiences, performances or classes are permitted in this space. 4) Okay for Production or Rehersal Studio as per Operational Letter provided B. Leong-Chung dated November 15, 2022. 5) No cooking range proposed in kitchenette. | David Stein
EP-2023-00309 | 2023-01-16 | 2450 ONTARIO STREET, Vancouver, BC V5T 4T7 | Electrical Permit | Commercial | NULL | Expired | Annual / Operating - Maintenance of existing operating electrical equipment, and Ensure Digital Logbooks are kept showing all service work performed in accordance with the Vancouver Electrical By-law NO. 5563. | Hall Electrical Ltd
EP-2022-09949 | 2022-11-24 | 2450 ONTARIO STREET, Vancouver, BC V5T 4T7 | Electrical Permit | Commercial | Tenant Improvement | Completed | Installation / Repair - Commercial - Re/re outside light fixtures for building | Marcel Electric Inc
EP-2022-06135 | 2022-07-22 | 2450 ONTARIO STREET, Vancouver, BC V5T 4T7 | Electrical Permit | Commercial | Tenant Improvement | Completed | Installation / Repair - Commercial - RE & RE of Water Source Heat Pump. Retrofit - Like for like exact appliance replacement. Service remained the same, breaker & electrical feed confirmed to be originally sized properly. Equipment will be replaced in the same location as existing unit. | Haakon Industries (Canada) Ltd.
EP-2023-03830 | 2023-05-03 | 2450 ONTARIO STREET, Vancouver, BC V5T 4T7 | Electrical Permit | Commercial | Tenant Improvement | Issued | Installation / Repair - Commercial - RE & RE of 3x water source heat pumps. Retrofit/Replacement. Like for like exact appliance replacement. Service remained the same, breaker & electrical feed confirmed to be originally sized properly. Equipment will be replaced in the same location as existing the unit. No change in equipment capacity or fuel. WO 161472 | Haakon Industries (Canada) Ltd.
EP-2023-09425 | 2023-10-30 | 2450 ONTARIO STREET, Vancouver, BC V5T 4T7 | Electrical Permit | Commercial | Tenant Improvement | Issued | Installation / Repair - Commercial - Install of voice and data cabling into furniture | 4th Utility Inc
EP-2023-08852 | NULL | 2450 ONTARIO STREET, Vancouver, BC V5T 4T7 | Electrical Permit | Commercial | Tenant Improvement | Application Incomplete | Installation / Repair - Commercial - WO RE & RE of Retrofit/Replacement Like for like exact appliance replacement. Service remained the same, breaker & electrical feed confirmed to be originally sized properly. Equipment will be replaced in the same location as the existing unit. No change in equipment capacity or fuel. | Haakon Industries (Canada) Ltd.
EP-2023-08851 | 2024-01-26 | 2450 ONTARIO STREET, Vancouver, BC V5T 4T7 | Electrical Permit | Commercial | Tenant Improvement | Issued | Installation / Repair - Commercial - WO RE & RE Retrofit/Replacement Like for like exact appliance replacement: Water source heat pump Service remained the same, breaker & electrical feed confirmed to be originally sized properly. Equipment will be replaced in the same location as the existing unit. No change in equipment capacity or fuel. | Haakon Industries (Canada) Ltd.
EP-2023-09090 | 2023-10-11 | 2602 ONTARIO STREET, Vancouver, BC V5T 2X9 | Electrical Permit | Residential | Tenant Improvement | Issued | Installation / Repair - Residential - As per Bulletin 2018-004-BU/EL Option 1 Attachment 1C. This is a project to replace the existing fire alarm panel (Pyrene 1500) by Mircom FA—106, due to an existing panel exceeding the service span. The existing pull stations, smoke detectors and bells will be kept. | Tiger Power Fire & Electrical Services Inc.
EP-2023-06326 | 2023-07-27 | 2602 ONTARIO STREET, Vancouver, BC V5T 2X9 | Electrical Permit | Commercial | Tenant Improvement | Issued | Installation / Repair - Commercial - Install Existing surface mount wiring, into now open walls, on the 2nd and 3rd and top floor stairwell. Repair double tapping on some circuits in the Main Electrical Panel, in the Basement, install a 60 Amp Sub-Panel beside. Wiring upgrades in Basement Suite ( # 6 ), Dishwasher circuit, Electric Heat, one in each of the 2 Bedrooms, clean-up wiring in small back bedroom. Install 4 LED Pot lights, front room. Install a 4 Station Intercom with door release, for the 4 Suites, in the 3rd and Top floor. >BP: 2602 Ontario Street Structural repair to the basement foundation wall at 2602 Ontario Street in this existing MCD on this site. | The Brighthouse Electric Company Ltd
PP-2023-03143 | 2023-09-06 | 2602 ONTARIO STREET, Vancouver, BC V5T 2X9 | Plumbing Permit | Commercial | Renovation | Completed | Commercial - To remove and replace existing domestic hot and cold distribution piping and drains serving second floor bathroom. Remove and replace 3" stack and drains serving main floor bathroom to accommodate structural repairs. >BP: 2602 Ontario Street Structural repair to the basement foundation wall at 2602 Ontario Street in this existing MCD on this site. | Jeffrey Lavigne
EP-2022-08890 | 2022-10-19 | 2608 ONTARIO STREET, Vancouver, BC V5T 2X9 | Electrical Permit | Residential | Tenant Improvement | Completed | Installation / Repair - Residential - As per Bulletin 2018-004-BU/EL option 2a attachment 1c This is a project to replace the existing fire alarm panel (Mircom FA--101) located in the Machinal room in basement by Mircom FA—106, due to an existing panel failure. The devices in the field will be kept without altering the existing wiring. It is a straight replacement of the electrical equipment. | Tiger Power Fire & Electrical Services Inc.
GP-2023-03034 | 2023-10-12 | 2732 ONTARIO STREET, Vancouver, BC | Gas Permit | Residential | Renovation | Completed | Residential - HWT re&re | Ferenc Nagy
PP-2022-01481 | 2022-05-03 | 2934 ONTARIO STREET, Vancouver, BC V5T 2Y6 | Plumbing Permit | Residential | New | Completed | Residential - TWO OUT SIDE SUMPS | JVT EXCAVATING & DEMOLITION LTD
EP-2022-09643 | 2023-01-09 | 2934 ONTARIO STREET, Vancouver, BC V5T 2Y6 | Electrical Permit | Residential | Renovation - Dwelling Unit(s) only | Completed | Installation / Repair - Residential - Install new wiring, lighting and service for entire house and detached garage. Install solar panels for net zero metering/back up power on south slope of roof. -Service change from 100A 120/240V 1 phase temporary service to 200A 120/240V 1 phase permanent service >Permit Amendment Dec 19, 2023 -"Amendment to permit, to include AC wiring" *Document(s) uploaded to "Application Documents" tab for Electrical Inspector review. Documents are at pending status at time of permit amendment approval >Permit Amendment Dec 13, 2023 -"Electrical installation scope to now include AC wiring" *Document(s) uploaded to "Application Documents" tab for Electrical Inspector review. Documents are at pending status at time of permit amendment approval >BP: Exterior and interior alterations to provide tenant improvements to the existing one family dwelling. The scope of work includes new single car garage in the rear. Entire building to be sprinkerled to NFPA-13D Renovation energy upgrade proposal prepared by Tommy Youngsung Byun, 604.562.0387 Revision #2 To provide for the installation of 7 kilowatt solar panels of two (2) arrays consisting of eighteen (18) flush mounted panels on the existing south main and dormer roofs, as indicated on the revised architectural drawing A 2.1, as submitted by Design Professional Michael Noble from Michael Noble Design, as received on December 8, 2022, and related to Case Reference 201000220726. *Apr 06, 2023 Permit Amendment: -Extra low voltage wiring. Network, data, telephone, security cameras. | Chung Leung
GP-2022-03685 | 2022-11-22 | 2934 ONTARIO STREET, Vancouver, BC V5T 2Y6 | Gas Permit | Residential | Renovation | Completed | Residential - Install one natural gas fireplace insert >DB: Exterior and interior alterations to provide tenant improvements to the existing one family dwelling. The scope of work includes new single car garage in the rear. Entire building to be sprinklered to NFPA-13D | Vancouver Gas Fireplaces Ltd
PP-2022-04080 | 2022-11-14 | 2934 ONTARIO STREET, Vancouver, BC V5T 2Y6 | Plumbing Permit | Residential | New | Completed | Residential - plumbing for existing SFD >BP: Exterior and interior alterations to provide tenant improvements to the existing one family dwelling. The scope of work includes new single car garage in the rear. Entire building to be sprinkerled to NFPA-13D Renovation energy upgrade proposal prepared by Tommy Youngsung Byun, 604.562.0387 | One Stop Mechanical Ltd
GP-2022-03535 | 2022-11-14 | 2934 ONTARIO STREET, Vancouver, BC V5T 2Y6 | Gas Permit | Residential | New | Completed | Residential - gas appliances installation -FIRE PLACE PIPING ONLY. VENTING TO BE DONE BY OTHERS. >DB: Exterior and interior alterations to provide tenant improvements to the existing one family dwelling. The scope of work includes new single car garage in the rear. Entire building to be sprinkerled to NFPA-13D Renovation energy upgrade proposal prepared by Tommy Youngsung Byun, 604.562.0387 | One Stop Mechanical Ltd
SP-2023-00505 | 2023-03-24 | 2934 ONTARIO STREET, Vancouver, BC V5T 2Y6 | Sprinkler Permit | Residential | New | Completed | Residential - new sprinkler system Entire building to be sprinklered to NFPA-13D >BP: Exterior and interior alterations to provide tenant improvements to the existing one family dwelling. The scope of work includes new single car garage in the rear. | Haven Fire Protection Ltd
EP-2023-02436 | 2023-03-22 | 2934 ONTARIO STREET, Vancouver, BC V5T 2Y6 | Electrical Permit | Residential | Addition | Completed | Installation / Repair - Residential - COMPLETE ALARM SYSTEM >BP: Exterior and interior alterations to provide tenant improvements to the existing one family dwelling. The scope of work includes new single car garage in the rear. Entire building to be sprinkerled to NFPA-13D Renovation energy upgrade proposal prepared by Tommy Youngsung Byun, 604.562.0387 | APC ALARM CORP
EP-2023-09750 | NULL | 787 NICOLA STREET, Vancouver, BC V6G 3L4 | Electrical Permit | Commercial | Renovation | Applicant Revisions | Installation / Repair - Commercial - install 500KVA XFMR and Load break switch over breaker Ground test & Commisioning | Sasco Contractors Ltd
EP-2022-02631 | 2022-04-01 | 8616 OAK STREET, Vancouver, BC V6P 4B3 | Electrical Permit | Commercial | Addition | Completed | Installation / Repair - Commercial - Installation of Camera and Access Systems. | ACCURATE ALARMS Ltd
EP-2022-09274 | 2022-11-02 | 8617 OAK STREET, Vancouver, BC V6P 4B2 | Electrical Permit | Commercial | Renovation | Completed | Installation / Repair - Commercial - Relocation of a Telus Micro Cell to a new pole. | HighAngle Electrical Inc
GP-2022-03546 | 2022-11-14 | 5846 ONTARIO STREET, Vancouver, BC V5W 2L7 | Gas Permit | Residential | Addition | Completed | Residential - TO INSTALL 1 FURNACE | BC Care Heating Services Ltd
GP-2022-00605 | 2022-02-24 | 5921 ONTARIO STREET, Vancouver, BC V5W 2M1 | Gas Permit | Residential | Renovation | Completed | Residential - Boiler Replacement | Westmount Heating Ltd
PP-2023-01123 | 2023-03-31 | 5960 ONTARIO STREET, Vancouver, BC V5W 2M2 | Plumbing Permit | Residential | New | Issued | Residential - Sump no pump >BP: To construct a 2 storey + basement one-family dwelling with a secondary suite located in the basement with a detached accessory building (garage), at the rear providing 2 parking spaces, having vehicular access from the lane. | Bhullar Excavating and Demolition
PP-2023-01438 | 2023-04-25 | 5960 ONTARIO STREET, Vancouver, BC V5W 2M2 | Plumbing Permit | Residential | New | Issued | Residential - plumbing >BP: To construct a 2 storey + basement one-family dwelling with a secondary suite located in the basement with a detached accessory building (garage), at the rear providing 2 parking spaces, having vehicular access from the lane. Note: This is a 2 storey building pursuant to the Zoning and Development By-Law 1- Covenant registered at the Land Title Office under CB156000 2- No strata titling permitted 3- Bar sink not proposed 4- A/C unit proposed in the rear yard 5- Schedule B: S. Dulay, P.Eng. (604-603-7254) Structural & Glass Guard 6- Schedule B: Paullus K.F. Young, P.Eng. (604-841-7748) Geotechnical 7- HPO: Residential Builder – iDream Homes Ltd. 8- The entire building to be sprinklered to NFPA 13D. 9- As shown by an asterisk (*) on the building permit floor plans and/or elevations, exit protection is required to be provided in accordance with Articles 9.9.4.4., 9.9.4.6., and/or 9.37.2.8. of the 2019 VBBL | SKY HIGH PLUMBING & HEATING LTD
EP-2023-01340 | 2023-02-15 | 5960 ONTARIO STREET, Vancouver, BC V5W 2M2 | Electrical Permit | Residential | New | Issued | Temporary Power - Residential - To provide temporary power. | SAAB ELECTRIC LTD
SP-2023-01239 | 2023-07-13 | 5960 ONTARIO STREET, Vancouver, BC V5W 2M2 | Sprinkler Permit | Residential | New | Issued | Residential - 1FD+SS - #1 & #2 - Install sprinklers in sfd >DB: To construct a 2 storey + basement one-family dwelling with a secondary suite located in the basement with a detached accessory building (garage), at the rear providing 2 parking spaces, having vehicular access from the lane. Note: This is a 2 storey building pursuant to the Zoning and Development By-Law 1- Covenant registered at the Land Title Office under CB156000 2- No strata titling permitted 3- Bar sink not proposed 4- A/C unit proposed in the rear yard 8- The entire building to be sprinklered to NFPA 13D. 9- As shown by an asterisk (*) on the building permit floor plans ***This permit has been issued under the VBBL 2019, with updated energy requirements as per bylaw # 12997 effective Jan 01, 2022.*** | Gold Key Fire Protection Ltd
MP-2023-00773 | 2023-05-03 | 5960 ONTARIO STREET, Vancouver, BC V5W 2M2 | Mechanical Permit | NULL | NULL | Issued | NULL | SKY HIGH PLUMBING & HEATING LTD
EP-2023-04977 | 2023-06-21 | 5960 ONTARIO STREET, Vancouver, BC V5W 2M2 | Electrical Permit | Residential | New | Issued | Installation / Repair - Residential - New electrical work *An approved mechanical permit is required for the installation of air conditioning or heat pump unit at the time of installation before an electrical inspection will be performed >BP: To construct a 2 storey + basement one-family dwelling with a secondary suite ($646,520.00) located in the basement with a detached accessory building (garage), at the rear providing 2 parking spaces, having vehicular access from the lane. Note: This is a 2 storey building pursuant to the Zoning and Development By-Law 1- Covenant registered at the Land Title Office under CB156000 2- No strata titling permitted 3- Bar sink not proposed 4- A/C unit proposed in the rear yard 5- Schedule B: S. Dulay, P.Eng. (604-603-7254) Structural & Glass Guard 6- Schedule B: Paullus K.F. Young, P.Eng. (604-841-7748) Geotechnical 7- HPO: Residential Builder – iDream Homes Ltd. 8- The entire building to be sprinklered to NFPA 13D. 9- As shown by an asterisk (*) on the building permit floor plans and/or elevations, exit protection is required to be provided in accordance with Articles 9.9.4.4., 9.9.4.6., and/or 9.37.2.8. of the 2019 VBBL ***This permit has been issued under the VBBL 2019, with updated energy requirements as per bylaw # 12997 effective Jan 01, 2022.*** | SAAB ELECTRIC LTD
EP-2023-04847 | 2023-06-01 | 5960 ONTARIO STREET, Vancouver, BC V5W 2M2 | Electrical Permit | Residential | New | Issued | Installation / Repair - Residential - (Low Voltage) Tel, Data, Tv, Vacuum Speakers, Cameras, Pre Wire And Complete Security Alarm System. - Contact Ninda 604-781-5368 >BP: To construct a 2 storey + basement one-family dwelling with a secondary suite ($646,520.00) located in the basement with a detached accessory building (garage), at the rear providing 2 parking spaces, having vehicular access from the lane. Note: This is a 2 storey building pursuant to the Zoning and Development By-Law 1- Covenant registered at the Land Title Office under CB156000 2- No strata titling permitted 3- Bar sink not proposed 4- A/C unit proposed in the rear yard 5- Schedule B: S. Dulay, P.Eng. (604-603-7254) Structural & Glass Guard 6- Schedule B: Paullus K.F. Young, P.Eng. (604-841-7748) Geotechnical 7- HPO: Residential Builder – iDream Homes Ltd. 8- The entire building to be sprinklered to NFPA 13D. 9- As shown by an asterisk (*) on the building permit floor plans and/or elevations, exit protection is required to be provided in accordance with Articles 9.9.4.4., 9.9.4.6., and/or 9.37.2.8. of the 2019 VBBL ***This permit has been issued under the VBBL 2019, with updated energy requirements as per bylaw # 12997 effective Jan 01, 2022.*** | Ads Security Systems Ltd
GP-2022-03663 | 2022-11-21 | 2586 NAPIER STREET, Vancouver, BC V5K 2W5 | Gas Permit | Residential | New | Completed | Residential - replacement of furnace | Royal Pro Heating Ltd
GP-2023-01131 | 2023-04-03 | 5759 MONTGOMERY STREET, Vancouver, BC V6M 2X3 | Gas Permit | Residential | Renovation | Completed | Residential - Upgrade low efficiency boiler to high efficiency boiler | Pentonn Plumbing and Heating Services
GP-2023-01913 | 2023-06-26 | 6618 MONTGOMERY STREET, Vancouver, BC V6P 4G4 | Gas Permit | Residential | Addition | Completed | Residential - Replace 1 boiler | Canadian Pacific Heating and Plumbing Inc
GP-2022-00745 | 2022-03-08 | 6738 MONTGOMERY STREET, Vancouver, BC V6P 4G4 | Gas Permit | Residential | Renovation - Dwelling Unit(s) only | Completed | Residential - Installing on-demand water heater | Reid Brothers Plumbing & Heating Ltd
PP-2023-00478 | 2023-02-10 | 2450 OLIVER CRESCENT, Vancouver, BC V6L 1S7 | Plumbing Permit | Residential | New | Completed | Residential - install one 3/4 PRV and one Double Check for lawn inrrigation >BP: To construct a 2 storey one-family dwelling with a secondary suite located in the Cellar with 1 attached garage with the laneway and 1 open parking over gravel, providing a total of 2 parking spaces, having vehicular access from the lane. | MYW HOMES LANDSCAPING INC.
GP-2023-03135 | 2023-10-19 | 1233 NANTON AVENUE, Vancouver, BC V6H 2C7 | Gas Permit | Residential | New | Completed | Residential - furnace installation | Pro Ace Heating & Air Conditioning Services Ltd
GP-2023-02474 | 2023-08-25 | 1233 NANTON AVENUE, Vancouver, BC V6H 2C7 | Gas Permit | Residential | Addition | Completed | Residential - 1 gas fireplace venting and hook up only | Urban Fireplaces Ltd
GP-2023-03808 | 2023-12-05 | 957 NICOLA STREET, Vancouver, BC | Gas Permit | Commercial | New | Issued | Commercial - running a gas line for all the dryers and gas ranges in 4 units running a gas line for the boiler (central for all the units) running a gas line for future commercial unit >BP: To perform interior and exterior alterations to an existing Heritage B mixed-use building, including changing the use from housekeeping units to dwelling units. Gas pressure 2 psi Total load connected 390000 btu (CF-2021-015855) | Seven Mechanical Ltd
PP-2023-04099 | 2023-11-23 | 957 NICOLA STREET, Vancouver, BC | Plumbing Permit | Commercial | Renovation | Issued | Commercial - adding new fixtures to the building. >BP: To perform interior and exterior alterations to an existing Heritage B mixed-use building, including changing the use from housekeeping units to dwelling units. Note: Existing ground floor has a group D occupancy and retained. Related to DP-2022-00310. | Seven Mechanical Ltd
SP-2023-00688 | 2023-12-14 | 957 NICOLA STREET, Vancouver, BC | Sprinkler Permit | Residential | Renovation | Issued | Residential - For all sprinkler work to the 2019 VBBL; NFPA 13, 2013; for work below to perform interior and exterior alterations to an existing Heritage B mixed-use building, including changing the use from housekeeping units to dwelling units. A new sprinkler system is to be installed. Engineer of Record: Farzad Hemmati 604-649-4574 farzadh@bmactc.com | Evolution Fire Suppression Ltd
SP-2022-00066 | NULL | 1039 NICOLA STREET, Vancouver, BC V6G 2E1 | Sprinkler Permit | Commercial | New | Applicant Revisions | Commercial - installation of automatic sprinkler system >BP; To construct a new 4 storey, 9-unit multiple dwelling building on this site with one level of underground parking having vehicular access from the lane. To be reviewed under the 2019 VBBL. | NULL
EP-2022-06321 | 2022-07-26 | 1039 NICOLA STREET, Vancouver, BC V6G 2E1 | Electrical Permit | Commercial | New | Expired | Temporary Power - Commercial - To provide temporary power. | Sunrays Electrical Ltd
EP-2023-07789 | 2023-08-25 | 1039 NICOLA STREET, Vancouver, BC V6G 2E1 | Electrical Permit | Commercial | New | Issued | Temporary Power - Commercial - To provide temporary power. | Sunrays Electrical Ltd
PP-2023-03936 | NULL | 1039 NICOLA STREET, Vancouver, BC V6G 2E1 | Plumbing Permit | Commercial | New | Applicant Revisions | Commercial - Plumbing works >BP: To construct a new 4 storey, 9-unit multiple dwelling building on this site with one level of underground parking having vehicular access from the lane. NFPA 13R To be reviewed under the 2019 VBBL. | RAHELU PLUMBING & HEATING LTD.
EP-2024-00274 | NULL | 1039 NICOLA STREET, Vancouver, BC V6G 2E1 | Electrical Permit | Commercial | New | Application Incomplete | Installation / Repair - Commercial - new 9 apartmant unit-new wiring and new service BP-2020-01586 To construct a new 4 storey, 9-unit multiple dwelling building on this site with one level of underground parking having vehicular access from the lane. NFPA 13R To be reviewed under the 2019 VBBL. | Sunrays Electrical Ltd
EP-2022-00070 | 2022-01-07 | 1108 NICOLA STREET, Vancouver, BC V6G 2E2 | Electrical Permit | Commercial | Renovation - Dwelling Unit(s) only | Completed | Installation / Repair - Commercial - Aluminum pigtailing - replacing aluminum pigtails with copper pigtails for each device. Will be using antioxidant and aluminum rated Marrettes. Emergency lighting | Nelcan Electric Ltd
SP-2022-00841 | 2022-11-02 | 1228 NICOLA STREET, Vancouver, BC V6G 2Y6 | Sprinkler Permit | Commercial | Renovation | Completed | Commercial - For sprinkler system alterations to the 2019 VBBL, NFPA 13, 2013 and NFPA 14, 2013 for the retroactive installation of an AMES 2000SS 4 DCVA on the existing fire protection system in this existing residential building. Notes: 1. Fire protection Engineer of record Ryan Pavey of Cardinal engineering T: (604) 605 0606 E: pavey@cardinalfire.ca 2. One set of approved drawings and permit to be available for viewing at the jobsite. 3. Separate permit and documents required for any electrical or fire alarm related work. ***If the building is equipped with a fire alarm system the DCVA must be monitored by the fire alarm system.*** | Titan Fire Protection Ltd
EP-2022-07610 | 2022-09-13 | 1228 NICOLA STREET, Vancouver, BC V6G 2Y6 | Electrical Permit | Commercial | Renovation | Completed | Installation / Repair - Commercial - *EMERGENCY* To replace existing panel components for Mircom with new Mircom, same model due to water damage. Note: This permit has been issued based on Bulletin 2018-004-BU/EL. | Fina Electrical Systems Ltd
PP-2022-04279 | 2022-11-29 | 1228 NICOLA STREET, Vancouver, BC V6G 2Y6 | Plumbing Permit | Commercial | Addition | Completed | Commercial - install dcv as required by the cov on water main to building | Inline Sales & Service Ltd
GP-2023-02863 | 2023-09-29 | 2118 NEWPORT AVENUE, Vancouver, BC V5P 2H8 | Gas Permit | Residential | Renovation | Completed | Residential - hwt re&re | Ferenc Nagy
EP-2023-00183 | 2023-01-10 | 5577 ORMIDALE STREET, Vancouver, BC V5R 4R2 | Electrical Permit | Residential | Tenant Improvement | Issued | Installation / Repair - Residential - Disconnected all circuits and made the electrical panel safe. Amend: Jan 17, 2023 Amend permit for service reconnection. to single phase 3 wire. | Novawest Electrical Services Ltd
EP-2023-00115 | 2023-02-24 | 5835 ORMIDALE STREET, Vancouver, BC V5R 4R4 | Electrical Permit | Residential | Addition | Completed | Installation / Repair - Residential - As per City of Vancouver letter dated August 15, 2022 Electrical safety check and non-compliance correcting -CF-2021-005216 & CF-2022-008044 | ShaoJun Li / Glee Electric Contractor Ltd
GP-2022-03036 | 2022-10-11 | 5835 ORMIDALE STREET, Vancouver, BC V5R 4R4 | Gas Permit | Residential | Tenant Improvement | Completed | Residential - remove some gas pipe and cap it. -reference: CF-2022-008044 | Prolink Service Inc
PP-2022-03133 | 2022-09-09 | 5835 ORMIDALE STREET, Vancouver, BC V5R 4R4 | Plumbing Permit | Residential | Tenant Improvement | Completed | Residential - remove illegal water pipe, and service the gas pipe and vent system | Prolink Service Inc
PP-2023-03723 | 2023-10-23 | 3674 OXFORD STREET, Vancouver, BC V5K 1P3 | Plumbing Permit | Residential | New | Issued | Residential - 2FD - #1 & #2 - Installation of sump for rwl and footing drains | Bison Excavation & Demolition
EP-2023-10304 | 2023-12-14 | 3674 OXFORD STREET, Vancouver, BC V5K 1P3 | Electrical Permit | Residential | New | Issued | Installation / Repair - Residential - Electrical wiring and service installation for duplex house >BP: To construct a two-storey two-family dwelling ($700,000) with a detached accessory building (garage) at the rear providing 2 parking spaces, having vehicular access from the lane. Note: This Building Permit will remain in a suspended status until the associated (green) Demolition Permit BP-2023-02920 is completed. Note: This is a 2.5 storey building pursuant to the Zoning and Development By-Law 1. External mechanical unit proposed 2. Schedule B: Govinder S Dhesi P.Eng 604-580-3275 Structural & Geotechnical 3. HPO: Residential Builder - Amariya Homes Ltd FRONT UNIT #1-3674 Oxford St - Principal Dwelling (north portion 1st-3rd floors + crawlspace) BACK UNIT #2-3674 Oxford St - Principal Dwelling (south portion 1st-3rd floors + crawlspace) | SIGMA ELECTRICAL LTD
EP-2023-09918 | 2023-11-02 | 3674 OXFORD STREET, Vancouver, BC V5K 1P3 | Electrical Permit | Residential | New | Issued | Temporary Power - Residential - To provide temporary power. | SIGMA ELECTRICAL LTD
NULL | NULL | 88 PACIFIC BOULEVARD, Vancouver, BC | Electrical Permit | Commercial | NULL | Draft | Special Event - Installation of mobile substation for use with Touring event Cirque du Soleil Allegria 2022 2500 KVA Substation | WESTPEAK ELECTRICAL LTD
EP-2022-01091 | 2022-03-09 | 88 PACIFIC BOULEVARD, Vancouver, BC | Electrical Permit | Commercial | New | Expired | Special Event - Install of 2500 KVA Substation as per drawings, for Special Event. AMEND: MAR 14/2022 CHANGE SERVICE TO 'NEW' AND AMEND PERMIT TO SHOW: VOLTS - 12470v AMPS- 120a KVA - 1750kva | WESTPEAK ELECTRICAL LTD
EP-2023-07551 | 2023-08-18 | 88 PACIFIC BOULEVARD, Vancouver, BC | Electrical Permit | Commercial | New | Expired | Special Event - Install of 2500 KVA Substation as per drawings, for Special Event. -Installation of temp power shack for Cirque du Soleil show. AMEND: MAR 14/2022 CHANGE SERVICE TO 'NEW' AND AMEND PERMIT TO SHOW: VOLTS - 12470v AMPS- 120a KVA - 1750kva | WESTPEAK ELECTRICAL LTD
EP-2023-08727 | 2023-09-27 | 88 PACIFIC BOULEVARD, Vancouver, BC | Electrical Permit | Commercial | NULL | Expired | Special Event - provide temporary electrical distribution for special event " CIBC Run for the Cure" from generator. | 0880441 BC Ltd
EP-2022-07119 | 2022-08-24 | 88 PACIFIC BOULEVARD, Vancouver, BC | Electrical Permit | Commercial | NULL | Expired | Special Event - 200 Amp Power to feed Food vendors and entertainment for the Lululemon Summer Fun Fest Event 2022 | Production Power Corporation
NULL | NULL | 88 PACIFIC BOULEVARD, Vancouver, BC | Electrical Permit | Commercial | NULL | Withdrawn | Movie Set / Filming - To allow for Movie Set/Filming Applicant shall provide completed Contractor Declaration form, and dates of filming and associated location(s) to csinspection.clerks@vancouver.ca prior to the commencement of filming. Visit vancouver.ca/inspections for more details. | Northkamp Enterprises Inc
NULL | NULL | 88 PACIFIC BOULEVARD, Vancouver, BC | Electrical Permit | Commercial | Renovation | Draft | Installation / Repair - Commercial - Wiring for commercial commissary kitchen. | Fitterer Electric Ltd
GP-2023-00836 | 2023-03-08 | 3498 OSLER STREET, Vancouver, BC V6H 2W3 | Gas Permit | Residential | Renovation - Dwelling Unit(s) only | Completed | Residential - Installing two gas boilers | Reid Brothers Plumbing & Heating Ltd
GP-2023-00755 | 2023-03-03 | 3498 OSLER STREET, Vancouver, BC V6H 2W3 | Gas Permit | Residential | Renovation - Dwelling Unit(s) only | Completed | Residential - Installing gas boiler | Reid Brothers Plumbing & Heating Ltd
NULL | NULL | 21 N RENFREW STREET, Vancouver, BC V5K 3N6 | Electrical Permit | Commercial | Renovation | Draft | Installation / Repair - Commercial - lighting retrofit | TDR Electric Inc
EP-2022-06339 | 2022-08-04 | 100 N RENFREW STREET, Vancouver, BC | Electrical Permit | Commercial | Tenant Improvement | Completed | Installation / Repair - Commercial - Full lighting retrofit (remove and replace) at the Pacific Coliseum Building. | TDR Electric Inc
EP-2022-07569 | 2022-09-09 | 100 N RENFREW STREET, Vancouver, BC | Electrical Permit | Commercial | Addition | Completed | Installation / Repair - Commercial - Relocate data and fiber cables into the new cabinet; Install (1) Cat6 cable for (1) AP; Install customer supplied wall mount cabinet in the Pacific Dining Lounge. | Houle Electric Limited
EP-2022-09119 | 2022-10-27 | 100 N RENFREW STREET, Vancouver, BC | Electrical Permit | Commercial | NULL | Expired | Special Event - Distribution of trade show exhibitor power for the Pet Lovers show at the PNE from November 5 & 6 at the Pacific Coliseum | Nonis Electrical Services Inc
EP-2022-10731 | 2022-12-21 | 100 N RENFREW STREET, Vancouver, BC | Electrical Permit | Commercial | Tenant Improvement | Completed | Installation / Repair - Commercial - Install CAT6 cables & 80' of 1" conduit in Coliseum. 1 run of 4x CAT6 cables from Pizza Pizza concession switch to north score board wall for TV, 1 run of 4x CAT6 cables from west concession stand to west corridor wall for TV upgrade. | Houle Electric Limited
EP-2023-01685 | 2023-02-28 | 100 N RENFREW STREET, Vancouver, BC | Electrical Permit | Commercial | NULL | Expired | Movie Set / Filming - To allow for Movie Set/Filming Applicant shall provide completed Contractor Declaration form, and dates of filming and associated location(s) to csinspection.clerks@vancouver.ca prior to the commencement of filming. Visit vancouver.ca/inspections for more details. | Means of Production Inc
NULL | NULL | 100 N RENFREW STREET, Vancouver, BC | Electrical Permit | Commercial | Addition | Withdrawn | Temporary Power - Commercial - To provide temporary power. | Riviers Electric Services Inc
EP-2023-10244 | 2023-11-15 | 100 N RENFREW STREET, Vancouver, BC | Electrical Permit | Commercial | NULL | Expired | Special Event - supply power to vendors for the show Hopscotch | Riviers Electric Services Inc
EP-2022-00851 | 2022-02-03 | 100 N RENFREW STREET, Vancouver, BC | Electrical Permit | Commercial | NULL | Expired | Movie Set / Filming - To allow for Movie Set/Filming Applicant shall provide completed Contractor Declaration form, and dates of filming and associated location(s) to csinspection.clerks@vancouver.ca prior to the commencement of filming. Visit vancouver.ca/inspections for more details. Amend Feb 8, 2022 start date Feb 5th 2022, not feb 6th 2022 | Circle Productions Ltd
EP-2022-00749 | 2022-10-11 | 100 N RENFREW STREET, Vancouver, BC | Electrical Permit | Commercial | Renovation | Completed | Installation / Repair - Commercial - To install electrical for suppression releasing system inside server room at coliseum building | Fina Electrical Systems Ltd
EP-2022-01943 | 2022-03-15 | 100 N RENFREW STREET, Vancouver, BC | Electrical Permit | Commercial | Tenant Improvement | Completed | Installation / Repair - Commercial - Installation of a 1P-15A breaker and a 3P-15A breaker, using #14 AWG wire for Triacta submeter. Amend: June 28, 2022 change Address to 100 Renfrew st | Trudel, Daniel, DBA: Electrum Charging Solutions Inc.
EP-2022-01831 | 2022-03-09 | 100 N RENFREW STREET, Vancouver, BC | Electrical Permit | Commercial | NULL | Expired | Special Event - To provide temporary event power for the Lordco Autoparts Tradeshow. | Nonis Electrical Services Inc
EP-2023-08336 | 2023-09-14 | 150 N RENFREW STREET, Vancouver, BC | Electrical Permit | Commercial | Addition | Issued | Temporary Power - Commercial - To provide temporary power. | Riviers Electric Services Inc
EP-2023-02827 | 2023-04-03 | 188 N RENFREW STREET, Vancouver, BC | Electrical Permit | Commercial | NULL | Issued | Annual / Operating - Annual Operating Permit -Renewal of EP-2022-02721 Valid: March 31, 2023 - March 30, 2024 | Keystone Electric Ltd
EP-2022-06645 | 2022-08-08 | 188 N RENFREW STREET, Vancouver, BC | Electrical Permit | Commercial | NULL | Expired | Movie Set / Filming - To allow for Movie Set/Filming Applicant shall provide completed Contractor Declaration form, and dates of filming and associated location(s) to csinspection.clerks@vancouver.ca prior to the commencement of filming. Visit vancouver.ca/inspections for more details. | Filmgroup.tv Ltd
EP-2022-02721 | 2022-04-05 | 188 N RENFREW STREET, Vancouver, BC | Electrical Permit | Commercial | NULL | Expired | Annual / Operating - Annual Operating Permit -Renewal of EP-2021-02703 Valid: March 31, 2022 - March 30, 2023 | Keystone Electric Ltd
EP-2022-06597 | NULL | 188 N RENFREW STREET, Vancouver, BC | Electrical Permit | Commercial | Renovation | Withdrawn | Installation / Repair - Commercial - Run new fire alarm wire for VIP fire services. I'm both stable area and inside main building. | Shield Electric Ltd
EP-2022-04572 | 2022-06-01 | 116 N SKEENA STREET, Vancouver, BC V5K 3P4 | Electrical Permit | Residential | Tenant Improvement | Completed | Installation / Repair - Residential - Electrical install of heat pump. BP not required. No change to existing service. | Moore And Russell Heating And Air Conditioning Ltd
GP-2023-02464 | 2023-08-23 | 150 N SKEENA STREET, Vancouver, BC V5K 3P4 | Gas Permit | Residential | Addition | Completed | Residential - 1 Water Heater installation of a tankless water heater | Zappone Plumbing & Heating
EP-2023-10213 | 2023-11-10 | 4 N SLOCAN STREET, Vancouver, BC V5K 3L9 | Electrical Permit | Residential | New | Issued | Temporary Power - Residential - To provide temporary power. | OPTIMUM ELECTRICAL LTD
EP-2023-08104 | 2023-09-07 | 140 N SLOCAN STREET, Vancouver, BC V5K 3M2 | Electrical Permit | Residential | Tenant Improvement | Completed | Installation / Repair - Residential - Install an emergency lighting battery pack above entrance door off area lighting power to smoke alarms meet requirements of city for home business and safety check for DaycareIA-2023-00255 | Accurate Electric Ltd.
GP-2022-02224 | 2022-07-28 | 636 N SLOCAN STREET, Vancouver, BC V5K 3M7 | Gas Permit | Residential | Tenant Improvement | Completed | Residential - Decommissioning and removal of gas furnace | 0994152 BC Ltd
EP-2022-06788 | NULL | 636 N SLOCAN STREET, Vancouver, BC V5K 3M7 | Electrical Permit | Residential | Tenant Improvement | Applicant Revisions | Installation / Repair - Residential - Electrical to heat pump unit *An approved mechanical permit is required for heat pump installation before an electrical inspection will be performed | 0994152 BC Ltd
EP-2022-06560 | 2022-08-26 | 640 N SLOCAN STREET, Vancouver, BC V5K 3M7 | Electrical Permit | Residential | Addition | Completed | Installation / Repair - Residential - installation of new second overhead mast and service for EV Charger Installation of 240v 50amp circuit for client supplied ev charger. new service is 100amps 1 phase on garage | Whitley Electric Ltd
GP-2023-00517 | 2023-02-13 | 1335 NANTON AVENUE, Vancouver, BC V6H 2C8 | Gas Permit | Residential | Renovation | Completed | Residential - hot water tank replacement | Reid Brothers Plumbing & Heating Ltd
EP-2022-03997 | 2022-05-20 | 1388 NANTON AVENUE, Vancouver, BC V6H 2C9 | Electrical Permit | Residential | Renovation - Dwelling Unit(s) only | Completed | Installation / Repair - Residential - Service up grade, overhead service -increase service to 200amp in same location 1 phase 3 wire Amend: July 6, 2022 Adding two mini splits in the back yard | Bisco Electrical Contracting Ltd.
EP-2022-04031 | 2022-05-31 | 1526 NANTON AVENUE, Vancouver, BC V6J 2X2 | Electrical Permit | Residential | New | Issued | Installation / Repair - Residential - wiring throughout the whole house (not including extra low voltage) >BP: To construct a 2 storey + basement one-family dwelling with a secondary suite ($2,000,000) located in the basement with a detached accessory building (garage), at the rear providing 2 parking spaces, having vehicular access from the lane. Note: Parking for the site has been provided under DB-2021-02525 (Laneway House) Note: This is a 2 storey building pursuant to the Zoning and Development By-Law Covenant to be registered prior to sheathing inspection 1- No strata titling permitted 2- No Bar sink proposed 3- A/C unit proposed on main floor 4- Schedule B: Heqing Jian P.Eng (778.987.7461) Geotechnical 5- Schedule B: Shaozhe Guo (778.926.0525) Structural 6- HPO: Residential Builder - TX CONTRACTING LTD | Vanflow Electrical Ltd
EP-2022-03409 | 2022-04-27 | 1526 NANTON AVENUE, Vancouver, BC V6J 2X2 | Electrical Permit | Residential | New | Expired | Temporary Power - Residential - To provide temporary power. | Vanflow Electrical Ltd
GP-2023-01896 | 2023-06-23 | 1526 NANTON AVENUE, Vancouver, BC V6J 2X2 | Gas Permit | Residential | New | Issued | Residential - 1 Range, 1 Boiler, 1 BBQ & 1 Fireplace >BP: To construct a 2 storey + basement one-family dwelling with a secondary suite | PRIDE GAS & HEATING LTD.
GP-2023-02075 | 2023-07-12 | 1526 NANTON AVENUE, Vancouver, BC V6J 2X2 | Gas Permit | Residential | New | Issued | Residential - 1 GAS FIREPLACE VENT UP AND OUT THE WALL, VENT AND CONNECT ONLY >BP: To construct a 2 storey + basement one-family dwelling with a secondary suite | The LM Fireplace Warehouse Ltd.
SP-2023-01197 | 2023-07-06 | 1526 NANTON AVENUE, Vancouver, BC V6J 2X2 | Sprinkler Permit | Residential | New | Issued | Residential - New fire sprinkler installation >BP: To construct a 2 storey + basement one-family dwelling with a secondary suite located in the basement with a detached accessory building (garage), at the rear providing 2 parking spaces, having vehicular access from the lane. Note: Parking for the site has been provided under DB-2021-02525 (Laneway House) Note: This is a 2 storey building pursuant to the Zoning and Development By-Law Covenant to be registered prior to sheathing inspection 1- No strata titling permitted 2- No Bar sink proposed 3- A/C unit proposed on main floor 4- Schedule B: Heqing Jian P.Eng (778.987.7461) Geotechnical 5- Schedule B: Shaozhe Guo (778.926.0525) Structural 6- HPO: Residential Builder - TX CONTRACTING LTD | Spectrum Fire Protection Ltd
EP-2023-04666 | 2023-05-29 | 1526 NANTON AVENUE, Vancouver, BC V6J 2X2 | Electrical Permit | Residential | New | Issued | Installation / Repair - Residential - Complete security alarm, cable, tel, data, cameras, speakers, doorbell. >BP: To construct a 2 storey + basement one-family dwelling with a secondary suite ($2,000,000) located in the basement with a detached accessory building (garage), at the rear providing 2 parking spaces, having vehicular access from the lane. | One Stop Alarm Systems Ltd
PP-2023-02012 | 2023-06-07 | 1526 NANTON AVENUE, Vancouver, BC V6J 2X2 | Plumbing Permit | Residential | New | Issued | Residential - Gravity Sump | TX CONTRACTING LTD
EP-2023-03863 | 2023-05-03 | 1526 NANTON AVENUE, Vancouver, BC V6J 2X2 | Electrical Permit | Residential | New | Issued | Temporary Power - Residential - To provide temporary power. | Vanflow Electrical Ltd
PP-2022-03083 | 2022-09-06 | 1526 NANTON AVENUE, Vancouver, BC V6J 2X2 | Plumbing Permit | Residential | New | Issued | Residential - Plumbing for: >BP: To construct a 2 storey + basement one-family dwelling with a secondary suite ($2,000,000) located in the basement with a detached accessory building (garage), at the rear providing 2 parking spaces, having vehicular access from the lane. | SKY HIGH PLUMBING & HEATING LTD
MP-2022-00222 | 2022-09-14 | 1526 NANTON AVENUE, Vancouver, BC V6J 2X2 | Mechanical Permit | NULL | NULL | Issued | NULL | SKY HIGH PLUMBING & HEATING LTD
MP-2023-02005 | 2023-11-08 | 1526 NANTON AVENUE, Vancouver, BC V6J 2X2 | Mechanical Permit | NULL | NULL | Issued | NULL | Lumi HVAC Ltd
EP-2022-03399 | 2022-07-12 | 2001 NANTON AVENUE, Vancouver, BC V6J 4A1 | Electrical Permit | Commercial | Renovation | Completed | Installation / Repair - Commercial - Extra low Voltage control wiring for 4 Roof Top Units RTU-10 and RTU-11 are the existing ones that have not been replaced. RTU-12 also is the existing one that has not been replaced, but the delta controller has been re-located. RTU-13 and RTU-14 are new ones that replaced the existing ones. Based on the mech drawing, both the existing one and the new one are 7.5 ton. The controllers for RTU-13 & RTU-14 also have been re-located. | ESC Automation Inc
EP-2022-02524 | 2022-03-29 | 2001 NANTON AVENUE, Vancouver, BC V6J 4A1 | Electrical Permit | Commercial | Renovation | Completed | Installation / Repair - Commercial - Interior alterations to provide improvements to the reception on the 3rd floor of this existing Sports/Social Club. This incudes lighing and power. Also there a few fire alarm devices to move. >BP: Interior alterations to provide improvements to the reception on the 3rd floor of this existing Sports/Social Club (A2) Building (The Arbutus Club). Th scope of work includes: adding new seating, fixtures, finishes, and millwork to the existing reception area. OK for Field Review per E.Howe, December 14, 2021 Letters of assurance submitted: Sch A: David N.Palmer, Architect,604.687.2511 Sch B (Arch): David N.Palmer, Architect,604.687.2511 Sch B (Mech, Plumb): Charles W. Powell, P. Eng., 604.595.4869 Sch B (Elec): Dave Hans, P.Eng., 604.474.4080 Notes: 1. Energy upgrade triggers: E2 - Lighting - Upgrade to incorporate Additional Controls for Special Applications (per 9.4.1.3 of ASHRAE 90.1-2016) | Root 3 Electric Ltd
EP-2022-01339 | 2022-02-23 | 2001 NANTON AVENUE, Vancouver, BC V6J 4A1 | Electrical Permit | Commercial | Renovation | Completed | Installation / Repair - Commercial - Install Network cable / Coax Cable / Speaker Cable >BP: Interior alterations to provide improvements to the reception on the 3rd floor of this existing Sports/Social Club (A2) Building (The Arbutus Club). Th scope of work includes: adding new seating, fixtures, finishes, and millwork to the existing reception area. OK for Field Review per E.Howe, December 14, 2021 Letters of assurance submitted: Sch A: David N.Palmer, Architect,604.687.2511 Sch B (Arch): David N.Palmer, Architect,604.687.2511 Sch B (Mech, Plumb): Charles W. Powell, P. Eng., 604.595.4869 Sch B (Elec): Dave Hans, P.Eng., 604.474.4080 Notes: 1. Energy upgrade triggers: E2 - Lighting - Upgrade to incorporate Additional Controls for Special Applications (per 9.4.1.3 of ASHRAE 90.1-2016) Amend: June 30, 2022 amend my permit to remove the speaker wiring, I installed network cabling, moved existing Shaw coax to Patch panel. | Dragonwires Telecom Inc.
PP-2022-00616 | 2022-03-04 | 2001 NANTON AVENUE, Vancouver, BC V6J 4A1 | Plumbing Permit | Commercial | Renovation | Completed | Commercial - 3RD FLOOR - Demo old washrooms- Plumbing for new washrooms. Interior alterations to provide improvements to the reception on the 3rd floor of this existing Sports/Social Club (A2) Building (The Arbutus Club). Th scope of work includes: adding new seating, fixtures, finishes, and millwork to the existing reception area. | Mainland Plumbing & Heating
SP-2022-00046 | 2022-02-02 | 2001 NANTON AVENUE, Vancouver, BC V6J 4A1 | Sprinkler Permit | Commercial | Tenant Improvement | Completed | Commercial - Sprinkler alterations to provide improvements to the reception on the 3rd floor of this existing Sports/Social Club (A2) Building (The Arbutus Club). Th scope of work includes: adding new seating, fixtures, finishes, and millwork to the existing reception area. | Tyco Integrated Fire & Security Canada Inc/Tyco Feu Et Securite Integres Canada Inc
EP-2023-10029 | 2023-11-07 | 2001 NANTON AVENUE, Vancouver, BC V6J 4A1 | Electrical Permit | Commercial | NULL | Issued | Annual / Operating - Annual electrical permit for the Arbutus club Renewal of EP-2023-00314 Valid August 24, 2023 to August 23,2024 | Root 3 Electric Ltd
EP-2023-11172 | 2023-12-14 | 2001 NANTON AVENUE, Vancouver, BC V6J 4A1 | Electrical Permit | Commercial | Renovation | Completed | Installation / Repair - Commercial - Replacing tennis court lighting with new LED. | Centre Electric Ltd
EP-2023-00314 | 2023-01-16 | 2001 NANTON AVENUE, Vancouver, BC V6J 4A1 | Electrical Permit | Commercial | NULL | Expired | Annual / Operating - Annual electrical permit for the Arbutus club Expired EP-2021-07467 Valid August 24, 2022 to August 23,2023 | Root 3 Electric Ltd
EP-2023-02991 | 2023-04-05 | 2001 NANTON AVENUE, Vancouver, BC V6J 4A1 | Electrical Permit | Commercial | Tenant Improvement | Completed | Installation / Repair - Commercial - Demo and make safe for awning and patio area. Remove and reinstall lighting in soffiting (CF-2023-003117) | Centre Electric Ltd
MP-2023-01230 | 2023-07-05 | 2008 NANTON AVENUE, Vancouver, BC V6J 2Y2 | Mechanical Permit | NULL | NULL | Completed | NULL | Moore & Russell Heating Ltd
EP-2023-06019 | 2024-01-04 | 2008 NANTON AVENUE, Vancouver, BC V6J 2Y2 | Electrical Permit | Residential | Tenant Improvement | Completed | Installation / Repair - Residential - ¦ 1FD/ DCC12/ HP ¦ Electrical installation of mini split system on a DCC-12 *MP-2023-01230: Issued (Heating and Cooling) *Primary source of heat for dwelling unit: Furnace | Moore And Russell Heating And Air Conditioning Ltd
EP-2022-08560 | 2022-10-11 | 5868 ORMIDALE STREET, Vancouver, BC V5R 4R3 | Electrical Permit | Residential | Renovation - Dwelling Unit(s) only | Completed | Installation / Repair - Residential - remove unauthorized kitchen stove power outlet , and hood fan Work for removal only | Shuming Electric Ltd
SP-2023-01446 | 2023-08-08 | 3490 OXFORD STREET, Vancouver, BC V5K 1N9 | Sprinkler Permit | Residential | New | Issued | Residential - install 33 sprinkler heads for new construction -The entire building to be sprinklered to 2 x NFPA 13D >BP: NOTE; Performance Pathway To construct a 2.5 storey two-family dwelling ($703,500) with a detached accessory building (garage) at the rear providing 2 parking spaces, having vehicular access from the lane. 1. A/C proposed – Exterior component located in rear yard, Interior component located in second floor closet. 2. Bar sink not proposed. 3. Schedule B: (YATENDRA KUMAR SHARMA) P.Eng (778-863-7076) Structural, Geotechnical, Item 1.5 4. HPO: Residential Builder- (Encore Collection Ltd.) Note: This is a 2.5 storey building pursuant to the Zoning and Development By-Law ***This permit is issued under the VBBL 2019, with updated energy requirements as per bylaw # 12997 effective Jan 01, 2022.*** | Preet Plumbing Heating And Sprinkle Ltd
EP-2023-07072 | 2023-08-16 | 3490 OXFORD STREET, Vancouver, BC V5K 1N9 | Electrical Permit | Residential | New | Issued | Installation / Repair - Residential - ¦ 2FD- 200A ¦ NEW ELECTRICAL FOR DUPLEX MAIN SERVICE 200AMPS 125AMPS TO EACH UNIT *An approved mechanical permit is required for the installation of air conditioning or heat pump unit at the time of installation before an electrical inspection will be performed To construct a 2.5 storey two-family dwelling with a detached accessory building (garage) at the rear providing 2 parking spaces, having vehicular access from the lane. 1. A/C proposed – Exterior component located in rear yard, Interior component located in second floor closet. 2. Bar sink not proposed. 3. Schedule B: (YATENDRA KUMAR SHARMA) P.Eng (778-863-7076) Structural, Geotechnical, Item 1.5 4. HPO: Residential Builder- (Encore Collection Ltd.) Note: This is a 2.5 storey building pursuant to the Zoning and Development By-Law | Indy Electrical Ltd
GP-2023-01764 | 2023-06-07 | 3490 OXFORD STREET, Vancouver, BC V5K 1N9 | Gas Permit | Residential | New | Issued | Residential - 2 Ranges & 2 BBQ's >BP: To construct a 2.5 storey two-family dwelling | One Stop Mechanical Ltd
PP-2023-02019 | 2023-06-07 | 3490 OXFORD STREET, Vancouver, BC V5K 1N9 | Plumbing Permit | Residential | New | Issued | Residential - 2FD - FRONT - 3490 OXFORD ST - #1 BACK - 3490 OXFORD ST - #2 New dplx >DB: To construct a 2.5 storey two-family dwelling with a detached accessory building (garage) at the rear providing 2 parking spaces, having vehicular access from the lane. 1. A/C proposed – Exterior component located in rear yard, Interior component located in second floor closet. 2. Bar sink not proposed. | One Stop Mechanical Ltd
PP-2023-01349 | 2023-04-19 | 3490 OXFORD STREET, Vancouver, BC V5K 1N9 | Plumbing Permit | Residential | New | Issued | Residential - Sanitary connection, rain water leaders, drain tiles, water line connection, storm sump | Platinum Excavating Ltd
EP-2023-00844 | 2023-01-31 | 3490 OXFORD STREET, Vancouver, BC V5K 1N9 | Electrical Permit | Residential | New | Expired | Temporary Power - Residential - To provide temporary power. | Indy Electrical Ltd
MP-2023-01883 | 2023-10-19 | 3490 OXFORD STREET, Vancouver, BC V5K 1N9 | Mechanical Permit | NULL | NULL | Issued | NULL | Power Cool Electrical & Refrigeration Mech Ltd
EP-2023-08802 | 2023-09-29 | 3490 OXFORD STREET, Vancouver, BC V5K 1N9 | Electrical Permit | Residential | New | Issued | Installation / Repair - Residential - Security Alarm, Internet, Intercom, TV, Tel., CCTV. >BP: NOTE; Performance Pathway To construct a 2.5 storey two-family dwelling ($703,500) with a detached accessory building (garage) at the rear providing 2 parking spaces, having vehicular access from the lane. 1. A/C proposed – Exterior component located in rear yard, Interior component located in second floor closet. 2. Bar sink not proposed. 3. Schedule B: (YATENDRA KUMAR SHARMA) P.Eng (778-863-7076) Structural, Geotechnical, Item 1.5 4. HPO: Residential Builder- (Encore Collection Ltd.) Note: This is a 2.5 storey building pursuant to the Zoning and Development By-Law Note: This Building Permit will remain in a suspended status until the associated (green) Demolition Permit BP-2022-03747 is completed. | Covert Security Solutions Inc
EP-2022-04500 | 2022-05-30 | 2666 OLIVER CRESCENT, Vancouver, BC V6L 1S7 | Electrical Permit | Residential | New | Expired | Temporary Power - Residential - To provide temporary power. | Dragon Electric Ltd
GP-2023-00476 | 2023-02-10 | 2666 OLIVER CRESCENT, Vancouver, BC V6L 1S7 | Gas Permit | Residential | New | Issued | Residential - Installation of 1 gas fireplaces - venting and hook up only >BP: To construct a 2 storey + basement one-family dwelling ($1,095,500) with a detached accessory building (garage), at the rear providing 3 parking spaces, having vehicular access from the lane. | Urban Fireplaces Ltd
EP-2023-01710 | 2023-03-01 | 2666 OLIVER CRESCENT, Vancouver, BC V6L 1S7 | Electrical Permit | Residential | New | Issued | Installation / Repair - Residential - Structured Cabling >BP: 1FD To construct a 2 storey + basement one-family dwelling ($1,095,500) with a detached accessory building (garage), at the rear providing 3 parking spaces, having vehicular access from the lane. Note: This is a 2 storey building pursuant to the Zoning and Development By-Law 1- Bar/Sink proposed in Basement 2- A/C unit proposed in rear yard and upper floor 3- Schedule B: Youhai Wang P.Eng (604-868-5638) Structural 4- Schedule B: J. Troy Issigonis P.Eng (604-770-0355) Geotechnical 5- HPO: Residential Builder - BATISTA PROPERTIES INC >>>>>>>>>>> Amend: April 17th -Can you please add class 2 circuits to the permit. | BC Smart Homes Ltd
GP-2023-01114 | 2023-03-31 | 2666 OLIVER CRESCENT, Vancouver, BC V6L 1S7 | Gas Permit | Residential | New | Issued | Residential - Gas piping for boiler, BBQ box, range and fireplace. >DB: To construct a 2 storey + basement one-family dwelling with a detached accessory building (garage), at the rear providing 3 parking spaces, having vehicular access from the lane. Note: This is a 2 storey building pursuant to the Zoning and Development By-Law 1- Bar/Sink proposed in Basement 2- A/C unit proposed in rear yard and upper floor | Christopher Alvarez Brown
MP-2023-01387 | 2023-07-28 | 2666 OLIVER CRESCENT, Vancouver, BC V6L 1S7 | Mechanical Permit | NULL | NULL | Issued | NULL | Lumi HVAC Ltd
PP-2022-03770 | 2022-10-21 | 2666 OLIVER CRESCENT, Vancouver, BC V6L 1S7 | Plumbing Permit | Residential | New | Issued | Residential - Plumbing single family dwelling >BP: 1FD To construct a 2 storey + basement one-family dwelling ($1,095,500) with a detached accessory building (garage), at the rear providing 3 parking spaces, having vehicular access from the lane. Note: This is a 2 storey building pursuant to the Zoning and Development By-Law 1- Bar/Sink proposed in Basement 2- A/C unit proposed in rear yard and upper floor 3- Schedule B: Youhai Wang P.Eng (604-868-5638) Structural 4- Schedule B: J. Troy Issigonis P.Eng (604-770-0355) Geotechnical 5- HPO: Residential Builder - BATISTA PROPERTIES INC ******THIS PERMIT HAS BEEN ISSUED UNDER THE REQUIREMENTS OF VBBL #12511 (2019)****** | Christopher Alvarez Brown
SP-2022-01779 | 2022-10-27 | 2666 OLIVER CRESCENT, Vancouver, BC V6L 1S7 | Sprinkler Permit | Residential | New | Issued | Residential - install new fire sprinkler system >BP: FD To construct a 2 storey + basement one-family dwelling ($1,095,500) with a detached accessory building (garage), at the rear providing 3 parking spaces, having vehicular access from the lane. Note: This is a 2 storey building pursuant to the Zoning and Development By-Law 1- Bar/Sink proposed in Basement 2- A/C unit proposed in rear yard and upper floor 3- Schedule B: Youhai Wang P.Eng (604-868-5638) Structural 4- Schedule B: J. Troy Issigonis P.Eng (604-770-0355) Geotechnical 5- HPO: Residential Builder - BATISTA PROPERTIES INC ******THIS PERMIT HAS BEEN ISSUED UNDER THE REQUIREMENTS OF VBBL #12511 (2019)****** | CENTRE LINE FIRE SPRINKLERS LTD
MP-2022-00518 | 2022-11-03 | 2666 OLIVER CRESCENT, Vancouver, BC V6L 1S7 | Mechanical Permit | NULL | NULL | Issued | NULL | Christopher Alvarez Brown
PP-2022-03360 | 2022-09-22 | 2666 OLIVER CRESCENT, Vancouver, BC V6L 1S7 | Plumbing Permit | Residential | New | Issued | Residential - Outside sump | Power Excavating Ltd
EP-2022-07513 | 2022-09-09 | 2666 OLIVER CRESCENT, Vancouver, BC V6L 1S7 | Electrical Permit | Residential | New | Issued | Installation / Repair - Residential - New electrical service for new construction 200amps >DB: To construct a 2 storey + basement one-family dwelling with a detached accessory building (garage), at the rear providing 3 parking spaces, having vehicular access from the lane. Note: This is a 2 storey building pursuant to the Zoning and Development By-Law 1- Bar/Sink proposed in Basement 2- A/C unit proposed in rear yard and upper floor | Gill Electric Co Ltd
MP-2023-00553 | 2023-03-31 | 2747 OLIVER CRESCENT, Vancouver, BC V6L 1S8 | Mechanical Permit | NULL | NULL | Issued | NULL | Moore And Russell Heating And Air Conditioning Ltd
EP-2023-02846 | 2023-04-14 | 2747 OLIVER CRESCENT, Vancouver, BC V6L 1S8 | Electrical Permit | Residential | Tenant Improvement | Issued | Installation / Repair - Residential - Electrical installation of mini split system. MP-2023-00553 | Moore And Russell Heating And Air Conditioning Ltd
EP-2022-03693 | 2022-05-10 | 2750 OLIVER CRESCENT, Vancouver, BC V6L 1S9 | Electrical Permit | Residential | Renovation | Completed | Installation / Repair - Residential - Rear A/C Install | Pacific Star Electric Inc
EP-2022-09574 | 2022-11-18 | 2758 OLIVER CRESCENT, Vancouver, BC V6L 1S9 | Electrical Permit | Residential | Renovation | Completed | Installation / Repair - Residential - 200amp service upgrade from existing, dedicated circuit for Heat Pump. Note: A mechanical permit is required. | Pacific Star Electric Inc
MP-2022-00677 | 2022-12-09 | 2758 OLIVER CRESCENT, Vancouver, BC V6L 1S9 | Mechanical Permit | NULL | NULL | Completed | NULL | Thomson Industries Ltd
MP-2022-00102 | 2022-08-12 | 8226 OAK STREET, Vancouver, BC V6P 4A7 | Mechanical Permit | NULL | NULL | Completed | NULL | Moore And Russell Heating And Air Conditioning Ltd
EP-2022-06819 | 2022-08-16 | 8226 OAK STREET, Vancouver, BC V6P 4A7 | Electrical Permit | Residential | Tenant Improvement | Completed | Installation / Repair - Residential - Service upgrade to 200 Amps. Electrical installation of heat pump after Service upgrade. BP not required Mechanical permit to be obtained -MP-2022-00102 | Moore And Russell Heating And Air Conditioning Ltd
EP-2022-09140 | 2022-11-07 | 8320 OAK STREET, Vancouver, BC V6P 4B1 | Electrical Permit | Commercial | Addition | Completed | Installation / Repair - Commercial - Install a DC fast charging station as per drawings. | Power Pros Electrical Ltd
EP-2022-02043 | 2022-03-15 | 6590 NANAIMO STREET, Vancouver, BC V5P 4L2 | Electrical Permit | Residential | Renovation | Completed | Installation / Repair - Residential - Upgrade electrical service from 100 amps to 125 amps for the principal house. | Cand Electric Limited
PP-2022-00635 | 2022-02-24 | 6590 NANAIMO STREET, Vancouver, BC V5P 4L2 | Plumbing Permit | Residential | New | Completed | Residential - 2 sumps without pump | Bhullar Excavating and Demolition
GP-2023-03686 | 2023-11-22 | 6621 NANAIMO STREET, Vancouver, BC V5P 4L3 | Gas Permit | Residential | Renovation - Dwelling Unit(s) only | Issued | Residential - TANKLESS REPLACEMENT | CoStar Home Energy Ltd
GP-2022-00581 | 2022-02-23 | 6682 NANAIMO STREET, Vancouver, BC V5P 4L2 | Gas Permit | Residential | Renovation | Completed | Residential - INSTALL 1 GAS INSERT USING EXISTING GAS LINE | The LM Fireplace Warehouse Ltd.
GP-2022-03419 | 2022-11-02 | 6690 NANAIMO STREET, Vancouver, BC V5P 4L2 | Gas Permit | Residential | New | Completed | Residential - 2FD - FRONT - 6692 NANAIMO ST BACK - 6690 NANAIMO ST Gas BBQ piping only >DB: To construct a two-storey two-family dwelling with a detached accessory building (garage) at the rear providing 2 parking spaces, having vehicular access from the lane. 1. A/C units proposed in rear yard 2. No Bar sinks proposed | Lally Plumbing & Heating Ltd
MP-2022-00252 | 2022-09-21 | 6690 NANAIMO STREET, Vancouver, BC V5P 4L2 | Mechanical Permit | NULL | NULL | Completed | NULL | Lally Plumbing & Heating Ltd
EP-2022-05987 | 2022-07-15 | 6690 NANAIMO STREET, Vancouver, BC V5P 4L2 | Electrical Permit | Residential | New | Expired | Temporary Power - Residential - To provide temporary power. | Roop Electric Co Ltd
MP-2022-00532 | 2022-11-08 | 6779 NANAIMO STREET, Vancouver, BC V5P 4L4 | Mechanical Permit | NULL | NULL | Completed | NULL | One Track Heating & Air Conditioning Inc.
EP-2022-10448 | 2022-12-13 | 6779 NANAIMO STREET, Vancouver, BC V5P 4L4 | Electrical Permit | Residential | Renovation | Completed | Installation / Repair - Residential - Electrical for Heat Pump Installation. RE MP-2022-00532 | ACS ELECTRICAL LTD
EP-2022-10024 | NULL | 6779 NANAIMO STREET, Vancouver, BC V5P 4L4 | Electrical Permit | Residential | Addition | Withdrawn | Installation / Repair - Residential - Electrical for heat pump installation related to MP-2022-00532 | ACS ELECTRICAL LTD
GP-2023-03962 | 2023-12-10 | 6808 NANAIMO STREET, Vancouver, BC V5P 4L6 | Gas Permit | Residential | Renovation | Completed | Residential - Furnace and water heater replaced | Midtown Heating & Cooling Ltd
GP-2022-03889 | 2022-12-06 | 6815 NANAIMO STREET, Vancouver, BC V5P 4L5 | Gas Permit | Residential | Tenant Improvement | Completed | Residential - Re Re furnace | Moore & Russell Heating Ltd
GP-2023-03845 | 2023-12-04 | 534 NANAIMO STREET, Vancouver, BC V5L 4S1 | Gas Permit | Residential | Renovation | Issued | Residential - To replace 1 hot water tank in the same location | Paolo's Plumbing & Heating Ltd
GP-2022-02996 | 2022-10-06 | 1420 NAPIER STREET, Vancouver, BC V5L 2M5 | Gas Permit | Residential | Tenant Improvement | Completed | Residential - Replace existing water heater and furnace | ROD MACBETH DBA: THE FIREPLACE GUY
EP-2022-01370 | 2022-02-24 | 1455 NAPIER STREET, Vancouver, BC V5L 2M6 | Electrical Permit | Commercial | Addition | Completed | Installation / Repair - Commercial - Installation of 2 SWTCH electric vehicle chargers. Each individual EVSE will operate at its designed maximum output until the maximum panel capacity is met, at which point, the SWTCH's load management system will equally divide the available panel capacity between EVSE. Never Exceeding 32A. Integrated into the listed model below. The manufacturer's specification of the EVSE, chargers. SWTCH Platinum EVSE Model: SC3-32A-H-G (manual / spec attached) The location of equipment. South wall of ground level car parking area (accessible via the North alley) The circuit rating and branch circuit conductor size. 40a 2p Circuit breaker, with 8 AWG wiring. There is no Strata Corporation at this location. I have attached an email from the COOP board president in PDF form. | Terminal City Electric Ltd
PP-2022-00532 | 2022-02-17 | 1455 NAPIER STREET, Vancouver, BC V5L 2M6 | Plumbing Permit | Residential | Addition | Completed | Residential - Add a 1” line with DCVA for irrigation. | False Creek Plumbing Inc
EP-2022-02653 | 2022-04-01 | 1661 NAPIER STREET, Vancouver, BC V5L 4X4 | Electrical Permit | Commercial | Renovation | Completed | Installation / Repair - Commercial - Wiring for PH monitor >BP: Exterior alterations only to provide for the installation of electrical vehicle charging equipment to be located in the existing parking lot at this existing Britannia Community Centre Building. Note: The scope of work also includes the required fire stopping to be installed for the penetration of the existing exterior wall as requested by the supervisor for the Building Inspections Branch. Note: Related to EP-2021-08199 and Case Reference 101015611808. OK to process as a DB application as per Sonia Erichsen, January 6, 2022. OK for SIPS processing as per Howie Chow, January 6, 2022. | Fraser Valley Refrigeration Ltd
EP-2022-02932 | 2022-04-12 | 1661 NAPIER STREET, Vancouver, BC V5L 4X4 | Electrical Permit | Commercial | Addition | Completed | Installation / Repair - Commercial - Install 12 Cat6 cables for CCTV Cameras & 1 single Cat6 drop for monitor/PC. | 4th Utility Inc
EP-2022-04354 | 2022-05-26 | 1661 NAPIER STREET, Vancouver, BC V5L 4X4 | Electrical Permit | Commercial | Renovation | Issued | Installation / Repair - Commercial - Replacement Condenser fan and motor re wiring | Fraser Valley Refrigeration Ltd
NULL | NULL | 1661 NAPIER STREET, Vancouver, BC V5L 4X4 | Electrical Permit | Commercial | Renovation | Draft | Installation / Repair - Commercial - Fan and motor wiring for condenser replacement | Fraser Valley Refrigeration Ltd
EP-2023-06379 | 2023-07-14 | 1661 NAPIER STREET, Vancouver, BC V5L 4X4 | Electrical Permit | Commercial | Renovation | Completed | Installation / Repair - Commercial - Installation of Low Voltage Wiring for control transformers. Extra low voltage control wiring for exhaust fans. | Ainsworth Inc
EP-2023-06198 | 2023-07-19 | 1661 NAPIER STREET, Vancouver, BC V5L 4X4 | Electrical Permit | Commercial | Renovation | Completed | Installation / Repair - Commercial - 1) Demo (including making safe all electrical). 2) Lighting - RELOCATE AS PER DRAWING 3) Power requirements 4) Mechanical - electrical requirements as per mechanical schedule -NORTH MECHANICAL ROOM -Remove power to existing exhaust fan and reinstate power to new exhaust fan c/w with new safety switch. Relocate (1) lighting fixture to accommodate new fan SOUTH MECHANICAL ROOM - Remove power to existing exhaust fan and reinstate power to new exhaust fan c/w with new safety switch. >BP: Exterior alterations only to provide for the installation of electrical vehicle charging equipment to be located in the existing parking lot at this existing Britannia Community Centre Building. Note: The scope of work also includes the required fire stopping to be installed for the penetration of the existing exterior wall as requested by the supervisor for the Building Inspections Branch. Note: Related to EP-2021-08199 and Case Reference 101015611808. OK to process as a DB application as per Sonia Erichsen, January 6, 2022. OK for SIPS processing as per Howie Chow, January 6, 2022. | Sasco Contractors Ltd
EP-2023-10633 | NULL | 1661 NAPIER STREET, Vancouver, BC V5L 4X4 | Electrical Permit | Commercial | Renovation | Application Incomplete | Installation / Repair - Commercial - Repairs to 3 water sourced heat pumps | Just Mechanical Ltd
GP-2023-03989 | 2023-12-12 | 1733 NAPIER STREET, Vancouver, BC V5L 2N1 | Gas Permit | Residential | Renovation | Completed | Residential - Furnace Replacement | Tek Climate Heating & Air Conditioning Ltd
EP-2023-01477 | 2023-03-13 | 1747 NAPIER STREET, Vancouver, BC V5L 2N1 | Electrical Permit | Residential | Renovation | Completed | Installation / Repair - Residential - Kitchen reno: - wiring for appliances back into original locations (existing branch ccts) - updating counter plugs to code (20A) - new pot lights (15) - general plugs to code - adding plugs/2 sconces to new deck -- new branch circuits for kitchen appliances (same appliances as before, just updating wiring) - new pot lights throughout kitchen and powder room (Aprox 17) - ensuring plugs are to code; adding plugs where necessary. - adding deck plugs to code >BP: Exterior and interior alterations to provide improvements to this one family dwelling building on this site. Exterior work to infill a west elevation window, new nano system door at the north elevation and new skylights. Work includes kitchen renovation, powder room upgrades, and deck repair DBI to approve infilling of kitchen window on site Sch A & B (Arch): Ian Ross McDonald, 604-633-1830, Carcadden Stokes McDoanld Architects Inc. Sch B (Struct): Paul Henry, #19761, 604-254-0868, C.Y.Loh Associates Ltd. ReUP (Required 2pts; Proposed 2pts) Minor Air Sealing & Ventilation and controls - 1 pt each | New Moon Electric Ltd
PP-2023-00489 | 2023-02-13 | 1747 NAPIER STREET, Vancouver, BC V5L 2N1 | Plumbing Permit | Residential | Renovation | Completed | Residential - Plumbing renovation >BP: Exterior and interior alterations to provide improvements to this one family dwelling building on this site. Exterior work to infill a west elevation window, new nano system door at the north elevation and new skylights. Work includes kitchen renovation, powder room upgrades, and deck repair | Costello and Co. Plumbing Inc
GP-2023-02371 | 2023-08-14 | 1750 NAPIER STREET, Vancouver, BC V5L 2N2 | Gas Permit | Residential | Renovation | Completed | Residential - Re & Re Tankless | Milani Plumbing Heating & Air Conditioning Ltd
GP-2023-03459 | 2023-11-08 | 2038 NAPIER STREET, Vancouver, BC V5L 5B7 | Gas Permit | Residential | Renovation | Completed | Residential - replace gas furnace | Joyce Heating Services Ltd
GP-2022-03530 | 2022-11-10 | 2071 NAPIER STREET, Vancouver, BC V5L 2N8 | Gas Permit | Residential | Renovation | Completed | Residential - Re&re furnace (70.000 btu) | Milani Plumbing Heating & Air Conditioning Ltd
GP-2023-00612 | 2023-02-21 | 5538 OLYMPIC STREET, Vancouver, BC V6N 1Z5 | Gas Permit | Residential | Renovation | Completed | Residential - Re and Re furnace | Lambert Plumbing & Heating
GP-2022-03670 | 2022-11-22 | 1015 ODLUM DRIVE, Vancouver, BC V5L 3L5 | Gas Permit | Residential | Addition | Completed | Residential - re and re gas dryer | Christopher Sterling
EP-2023-00156 | 2023-01-16 | 1046 ODLUM DRIVE, Vancouver, BC V5L 3L6 | Electrical Permit | Residential | Addition | Completed | Installation / Repair - Residential - New 200A overhead service upgrade + new dedicated heat pump circuit -An approved mechanical permit is required for heat pump installation before an electrical inspection will be performed | KOVAC ELECTRICAL GROUP LTD.
GP-2023-00536 | 2023-02-14 | 1046 ODLUM DRIVE, Vancouver, BC V5L 3L6 | Gas Permit | Residential | Renovation - Dwelling Unit(s) only | Completed | Residential - heat pump installation | Central Commercial & Residential Services
MP-2023-00147 | 2023-02-05 | 1046 ODLUM DRIVE, Vancouver, BC V5L 3L6 | Mechanical Permit | NULL | NULL | Completed | NULL | Central Commercial & Residential Services
GP-2022-00845 | 2022-03-17 | 1140 ODLUM DRIVE, Vancouver, BC V5L 3L7 | Gas Permit | Residential | Renovation | Completed | Residential - Hot Water Tank Replacement | Hillcrest Plumbing & Heating (1991) Ltd
EP-2023-02597 | 2023-04-12 | 1148 ODLUM DRIVE, Vancouver, BC V5L 3L7 | Electrical Permit | Residential | Tenant Improvement | Completed | Installation / Repair - Residential - Ran a 30amp cable for heat pump *MP-2023-00486 | Bluephase Electrical Ltd
MP-2023-00486 | 2023-03-25 | 1148 ODLUM DRIVE, Vancouver, BC V5L 3L7 | Mechanical Permit | NULL | NULL | Completed | NULL | Enviroware Projects Ltd
GP-2023-00173 | 2023-01-16 | 6229 ONTARIO STREET, Vancouver, BC V5W 2M6 | Gas Permit | Residential | Renovation | Completed | Residential - Furnace Install | Truth Plumbing & HVAC Ltd
GP-2022-02163 | 2022-07-22 | 6370 ONTARIO STREET, Vancouver, BC V5W 2M8 | Gas Permit | Residential | Renovation | Completed | Residential - Hot Water Tank Replacement | Hillcrest Plumbing & Heating (1991) Ltd
GP-2023-00632 | 2023-02-22 | 6416 ONTARIO STREET, Vancouver, BC V5W 2M9 | Gas Permit | Residential | Renovation | Completed | Residential - Re & Re HWT Gas | Milani Plumbing Heating & Air Conditioning Ltd
PP-2023-04060 | 2023-11-20 | 6445 ONTARIO STREET, Vancouver, BC V5W 2N1 | Plumbing Permit | Residential | New | Completed | Residential - Replacing drain tile and installing a new sump. Case File CF-2023-005946: In Violation | GSP Services Ltd
EP-2023-01912 | 2023-03-16 | 6450 ONTARIO STREET, Vancouver, BC V5W 2M9 | Electrical Permit | Residential | Renovation | Completed | Installation / Repair - Residential - We are installing a circuit for a heat pump *MP-2022-00623 | Douglas Millington o/a Moose Electric
MP-2023-00951 | 2023-05-29 | 6450 ONTARIO STREET, Vancouver, BC V5W 2M9 | Mechanical Permit | NULL | NULL | Cancelled | NULL | Ashton Service Group/Ashton Mechanical Ltd.
MP-2022-00623 | 2022-11-28 | 6450 ONTARIO STREET, Vancouver, BC V5W 2M9 | Mechanical Permit | NULL | NULL | Completed | NULL | Ashton Service Group/Ashton Mechanical Ltd.
NULL | NULL | 6450 ONTARIO STREET, Vancouver, BC V5W 2M9 | Mechanical Permit | NULL | NULL | Draft | NULL | Ashton Service Group/Ashton Mechanical Ltd.
NULL | NULL | 6450 ONTARIO STREET, Vancouver, BC V5W 2M9 | Mechanical Permit | NULL | NULL | Draft | NULL | Ashton Service Group/Ashton Mechanical Ltd.
GP-2022-03811 | 2022-12-01 | 6450 ONTARIO STREET, Vancouver, BC V5W 2M9 | Gas Permit | Residential | Renovation | Completed | Residential - Decommission and removal of furnace | Ashton Service Group/Ashton Mechanical Ltd.
EP-2022-09481 | 2022-11-08 | 6450 ONTARIO STREET, Vancouver, BC V5W 2M9 | Electrical Permit | Residential | Renovation | Completed | Installation / Repair - Residential - Service upgrade from 100A/240V to 200A/240V | Vanpower Electrical Ltd.
GP-2023-04161 | 2023-12-21 | 6457 ONTARIO STREET, Vancouver, BC V5W 2N1 | Gas Permit | Residential | Renovation | Completed | Residential - hwt rere **Amendment- January 02/24 - changed from Commercial to Residential location** | Resilient Plumbing & Heating Inc
EP-2023-01750 | 2023-03-07 | 6655 ONTARIO STREET, Vancouver, BC | Electrical Permit | Commercial | Renovation | Completed | Installation / Repair - Commercial - Power connections to retractable bleachers >BP: Interior alterations to provide improvements to Stuidio-58 in the basement level of Building A School-University (Langara College) building on this site. Work to demolish the bleachers and add a new steel catwalk with storage beneath. Revision #1 - Update door schedule - Update building code summary - Existing paint sink shown on existing plans with additional demolition notes - Retractable bleachers included - New paint sink and new extra step added to existing stairs two new opening in CMU wall - Steel guardrail replaced with plywood clad steel structure wall, steel cover plate - Additional sections and details that were needed for construction drawings | JR ELECTRIC LTD.
EP-2023-03156 | 2023-04-12 | 6864 ONTARIO STREET, Vancouver, BC V5X 3B3 | Electrical Permit | Residential | New | Issued | Temporary Power - Residential - To provide temporary power. | Future Force Systems Ltd
PP-2024-00014 | 2024-01-04 | 6864 ONTARIO STREET, Vancouver, BC V5X 3B3 | Plumbing Permit | Residential | New | Issued | Residential - new plumbing for duplex >BP: To construct a two-storey two-family dwelling with two secondary suites ($857,500) located in the basement, with a detached accessory building (garage) with 2 surface parking at the rear providing total 4 parking spaces, having vehicular access from the lane. Note: This is a 2 storey building pursuant to the Zoning and Development By-Law 1. Covenant registered at the Land Title Office under CB611387 2. External mechanical unit proposed in the rear yard 3. Schedule B: Zhanchao Zhao, P.Eng. (604-526-1305) Structural & Geotechnical 4. HPO: Residential Builder - Hoboken Development B.C. Ltd. 5. The entire building to be sprinklered to 2 X NFPA 13D. 6. As shown by an asterisk (*) on the building permit floor plans and/or elevations, exit protection is required to be provided in accordance with Articles 9.9.4.4., 9.9.4.6., and/or 9.37.2.8. of the 2019 VBBL | Philip Ma
PP-2023-03888 | 2023-11-06 | 6864 ONTARIO STREET, Vancouver, BC V5X 3B3 | Plumbing Permit | Residential | New | Issued | Residential - Install two sumps without pump | Van-City Excavating Ltd
GP-2022-03855 | 2022-12-05 | 675 NANAIMO STREET, Vancouver, BC V5L 4S4 | Gas Permit | Residential | Tenant Improvement | Completed | Residential - Re re furnace and 50gal HWT | Moore & Russell Heating Ltd
EP-2023-04235 | 2023-05-15 | 4320 NANAIMO STREET, Vancouver, BC V5N 5J1 | Electrical Permit | Residential | New | Issued | Temporary Power - Residential - To provide temporary power. | Bindi Electrical Services Ltd
NULL | NULL | 4342 NANAIMO STREET, Vancouver, BC V5N 5J1 | Mechanical Permit | NULL | NULL | Withdrawn | NULL | NULL
EP-2023-03211 | 2023-04-13 | 4342 NANAIMO STREET, Vancouver, BC V5N 5J1 | Electrical Permit | Residential | New | Issued | Temporary Power - Residential - To provide temporary power. | C M & Sons Electrical Inc
GP-2023-01093 | 2023-03-30 | 4391 NANAIMO STREET, Vancouver, BC V5N 5H9 | Gas Permit | Residential | Addition | Completed | Residential - Tank-less re/re 199,000 BTU | HAMZEH GERAMI Dba Nation Heating & Cooling
MP-2024-00088 | 2024-01-20 | 4407 NANAIMO STREET, Vancouver, BC V5N 5J2 | Mechanical Permit | NULL | NULL | Issued | NULL | Tak Heating & Cooling Ltd
GP-2022-01178 | 2022-04-14 | 4448 NANAIMO STREET, Vancouver, BC V5N 5J3 | Gas Permit | Residential | Tenant Improvement | Completed | Residential - Re Re Furnace **Amend 04/25/2022** The water heater is also a Re Re | Moore & Russell Heating Ltd
EP-2022-04566 | 2022-06-01 | 4448 NANAIMO STREET, Vancouver, BC V5N 5J3 | Electrical Permit | Residential | Tenant Improvement | Issued | Installation / Repair - Residential - Electrical install of heat pump. BP not required. No change to existing service. | Moore And Russell Heating And Air Conditioning Ltd
EP-2023-09698 | 2023-11-06 | 2112 NAPIER STREET, Vancouver, BC V5L 2N9 | Electrical Permit | Residential | New | Issued | Installation / Repair - Residential - ¦ 2FD: LV ¦ Duplex. Wiring and finishing of extra low voltage >BP: To construct a two-storey Duplex (Building #1) and to construct a two-storey Single Detached House (Building #2) with an attached two-car garage, an attached electrical closet and one surface parking space at the rear, having vehicular access from the lane. - Related to DP-2021-00635. See BP-2022-03027 for Building #2. ******THIS PERMIT HAS BEEN REVIEWED & ISSUED UNDER THE REQUIREMENTS OF VBBL 2019 AND AMENDMENT EFFECTIVE JANUARY 1ST, 2022. ******** Building Review Branch Notes: 1. Struct. B & Geo. B are submitted. 2. All dwelling units have separate exterior entrances. 3. Entire building to be sprinklered to NFPA 13D requirements. 4. All new windows, doors, and skylights shall conform to AAMA/WDMA/CSA101/I.S.2/A440, NAFS. | Creative Security Solutions Ltd
MP-2023-01932 | 2023-10-29 | 2112 NAPIER STREET, Vancouver, BC V5L 2N9 | Mechanical Permit | NULL | NULL | Issued | NULL | FAST ROUTE PLUMBING & REFRIGERATION MECHANICAL LTD
GP-2023-03129 | 2023-10-19 | 2112 NAPIER STREET, Vancouver, BC V5L 2N9 | Gas Permit | Residential | New | Issued | Residential - 2 Ranges & 2 BBQ's Gas piping roughing & finishing >BP: To construct a two-storey Duplex (Building #1) and to construct a two-storey Single Detached House (Building #2) with an attached two-car garage, an attached electrical closet and one surface parking space at the rear, having vehicular access from the lane. | FAST ROUTE PLUMBING & REFRIGERATION MECHANICAL LTD
EP-2023-09176 | 2023-11-10 | 2112 NAPIER STREET, Vancouver, BC V5L 2N9 | Electrical Permit | Residential | New | Issued | Installation / Repair - Residential - Wiring and service. >BP: To construct a two-storey Duplex (Building #1) and to construct a two-storey Single Detached House (Building #2) with an attached two-car garage, an attached electrical closet and one surface parking space at the rear, having vehicular access from the lane. - Related to DP-2021-00635. See BP-2022-03027 for Building #2. ******THIS PERMIT HAS BEEN REVIEWED & ISSUED UNDER THE REQUIREMENTS OF VBBL 2019 AND AMENDMENT EFFECTIVE JANUARY 1ST, 2022. ******** Building Review Branch Notes: 1. Struct. B & Geo. B are submitted. 2. All dwelling units have separate exterior entrances. 3. Entire building to be sprinklered to NFPA 13D requirements. 4. All new windows, doors, and skylights shall conform to AAMA/WDMA/CSA101/I.S.2/A440, NAFS. | G.S.G. Electric Ltd.
PP-2023-02868 | 2023-08-14 | 2112 NAPIER STREET, Vancouver, BC V5L 2N9 | Plumbing Permit | Residential | New | Issued | Residential - 2FD - NORTH - 2112 NAPIER ST SOUTH - 2114 NAPIER ST ABS roughing & under ground water piping >BP: To construct a two-storey Duplex (Building #1) and to construct a two-storey Single Detached House (Building #2) with an attached two-car garage, an attached electrical closet and one surface parking space at the rear, having vehicular access from the lane. - Related to DP-2021-00635. See BP-2022-03027 for Building #2. ******THIS PERMIT HAS BEEN REVIEWED & ISSUED UNDER THE REQUIREMENTS OF VBBL 2019 AND AMENDMENT EFFECTIVE JANUARY 1ST, 2022. ******** Building Review Branch Notes: 1. Struct. B & Geo. B are submitted. 2. All dwelling units have separate exterior entrances. 3. Entire building to be sprinklered to NFPA 13D requirements. | Morteza Shahrvand
SP-2023-01763 | 2023-09-26 | 2112 NAPIER STREET, Vancouver, BC V5L 2N9 | Sprinkler Permit | Residential | New | Issued | Residential - 2FD - NORTH - 2112 NAPIER ST SOUTH - 2114 NAPIER ST To Install 32 sprinkler heads >BP: To construct a two-storey Duplex (Building #1) and to construct a two-storey Single Detached House (Building #2) with an attached two-car garage, an attached electrical closet and one surface parking space at the rear, having vehicular access from the lane. 2. All dwelling units have separate exterior entrances. 3. Entire building to be sprinklered to NFPA 13D requirements. ******THIS PERMIT HAS BEEN REVIEWED & ISSUED UNDER THE REQUIREMENTS OF VBBL 2019 AND AMENDMENT EFFECTIVE JANUARY 1ST, 2022. ******** | General Sprinkler Systems Ltd
EP-2023-04002 | 2023-05-08 | 2112 NAPIER STREET, Vancouver, BC V5L 2N9 | Electrical Permit | Residential | New | Issued | Temporary Power - Residential - To provide temporary power. NOTE: Work authorized by this permit is for placement of a temporary power pole only and does not authorize any site construction and/or excavation. A separate Building Permit will be required prior to commencement of any other work on this site. | G.S.G. Electric Ltd.
PP-2023-02432 | 2023-07-10 | 2112 NAPIER STREET, Vancouver, BC V5L 2N9 | Plumbing Permit | Residential | New | Issued | Residential - sump | Kingsman Excavating Ltd.
EP-2023-09358 | 2023-10-17 | 3195 OAK STREET, Vancouver, BC V6H 2L2 | Electrical Permit | Commercial | Renovation | Issued | Installation / Repair - Commercial - Remove old FACP and replace with new FACP. Note: The issuance of this permit is based on Bulletin 2018-004-BU/EL. | Shield Electric Ltd
EP-2023-11348 | 2023-12-22 | 3208 OAK STREET, Vancouver, BC V6H 2L3 | Electrical Permit | Commercial | Renovation | Issued | Installation / Repair - Commercial - Maintenance replacement of fire alarm - The control unit and annunciator. Note: The issuance of this permit is based on Bulletin 2018-004-BU/EL. | Fina Electrical Systems Ltd
EP-2024-00201 | 2024-01-10 | 3264 OAK STREET, Vancouver, BC V6H 2L3 | Electrical Permit | Commercial | Tenant Improvement | Issued | Installation / Repair - Commercial - • Provide new 100-amp fused disconnect with time delay fuses • Provide new 30-amp fused disconnect • Provide (3) new caged LED Lights and (2) GFCI plugs • Relocation of light switch in the elevator pit • Provide new #6 ground hypressed to the electrical room • Provide new cat 5 cable for the phone line • Fire stopping | Action Electric Ltd
EP-2023-10759 | 2023-12-11 | 3880 OAK STREET, Vancouver, BC V6H 2M5 | Electrical Permit | Commercial | Renovation | Issued | Installation / Repair - Commercial - Relight will retrofit fascia sign lighting to LED Relight will recycle all materials removed from site, and will verify all fixtures are functioning correctly before work is completed. The new illumination will be over 80% more energy efficient than existing. | 0968458 BC Ltd DBA Relight Solutions
EP-2022-03130 | 2022-04-19 | 3981 OAK STREET, Vancouver, BC V6H 4H5 | Electrical Permit | Commercial | Tenant Improvement | Completed | Installation / Repair - Commercial - Lo Voltage Data Cabling >BP: Floor Level 1 Interior alterations to this general office on the 1st floor to this existing mixed-use building on this site. Scope of work includes reconfiguring interior walls and adding new pot lights. OK for field review as per K. Kang, December, 22, 2021 Notes: - This building is sprinklered. DBI to determine on site if a separate sprinkler permit is required. - Energy upgrade - E2 - Lighting - Upgrade to incorporate Automatic Partial OFF (per 9.4.1.1.(g) of ASHRAE 90.1-2016) - DBI to determine on site if Schedule B, Structural, is required. Energy checklist is currently no longer required with your Building Permit (BP) application. Some supporting documents are still required at BP stage, specifically Envelope and HVAC, if applicable. Service Water Heating and Lighting supporting documents, if applicable, must be submitted with your related trades permits (e.g. electrical and plumbing). All energy upgrades will be checked during inspections stage. It is the applicant’s responsibility to identify and note all required upgrades including energy upgrades on their BP drawings at BP stage. | Spectrum Networks Inc
EP-2022-02129 | 2022-03-21 | 3981 OAK STREET, Vancouver, BC V6H 4H5 | Electrical Permit | Commercial | Tenant Improvement | Completed | Installation / Repair - Commercial - INSTALL NEW LIGHTING, DEVICES AND RUNNING MAN EXITS -ground cable for the Data wiring Rack that is being done by others -Space is existing and its a 200 amp 208 volt 3 phase 42 cct Panel. >BP: Floor Level 1 Interior alterations to this general office on the 1st floor to this existing mixed-use building on this site. Scope of work includes reconfiguring interior walls and adding new pot lights. OK for field review as per K. Kang, December, 22, 2021 Notes: - This building is sprinklered. DBI to determine on site if a separate sprinkler permit is required. - Energy upgrade - E2 - Lighting - Upgrade to incorporate Automatic Partial OFF (per 9.4.1.1.(g) of ASHRAE 90.1-2016) - DBI to determine on site if Schedule B, Structural, is required. Energy checklist is currently no longer required with your Building Permit (BP) application. Some supporting documents are still required at BP stage, specifically Envelope and HVAC, if applicable. Service Water Heating and Lighting supporting documents, if applicable, must be submitted with your related trades permits (e.g. electrical and plumbing). All energy upgrades will be checked during inspections stage. It is the applicant’s responsibility to identify and note all required upgrades including energy upgrades on their BP drawings at BP stage. | Deltec Electric Ltd
NULL | NULL | 3981 OAK STREET, Vancouver, BC V6H 4H5 | Electrical Permit | Commercial | Tenant Improvement | Draft | Installation / Repair - Commercial - INSTALL NEW LIGHTING, RUNNING MAN EXITS AND MISC DEVICES | Deltec Electric Ltd
PP-2022-01002 | 2022-03-25 | 3981 OAK STREET, Vancouver, BC V6H 4H5 | Plumbing Permit | Commercial | Renovation | Completed | Commercial - The reinstating of a kitchen sink, utilizing an existing drain/vent and adding water lines branching off of existing 3/4" water lines Floor Level 1 Interior alterations to this general office on the 1st floor to this existing mixed-use building on this site. Scope of work includes reconfiguring interior walls and adding new pot lights. | PIPEWORKS MECHANICAL
EP-2023-09414 | 2023-10-18 | 4141 OAK STREET, Vancouver, BC V6H 2N1 | Electrical Permit | Commercial | Renovation | Completed | Installation / Repair - Commercial - To replace the failed Mirtone 7200 fire panel to Mircom FA-106 Panel, using existing wiring and field device. Note: The issuance of this permit is based on Bulletin 2018-004-BU/EL. | Vanpower Electrical Ltd.
GP-2022-01557 | 2022-05-24 | 1336 ODLUM DRIVE, Vancouver, BC V5L 3M3 | Gas Permit | Residential | Tenant Improvement | Completed | Residential - UPGRADE A HWT TO A TANKLESS SYSTEM | Hillcrest Plumbing & Heating (1967) Ltd
EP-2023-03799 | 2023-05-03 | 1375 ODLUM DRIVE, Vancouver, BC V5L 3M1 | Electrical Permit | Commercial | New | Issued | Installation / Repair - Commercial - Outdoor medium voltage unit substation installation. >BP: Exterior and Interior Alterations - To add approximately 196 sf at the rear and to demise this wholesaling - Class A (Group F2) into two units (Storage Warehouse at unit #110 & Storage Warehouse with ancillary Bulk Data Storage at unit #100) (Group F2) within common entry lobby and stairs in this existing 2 storey industrial building. Scope of work includes adding shared front entrance, accessible ramps at front and rear, and five rooftop units. Tenants: Fanatics at unit #110 & Zoic at unit #100 | Prime Engineering Limited
EP-2023-01240 | 2023-05-03 | 1375 ODLUM DRIVE, Vancouver, BC V5L 3M1 | Electrical Permit | Commercial | Renovation | Issued | Installation / Repair - Commercial - New underground hydro service with complete buildout of visual media server farm including security, low voltage wiring, mechanical wiring. Service will be installed under EP-2023-03799. >BP: Exterior and Interior Alterations - To add approximately 196 sf at the rear and to demise this wholesaling - Class A (Group F2) into two units (Storage Warehouse at unit #110 & Storage Warehouse with ancillary Bulk Data Storage at unit #100) (Group F2) within common entry lobby and stairs in this existing 2 storey industrial building. Scope of work includes adding shared front entrance, accessible ramps at front and rear, and five rooftop units. Tenants: Fanatics at unit #110 & Zoic at unit #100 Note: 1. OK to process as DB for exterior alterations per Susan Chang. 2. One Loading - Class B relaxed by David Jung and Andrew Wroblewski on September 5, 2019. 3. Contractor shall have valid business license. *****This permit has been reviewed under the 2014 Vancouver Building By-law (#10908).***** | Division 16 Technologies Ltd
PP-2022-02121 | 2022-06-21 | 1410 ODLUM DRIVE, Vancouver, BC V5L 4X7 | Plumbing Permit | Commercial | Addition | Completed | Commercial - Add 2 of reduce pressure backflow Preventor for hoses bib | Air Tech Enterprises Ltd
GP-2023-00878 | 2023-03-13 | 8650 OSLER STREET, Vancouver, BC V6P 4E7 | Gas Permit | Commercial | Tenant Improvement | Completed | Commercial - RE N RE - Removed old HWT and installed new tankless water heater | DELTA PLUMBING & HEATING LTD
EP-2022-02154 | 2022-03-17 | 3511 MAYFAIR AVENUE, Vancouver, BC V6N 2Z2 | Electrical Permit | Residential | New | Expired | Temporary Power - Residential - To provide temporary power. | I WILL ELECTRIC LTD
GP-2022-00646 | 2022-03-02 | 3511 MAYFAIR AVENUE, Vancouver, BC V6N 2Z2 | Gas Permit | Residential | New | Completed | Residential - 2FD+2SS - WEST UNIT - 3513 MAYFAIR AV & 3515 MAYFAIR AV (SS) EAST UNIT - 3511 MAYFAIR AV & 3509 MAYFAIR AV (SS) To install piping and appliances for a new duplex with complete installation. To construct a two-storey two-family dwelling with two secondary suites located in the basement, with a detached accessory building (garage) at the rear providing 2 parking spaces, having vehicular access from the lane. Note: This is a 2 storey building pursuant to the Zoning and Development By-Law 1. Covenant registered at the Land Title Office under CA7826353 2. A/C units proposed in the rear yard | Skyway Plumbing & gas Ltd
EP-2022-01241 | 2022-02-16 | 3511 MAYFAIR AVENUE, Vancouver, BC V6N 2Z2 | Electrical Permit | Residential | New | Completed | Installation / Repair - Residential - Electrical low voltage-cable, tel, internet, security alarm, door bell, cameras etc. pre-wire & finish >BP: To construct a two-storey two-family dwelling with two secondary suites ($751,000) located in the basement, with a detached accessory building (garage) at the rear providing 2 parking spaces, having vehicular access from the lane. >>>>>>>>>> Amend: Sept. 2nd -Please increase the permit value to $2500.00 and also amend the description to all rough-in only. -removed complete security installation from installation details tab | Gigabyte Security Solutions Inc.
SP-2022-00241 | 2022-03-17 | 3511 MAYFAIR AVENUE, Vancouver, BC V6N 2Z2 | Sprinkler Permit | Residential | New | Completed | Residential - Piping and fixture installation To construct a two-storey two-family dwelling with two secondary suites located in the basement, with a detached accessory building (garage) at the rear providing 2 parking spaces, having vehicular access from the lane. Note: This is a 2 storey building pursuant to the Zoning and Development By-Law 1. Covenant registered at the Land Title Office under CA7826353 2. A/C units proposed in the rear yard 3. Schedule B: YATENDRA KUMAR SHARMA, P.Eng. (778-863-7076) Structural & Geotechnical 4. HPO: Residential Builder - La Bella Homes Ltd. | RG Plumbing Ltd
EP-2022-01094 | 2022-02-15 | 3511 MAYFAIR AVENUE, Vancouver, BC V6N 2Z2 | Electrical Permit | Residential | New | Completed | Installation / Repair - Residential - ELECTRICAL ROUGH WIRING , FINISHING AND SERVICE >BP: To construct a two-storey two-family dwelling with two secondary suites ($751,000) located in the basement, with a detached accessory building (garage) at the rear providing 2 parking spaces, having vehicular access from the lane. Note: This Building Permit will remain in a suspended status until the associated (green) Demolition Permit BP-2019-02477 is completed. Note: This is a 2 storey building pursuant to the Zoning and Development By-Law 1. Covenant registered at the Land Title Office under CA7826353 2. A/C units proposed in the rear yard 3. Schedule B: YATENDRA KUMAR SHARMA, P.Eng. (778-863-7076) Structural & Geotechnical 4. HPO: Residential Builder - La Bella Homes Ltd. ******THIS PERMIT HAS BEEN ISSUED UNDER THE REQUIREMENTS OF VBBL #12511 (2019)****** | I WILL ELECTRIC LTD
SP-2022-00176 | 2022-02-09 | 3511 MAYFAIR AVENUE, Vancouver, BC V6N 2Z2 | Sprinkler Permit | Residential | New | Cancelled | Residential - Piping and fixture installation >BP: To construct a two-storey two-family dwelling with two secondary suites ($751,000) located in the basement, with a detached accessory building (garage) at the rear providing 2 parking spaces, having vehicular access from the lane. Note: This Building Permit will remain in a suspended status until the associated (green) Demolition Permit BP-2019-02477 is completed. Note: This is a 2 storey building pursuant to the Zoning and Development By-Law 1. Covenant registered at the Land Title Office under CA7826353 2. A/C units proposed in the rear yard 3. Schedule B: YATENDRA KUMAR SHARMA, P.Eng. (778-863-7076) Structural & Geotechnical 4. HPO: Residential Builder - La Bella Homes Ltd. Addressing Note: West Unit 3513 Mayfair Av - One Family Dwelling (1st and 2nd storey) 3515 Mayfair Av - Secondary Suite (basement) East Unit 3511 Mayfair Av - One Family Dwelling (1st and 2nd storey) 3509 Mayfair Av - Secondary Suite (basement) Address assigned per approved plans. Fire and Emergency street access to the back units are from both east and west side. Street access must be provided and maintained at all times. The building addresses are to be posted and to be visible from the street in accordance with the Building By-law. ******THIS PERMIT HAS BEEN ISSUED UNDER THE REQUIREMENTS OF VBBL #12511 (2019)****** | RG Plumbing Ltd
GP-2022-02393 | 2022-08-15 | 3539 MAYFAIR AVENUE, Vancouver, BC V6N 2Z2 | Gas Permit | Residential | Addition | Completed | Residential - re and re gas range | Christopher Sterling
EP-2022-05166 | 2022-06-17 | 3569 MAYFAIR AVENUE, Vancouver, BC V6N 2Z2 | Electrical Permit | Residential | New | Expired | Temporary Power - Residential - To provide temporary power. | Jeff Electric Ltd
PP-2022-04437 | 2022-12-13 | 3569 MAYFAIR AVENUE, Vancouver, BC V6N 2Z2 | Plumbing Permit | Residential | New | Issued | Residential - Sump | Kingsman Excavating Ltd.
PP-2023-00778 | 2023-03-08 | 3569 MAYFAIR AVENUE, Vancouver, BC V6N 2Z2 | Plumbing Permit | Residential | New | Issued | Residential - plumbing >BP: To construct a 2.5 storey + basement/cellar two-family dwelling with a detached accessory building (garage) and 2 surface parking at rear providing 4 parking spaces, having vehicular access from the 20' lane. Note: The entire building, INCLUDING THE ATTACHED GARAGE (if applicable), to be sprinklered to 2 x NFPA 13D 1. A/C proposed – Exterior component located in Rear, Interior component located in 1/2 Storey. 2. Bar sink located in basement. 3. Schedule B: (T.Yang) P.Eng (604.729.0585) Structural 4. Schedule B: (H.A.Hsueh) P.Eng (604.282.6601) Geotechnical 5. HPO: Residential Builder- Canada Wing-Form Development Ltd | Forbes Mechanical Ltd
EP-2023-05663 | 2023-06-23 | 3569 MAYFAIR AVENUE, Vancouver, BC V6N 2Z2 | Electrical Permit | Residential | New | Issued | Temporary Power - Residential - To provide temporary power. | Jeff Electric Ltd
EP-2023-06998 | 2023-08-04 | 3569 MAYFAIR AVENUE, Vancouver, BC V6N 2Z2 | Electrical Permit | Residential | New | Issued | Installation / Repair - Residential - Install Low Voltage wiring (networking), Alarm, CCTV, TV, Data, Tel. Rough-In and Finishing. | Magnificent Security Inc.
GP-2023-02307 | 2023-08-08 | 3569 MAYFAIR AVENUE, Vancouver, BC V6N 2Z2 | Gas Permit | Residential | New | Issued | Residential - 2 boiler, 2 range & 2 BBQ There is pipping for 2 BBQ >BP: To construct a 2.5 storey + basement/cellar two-family dwelling | JOT MECHANICAL LTD
EP-2023-03803 | 2023-05-08 | 3569 MAYFAIR AVENUE, Vancouver, BC V6N 2Z2 | Electrical Permit | Residential | New | Issued | Installation / Repair - Residential - New house electrical installation *An approved mechanical permit is required for the installation of air conditioning or heat pump unit at the time of installation before an electrical inspection will be performed >BP: To construct a 2.5 storey + basement/cellar two-family dwelling ($955,162) with a detached accessory building (garage) and 2 surface parking at rear providing 4 parking spaces, having vehicular access from the 20' lane. Note: The entire building, INCLUDING THE ATTACHED GARAGE (if applicable), to be sprinklered to 2 x NFPA 13D 1. A/C proposed – Exterior component located in Rear, Interior component located in 1/2 Storey. 2. Bar sink located in basement. 3. Schedule B: (T.Yang) P.Eng (604.729.0585) Structural 4. Schedule B: (H.A.Hsueh) P.Eng (604.282.6601) Geotechnical 5. HPO: Residential Builder- Canada Wing-Form Development Ltd | ACS INDUSTRY LTD
MP-2023-01738 | 2023-09-25 | 3569 MAYFAIR AVENUE, Vancouver, BC V6N 2Z2 | Mechanical Permit | NULL | NULL | Issued | NULL | UComfort Services Inc
SP-2023-01497 | 2023-08-16 | 3569 MAYFAIR AVENUE, Vancouver, BC V6N 2Z2 | Sprinkler Permit | Residential | New | Issued | Residential - Install sprinklers in duplex >BP: To construct a 2.5 storey + basement/cellar two-family dwelling with a detached accessory building (garage) and 2 surface parking at rear providing 4 parking spaces, having vehicular access from the 20' lane. Note: The entire building, INCLUDING THE ATTACHED GARAGE (if applicable), to be sprinklered to 2 x NFPA 13D 1. A/C proposed – Exterior component located in Rear, Interior component located in 1/2 Storey. 2. Bar sink located in basement. 3. Schedule B: (T.Yang) P.Eng (604.729.0585) Structural 4. Schedule B: (H.A.Hsueh) P.Eng (604.282.6601) Geotechnical 5. HPO: Residential Builder- Canada Wing-Form Development Ltd | Gold Key Fire Protection Ltd
PP-2023-03078 | 2023-08-31 | 3575 MAYFAIR AVENUE, Vancouver, BC V6N 2Z2 | Plumbing Permit | Residential | New | Completed | Residential - Install 3/4" backflow prevention device for irrigation system. | M&M Industries Ltd
GP-2023-02149 | 2023-07-19 | 3575 MAYFAIR AVENUE, Vancouver, BC V6N 2Z2 | Gas Permit | Residential | New | Completed | Residential - 1 Range Wolf 48" Dual Fuel Range >BP: Exterior and interior alterations to provide tenant improvements to this existing one family dwelling. The scope of work includes new double car garage in the rear, complete renovation and layout changes to all floors, update windows, upgrade foundation walls and install spray foam in the vaulted roof. | Han Appliances & Refrigeration Ltd
MP-2023-00083 | 2023-01-27 | 3575 MAYFAIR AVENUE, Vancouver, BC V6N 2Z2 | Mechanical Permit | NULL | NULL | Completed | NULL | Centigrade Mechanical Ltd
EP-2022-06643 | 2022-08-11 | 3575 MAYFAIR AVENUE, Vancouver, BC V6N 2Z2 | Electrical Permit | Residential | Renovation | Completed | Installation / Repair - Residential - new wiring of the house with plugs, lights, switches and potlights and garage with a new 200amp service to the garage and underground to the house >BP: Exterior and interior alterations to provide tenant improvements to this existing one family dwelling. The scope of work includes new double car garage in the rear, complete renovation and layout changes to all floors, update windows, upgrade foundation walls and install spray foam in the vaulted roof. | David Stein
GP-2022-02403 | 2022-08-16 | 3575 MAYFAIR AVENUE, Vancouver, BC V6N 2Z2 | Gas Permit | Residential | Renovation | Completed | Residential - Installation of 2 gas fireplaces - venting and hook up only Exterior and interior alterations to provide tenant improvements to this existing one family dwelling. The scope of work includes new double car garage in the rear, complete renovation and layout changes to all floors, update windows, upgrade foundation walls and install spray foam in the vaulted roof. Entire building to be sprinklered to NFPA-13D AMEND: JULY 13/2023 Please remove 1 gas fireplace with BTU's of 29000. | Urban Fireplaces Ltd
EP-2022-08158 | 2022-09-28 | 3575 MAYFAIR AVENUE, Vancouver, BC V6N 2Z2 | Electrical Permit | Residential | Renovation | Completed | Installation / Repair - Residential - STRUCTURED WIRING, SURVEILLANCE SYSTEM, SECURITY ALARM SYSTEM, AUDIO SYSTEM, INTERCOM SYSTEM, TEMPERATURE INTEGRATION SYSTEM, TV SYSTEM >BP: Exterior and interior alterations to provide tenant improvements to this existing one family dwelling. The scope of work includes new double car garage in the rear, complete renovation and layout changes to all floors, update windows, upgrade foundation walls and install spray foam in the vaulted roof. Entire building to be sprinklered to NFPA-13D | Vancouver Audiospace Home Control Ltd
PP-2022-01798 | 2022-05-30 | 3575 MAYFAIR AVENUE, Vancouver, BC V6N 2Z2 | Plumbing Permit | Residential | Renovation | Completed | Residential - sump >BP: Exterior and interior alterations to provide tenant improvements to this existing one family dwelling. The scope of work includes new double car garage in the rear, complete renovation and layout changes to all floors, update windows, upgrade foundation walls and install spray foam in the vaulted roof. Entire building to be sprinklered to NFPA-13D Renovation energy upgrade proposal prepared by Fred de Barros, 778.873.2018 Schedule A and Architectural schedule B signed and sealed by Peter Rose, 604.736.7939 Structural schedule B signed and sealed by Jeff Allester, 604.228.0518 Schedule D1 signed and sealed by Julio Reynel-Gracia, 778.998.0709 | G E Koba Enterprises Inc
SP-2022-00936 | 2022-06-10 | 3575 MAYFAIR AVENUE, Vancouver, BC V6N 2Z2 | Sprinkler Permit | Residential | New | Completed | Residential - Installation of New fire sprinkler system Exterior and interior alterations to provide tenant improvements to this existing one family dwelling. The scope of work includes new double car garage in the rear, complete renovation and layout changes to all floors, update windows, upgrade foundation walls and install spray foam in the vaulted roof. | Fire Busters Inc
PP-2022-01697 | 2022-05-18 | 3575 MAYFAIR AVENUE, Vancouver, BC V6N 2Z2 | Plumbing Permit | Residential | Renovation | Completed | Residential - Plumbing for: >BP: Exterior and interior alterations to provide tenant improvements to this existing one family dwelling. The scope of work includes new double car garage in the rear, complete renovation and layout changes to all floors, update windows, upgrade foundation walls and install spray foam in the vaulted roof. Entire building to be sprinklered to NFPA-13D Renovation energy upgrade proposal prepared by Fred de Barros, 778.873.2018 Schedule A and Architectural schedule B signed and sealed by Peter Rose, 604.736.7939 Structural schedule B signed and sealed by Jeff Allester, 604.228.0518 Schedule D1 signed and sealed by Julio Reynel-Gracia, 778.998.0709 | BD Plumbing
GP-2022-01533 | 2022-05-20 | 3575 MAYFAIR AVENUE, Vancouver, BC V6N 2Z2 | Gas Permit | Residential | Renovation | Completed | Residential - gutted house replacing with new fixtures fireplaces (piping only) furnace (piping only) range bbq water heater >>>>Amend: Sept 13, 2022 -Add outdoor fire pit >>>>>Amend: Aug. 18, 2023 Firepit - please change to rough in only Furnace - please remove | BD Plumbing
PP-2022-01599 | 2022-05-10 | 3587 MAYFAIR AVENUE, Vancouver, BC V6N 2Z2 | Plumbing Permit | Residential | New | Completed | Residential - Plumbing for: >To construct a 2 storey one-family dwelling with a secondary suite located in the Basement ($906,250) with lane access from rear providing 1 parking space, having vehicular access from the lane. ******THIS PERMIT HAS BEEN ISSUED UNDER THE REQUIREMENTS OF VBBL 2019 ****** | Lally Plumbing & Heating Ltd
NULL | NULL | 3587 MAYFAIR AVENUE, Vancouver, BC V6N 2Z2 | Plumbing Permit | Residential | New | Draft | Residential | East West Excavating Ltd
PP-2022-00931 | 2022-03-21 | 3587 MAYFAIR AVENUE, Vancouver, BC V6N 2Z2 | Plumbing Permit | Residential | New | Completed | Residential - 1FD+SS - #1 & #2 - One outside sump To construct a 2 storey one-family dwelling with a secondary suite located in the Basement ($906,250) with lane access from rear providing 1 parking space, having vehicular access from the lane. 1- Covenant registered at the Land Title Office under CA8755247 2- No strata titling permitted 3- A/C unit proposed 4- 8’ bar sink proposed in basement | East West Excavating Ltd
GP-2022-02181 | 2022-07-27 | 3587 MAYFAIR AVENUE, Vancouver, BC V6N 2Z2 | Gas Permit | Residential | New | Completed | Residential - Gas To construct a 2 storey one-family dwelling with a secondary suite located in the Basement ($906,250) with lane access from rear providing 1 parking space, having vehicular access from the lane. | Lally Plumbing & Heating Ltd
EP-2022-05455 | 2022-06-27 | 3587 MAYFAIR AVENUE, Vancouver, BC V6N 2Z2 | Electrical Permit | Residential | New | Completed | Installation / Repair - Residential - Rough-in and Fining of tv,data, phone, speaker, alarm, cctv, and vacumm >BP: To construct a 2 storey one-family dwelling with a secondary suite located in the Basement ($906,250) with lane access from rear providing 1 parking space, having vehicular access from the lane. ******THIS PERMIT HAS BEEN ISSUED UNDER THE REQUIREMENTS OF VBBL 2019 ****** Note: This is a 2 storey building pursuant to the Zoning and Development By-Law 1- Covenant registered at the Land Title Office under CA8755247 2- No strata titling permitted 3- A/C unit proposed 4- 8’ bar sink proposed in basement 5- Structural, geo-technical, architectural schedule B: Alan Prahald (604-831-1431) 6- HPO: Ayka Development & Constructions Ltd. "Combustible projections or roof soffits on an exposing building face shall not project to less than .45m from the property line and shall be in compliance with VBBL 2019 9.10.15.5.(11) The entire building, INCLUDING THE ATTACHED GARAGE (if applicable), to be sprinklered to NFPA 13D. Any alterations or conversions to the attached garage (if applicable) to habitable living space shall not be permitted without first obtaining the approval of the Director of Planning and the Chief Building Official. Thermal protection measures and Laneway house design guidelines shall be required to be met prior to the approval of the conversion. | Simplypro Enterprise Ltd
EP-2022-05854 | 2022-07-14 | 3587 MAYFAIR AVENUE, Vancouver, BC V6N 2Z2 | Electrical Permit | Residential | New | Completed | Installation / Repair - Residential - New house wiring and finishing and service. Main consumer's service: 200A. 2 electric meters. Main house service: 150A. LWH service: 125A. >BP: To construct a 2 storey one-family dwelling with a secondary suite located in the Basement ($906,250) with lane access from rear providing 1 parking space, having vehicular access from the lane. ******THIS PERMIT HAS BEEN ISSUED UNDER THE REQUIREMENTS OF VBBL 2019 ****** Note: This is a 2 storey building pursuant to the Zoning and Development By-Law 1- Covenant registered at the Land Title Office under CA8755247 2- No strata titling permitted 3- A/C unit proposed 4- 8’ bar sink proposed in basement 5- Structural, geo-technical, architectural schedule B: Alan Prahald (604-831-1431) 6- HPO: Ayka Development & Constructions Ltd. "Combustible projections or roof soffits on an exposing building face shall not project to less than .45m from the property line and shall be in compliance with VBBL 2019 9.10.15.5.(11) The entire building, INCLUDING THE ATTACHED GARAGE (if applicable), to be sprinklered to NFPA 13D. Any alterations or conversions to the attached garage (if applicable) to habitable living space shall not be permitted without first obtaining the approval of the Director of Planning and the Chief Building Official. Thermal protection measures and Laneway house design guidelines shall be required to be met prior to the approval of the conversion. | ALPHA TECH ELECTRICAL LTD
SP-2022-01105 | 2022-08-03 | 3587 MAYFAIR AVENUE, Vancouver, BC V6N 2Z2 | Sprinkler Permit | Residential | New | Completed | Residential - Sprinkler heads installed >BP: To construct a 2 storey one-family dwelling with a secondary suite located in the Basement ($906,250) with lane access from rear providing 1 parking space, having vehicular access from the lane. ******THIS PERMIT HAS BEEN ISSUED UNDER THE REQUIREMENTS OF VBBL 2019 ****** Note: This is a 2 storey building pursuant to the Zoning and Development By-Law 1- Covenant registered at the Land Title Office under CA8755247 2- No strata titling permitted 3- A/C unit proposed 4- 8’ bar sink proposed in basement 5- Structural, geo-technical, architectural schedule B: Alan Prahald (604-831-1431) 6- HPO: Ayka Development & Constructions Ltd. "Combustible projections or roof soffits on an exposing building face shall not project to less than .45m from the property line and shall be in compliance with VBBL 2019 9.10.15.5.(11) The entire building, INCLUDING THE ATTACHED GARAGE (if applicable), to be sprinklered to NFPA 13D. Any alterations or conversions to the attached garage (if applicable) to habitable living space shall not be permitted without first obtaining the approval of the Director of Planning and the Chief Building Official. Thermal protection measures and Laneway house design guidelines shall be required to be met prior to the approval of the conversion. Addressing Data Principle Dwelling: #1 - 3587 Mayfair St Secondary Suite: #2 - 3587 Mayfair St Amend: June 30, 2023 Schedule C-B and Floor test letter | RAHELU PLUMBING & HEATING LTD.
GP-2023-00008 | 2023-01-03 | 2363 MCBAIN AVENUE, Vancouver, BC V6L 2C5 | Gas Permit | Residential | Tenant Improvement | Completed | Residential - Boiler Replacement & Hot water tank replacement | Wah Fai Plumbing & Heating Inc
EP-2023-07819 | 2023-09-19 | 2416 MCBAIN AVENUE, Vancouver, BC V6L 2C4 | Electrical Permit | Residential | Renovation - Dwelling Unit(s) only | Completed | Installation / Repair - Residential - ¦ 1FD- 200A SERVICE UPGRADE ¦ -There will be a upgrade fee from BC Hydro -BC Hydro 200a service upgrade with a private consumer pole. Existing electrical panel being replaced with a new larger one in the same location -No new loads being added | Vancity Electric Inc
PP-2023-04090 | 2023-11-27 | 2416 MCBAIN AVENUE, Vancouver, BC V6L 2C4 | Plumbing Permit | Residential | Tenant Improvement | Completed | Residential - Renewal of drain and sewer systems and installation of gravity fed sump | Kerrisdale Roofing & Drains Ltd
GP-2023-02341 | 2023-08-09 | 140 N KOOTENAY STREET, Vancouver, BC V5K 3R1 | Gas Permit | Residential | Renovation - Dwelling Unit(s) only | Completed | Residential - Tankless Water Heater Replacement | General Heating Ltd
GP-2023-02454 | 2023-08-22 | 1866 NANAIMO STREET, Vancouver, BC V5N 5C2 | Gas Permit | Residential | Renovation | Completed | Residential - hwt re&re | Ferenc Nagy
GP-2022-01204 | 2022-04-19 | 4511 NANAIMO STREET, Vancouver, BC V5N 5J2 | Gas Permit | Residential | Renovation | Completed | Residential - Furance retrofit | R & B Plumbing & Heating Ltd
GP-2022-04021 | 2022-12-15 | 4618 NANAIMO STREET, Vancouver, BC V5N 5J7 | Gas Permit | Residential | Renovation | Completed | Residential - Replace a Rheem 95% AFUE* Efficiency Gas Furnace | Advantech Mechanical Ltd
EP-2023-01940 | 2023-09-15 | 6610 NEAL STREET, Vancouver, BC V6P 3N5 | Electrical Permit | Residential | Renovation | Completed | Installation / Repair - Residential - Install circuit for heat pump *An approved mechanical permit is required for the installation of air conditioning or heat pump unit at the time of installation before an electrical inspection will be performed | Douglas Millington o/a Moose Electric
MP-2023-02012 | 2023-11-09 | 6610 NEAL STREET, Vancouver, BC V6P 3N5 | Mechanical Permit | NULL | NULL | Issued | NULL | Ashton Service Group/Ashton Mechanical Ltd.
EP-2022-05484 | 2022-06-28 | 3741 NANAIMO STREET, Vancouver, BC V5N 5H2 | Electrical Permit | Residential | Addition | Completed | Installation / Repair - Residential - new 200 amp overhead service and new garage wiring >BP: To construct a detached accessory building(two-car garage) at the rear of this existing one-family dwelling with secondary suite to provide two parking spaces having vehicle access from the rear lane. To deconstruct existing carport. DBI to determine if P.ENG required. OK for SIPS per Rosa Astorino - November 30, 2021. | Control Tech Electrical Corp
EP-2022-06235 | 2022-07-25 | 3863 NANAIMO STREET, Vancouver, BC V5N 5H2 | Electrical Permit | Residential | Renovation | Completed | Installation / Repair - Residential - New service to be installed 200 amps and 240 volt. Wiring for lighting and plugs . Exterior and interior alterations to repair the fire damage on the basement and restore this existing building to One family dwelling on this site. Scope of work includes to repair the fire damaged windows on the east and south side. | All Best Electrical Ltd
PP-2022-03076 | 2022-09-15 | 3863 NANAIMO STREET, Vancouver, BC V5N 5H2 | Plumbing Permit | Residential | Renovation | Completed | Residential - water heater replacement and add one shower -The water heater is electric. (CF-2021-011160) >BP: Exterior and interior alterations to repair the fire damage on the basement and restore this existing building to One family dwelling on this site. Scope of work includes to repair the fire damaged windows on the east and south side. Letters of assurance submitted: Sch B (Struct): Wen Dong Zhao, P.Eng., 604.999.3968 OK for field review as per Jamie Zhang, Jan.17/22 Amend: Oct 7, 2022 add a laundry machine | WESTBRIDGE PLUMBING & HEATING LTD
GP-2022-03263 | 2022-10-24 | 3863 NANAIMO STREET, Vancouver, BC V5N 5H2 | Gas Permit | Residential | Renovation | Completed | Residential - cap-off gas line >BP: Exterior and interior alterations to repair the fire damage on the basement and restore this existing building to One family dwelling on this site. Scope of work includes to repair the fire damaged windows on the east and south side. | WESTBRIDGE PLUMBING & HEATING LTD
EP-2022-04868 | 2022-06-09 | 3482 NORMANDY DRIVE, Vancouver, BC V5M 2E7 | Electrical Permit | Residential | New | Expired | Temporary Power - Residential - To provide temporary power. | AECOM ELECTRIC LTD
MP-2022-00444 | 2022-10-20 | 3482 NORMANDY DRIVE, Vancouver, BC V5M 2E7 | Mechanical Permit | NULL | NULL | Completed | NULL | AKAL Plumbing & Heating Ltd
PP-2022-03711 | 2022-10-18 | 3482 NORMANDY DRIVE, Vancouver, BC V5M 2E7 | Plumbing Permit | Residential | New | Completed | Residential - New plumbing for: >BP: To construct a 2 storey one-family dwelling with a secondary suite located in the Basement($790,250.00) with 1 open parking over gravel, providing 1 parking space, having vehicular access from the 20' Lane. | AKAL Plumbing & Heating Ltd
GP-2022-03580 | 2022-11-17 | 3482 NORMANDY DRIVE, Vancouver, BC V5M 2E7 | Gas Permit | Residential | New | Completed | Residential - This is a new house with 5 fixtures >BP: To construct a 2 story one-family dwelling with a secondary suite located in the Basement($790,250.00) with 1 open parking over gravel, providing 1 parking space, having vehicular access from the 20' Lane. The entire building to be sprinklered to NFPA 13D. 1. Covenant registered at the Land Title Office under CA8529226 2. No Strata Titling permitted 3. A/C Unit proposed in rear yard 4. Bar sink located in basement 5. Schedule B: (Yatendra Kumar Sharma) P.Eng (778.863.7076) Structural & Geotechnical 6. BC Housing: Jasvir Construction Ltd This is a 2 storey building pursuant to the Zoning and Development By-Law ******THIS PERMIT HAS BEEN ISSUED UNDER THE REQUIREMENTS OF VBBL 2019****** | AKAL Plumbing & Heating Ltd
GP-2022-03819 | 2022-12-01 | 3482 NORMANDY DRIVE, Vancouver, BC V5M 2E7 | Gas Permit | Residential | New | Completed | Residential - Main house fireplace >BP: o construct a 2 storey one-family dwelling with a secondary suite located in the Basement($790,250.00) with 1 open parking over gravel, providing 1 parking space, having vehicular access from the 20' Lane. The entire building to be sprinklered to NFPA 13D. | Canadian Fireplace Ltd
EP-2022-09975 | 2022-12-02 | 3482 NORMANDY DRIVE, Vancouver, BC V5M 2E7 | Electrical Permit | Residential | New | Completed | Installation / Repair - Residential - 200 amp service connection , 100 amp goes to main house , 100 amp goes to suite, 100 goes to Lwh >BP: To construct a 2 storey one-family dwelling with a secondary suite located in the Basement($790,250.00) with 1 open parking over gravel, providing 1 parking space, having vehicular access from the 20' Lane. The entire building to be sprinklered to NFPA 13D. 1. Covenant registered at the Land Title Office under CA8529226 2. No Strata Titling permitted 3. A/C Unit proposed in rear yard 4. Bar sink located in basement 5. Schedule B: (Yatendra Kumar Sharma) P.Eng (778.863.7076) Structural & Geotechnical 6. BC Housing: Jasvir Construction Ltd This is a 2 storey building pursuant to the Zoning and Development By-Law ******THIS PERMIT HAS BEEN ISSUED UNDER THE REQUIREMENTS OF VBBL 2019****** All rooms adjacent to East and West exposing building face shall be sprinklered. "Combustible projections or roof soffits on an exposing building face shall not project to less than .45m from the property line and shall be in compliance with VBBL 2019 9.10.15.5.(11) Any alterations or conversions to the attached garage (if applicable) to habitable living space shall not be permitted without first obtaining the approval of the Director of Planning and the Chief Building Official. Thermal protection measures and Laneway house design guidelines shall be required to be met prior to the approval of the conversion. Amend: Dec 12, 2022 add permit value $7000 on existing value | AECOM ELECTRIC LTD
SP-2022-01948 | 2022-11-22 | 3482 NORMANDY DRIVE, Vancouver, BC V5M 2E7 | Sprinkler Permit | Residential | New | Completed | Residential - 1FD+SS - #1 & #2 - Install sprinklers in sfd >DB: To construct a 2 storey one-family dwelling with a secondary suite located in the Basement with 1 open parking over gravel, providing 1 parking space, having vehicular access from the 20' Lane. The entire building to be sprinklered to NFPA 13D. 1. Covenant registered at the Land Title Office under CA8529226 2. No Strata Titling permitted 3. A/C Unit proposed in rear yard 4. Bar sink located in basement All rooms adjacent to East and West exposing building face shall be sprinklered. | Gold Key Fire Protection Ltd
PP-2022-02931 | 2022-08-23 | 3482 NORMANDY DRIVE, Vancouver, BC V5M 2E7 | Plumbing Permit | Residential | New | Completed | Residential - SUMP | ON TIME EXCAVATING & DEMOLITION LTD
GP-2022-02770 | 2022-09-15 | 3503 NORMANDY DRIVE, Vancouver, BC V5M 4E4 | Gas Permit | Residential | Renovation | Completed | Residential - HWT re&re | Ferenc Nagy
EP-2023-08475 | NULL | 4157 OAK STREET, Vancouver, BC V6H 2N1 | Electrical Permit | Commercial | Renovation | Applicant Revisions | Installation / Repair - Commercial - Fire alarm upgrade. Complete new system including motoring, Replacing non functional existing system | Graham Russell
GP-2023-01510 | 2023-05-09 | 3663 NAPIER STREET, Vancouver, BC V5K 2Y1 | Gas Permit | Residential | Tenant Improvement | Completed | Residential - Furnace and Hot Water Tank Replacement. | Wah Fai Plumbing & Heating Inc
EP-2023-04536 | 2023-06-29 | 2124 NAPIER STREET, Vancouver, BC V5L 2N9 | Electrical Permit | Residential | Renovation | Completed | Installation / Repair - Residential - Add receptacle at front of house for EV charging. NEMA 14-50R to be installed. Requesting to use hydro usage history to allow extra load on existing service. Max draw was 4620 Watts on 2023/03/11. Usage history attached | REDISON ELECTRIC LTD
MP-2023-00226 | 2023-02-21 | 2130 NAPIER STREET, Vancouver, BC V5L 2N9 | Mechanical Permit | NULL | NULL | Completed | NULL | DAYLIGHT HEATING AND AIR CONDITIONING LTD
GP-2023-00415 | 2023-02-08 | 2130 NAPIER STREET, Vancouver, BC V5L 2N9 | Gas Permit | Residential | New | Completed | Residential - install 2 boiler 4 gas range and 2 bbq >BP: To construct a two-storey two-family dwelling with two lock off units located in the basement, with a detached accessory building (garage) at the rear providing 2 parking spaces, having vehicular access from the lane. Note: This is a 2 storey building pursuant to the Zoning and Development By-Law 1. No strata titling permitted 2. A/C units proposed in rear & front yard. 3. Bar sinks proposed in main floor. 4. Schedule B: Alan Prahalad P.Eng ( 604-831-1431) Structural & Geotechnical 5. HPO: Maximus Vision Group Ltd. ??? | JOT MECHANICAL LTD
EP-2022-06753 | 2022-08-17 | 2130 NAPIER STREET, Vancouver, BC V5L 2N9 | Electrical Permit | Residential | New | Completed | Installation / Repair - Residential - Duplex >BP: To construct a two-storey two-family dwelling with two lock off units located in the basement, with a detached accessory building (garage) at the rear providing 2 parking spaces, having vehicular access from the lane. Note: This is a 2 storey building pursuant to the Zoning and Development By-Law 1. No strata titling permitted 2. A/C units proposed in rear & front yard. 3. Bar sinks proposed in main floor. 4. Schedule B: Alan Prahalad P.Eng ( 604-831-1431) Structural & Geotechnical 5. HPO: Maximus Vision Group Ltd. ??? Combustible projections or roof soffits on an exposing building face shall not project to less than .45m from the property line and shall be in compliance with VBBL 2019 9.10.15.5.(9) The entire building, to be sprinklered to 2 x NFPA 13D. ******THIS PERMIT HAS BEEN ISSUED UNDER THE REQUIREMENTS OF VBBL #12511 (2019)****** | Best Choice Electrical Ltd
PP-2022-02720 | 2022-08-05 | 2130 NAPIER STREET, Vancouver, BC V5L 2N9 | Plumbing Permit | Residential | New | Completed | Residential - One Sump No Pump | Canadian Excavating Ltd
EP-2023-00059 | 2023-01-05 | 2130 NAPIER STREET, Vancouver, BC V5L 2N9 | Electrical Permit | Residential | New | Completed | Installation / Repair - Residential - tv,telephone,alarm prewire and complete To construct a two-storey two-family dwelling with two lock off units located in the basement, with a detached accessory building (garage) at the rear providing 2 parking spaces, having vehicular access from the lane. Note: This is a 2 storey building pursuant to the Zoning and Development By-Law 1. No strata titling permitted 2. A/C units proposed in rear & front yard. 3. Bar sinks proposed in main floor. 4. Schedule B: Alan Prahalad P.Eng ( 604-831-1431) Structural & Geotechnical 5. HPO: Maximus Vision Group Ltd. ??? | Tvisha Technologies Ltd
SP-2023-00123 | 2023-01-23 | 2130 NAPIER STREET, Vancouver, BC V5L 2N9 | Sprinkler Permit | Residential | New | Completed | Residential - new sprinkler installation >The entire building, to be sprinklered to 2 x NFPA 13D. >BP: To construct a two-storey two-family dwelling with two lock off units located in the basement, with a detached accessory building (garage) at the rear providing 2 parking spaces, having vehicular access from the lane. Note: This is a 2 storey building pursuant to the Zoning and Development By-Law 1. No strata titling permitted 2. A/C units proposed in rear & front yard. 3. Bar sinks proposed in main floor. 4. Schedule B: Alan Prahalad P.Eng ( 604-831-1431) Structural & Geotechnical 5. HPO: Maximus Vision Group Ltd. ??? Combustible projections or roof soffits on an exposing building face shall not project to less than .45m from the property line and shall be in compliance with VBBL 2019 9.10.15.5.(9) ******THIS PERMIT HAS BEEN ISSUED UNDER THE REQUIREMENTS OF VBBL #12511 (2019)****** | Real Tech Fire Protection Ltd
MP-2022-00459 | 2022-10-23 | 2130 NAPIER STREET, Vancouver, BC V5L 2N9 | Mechanical Permit | NULL | NULL | Completed | NULL | bcc mechanicals ltd
PP-2022-03605 | 2022-10-11 | 2130 NAPIER STREET, Vancouver, BC V5L 2N9 | Plumbing Permit | Residential | New | Completed | Residential - plumbing >To construct a two-storey two-family dwelling with two lock off units located in the basement, with a detached accessory building (garage) at the rear providing 2 parking spaces, having vehicular access from the lane. Note: This is a 2 storey building pursuant to the Zoning and Development By-Law 1. No strata titling permitted 2. A/C units proposed in rear & front yard. 3. Bar sinks proposed in main floor. 4. Schedule B: Alan Prahalad P.Eng ( 604-831-1431) Structural & Geotechnical 5. HPO: Maximus Vision Group Ltd. ??? Combustible projections or roof soffits on an exposing building face shall not project to less than .45m from the property line and shall be in compliance with VBBL 2019 9.10.15.5.(9) The entire building, to be sprinklered to 2 x NFPA 13D. ******THIS PERMIT HAS BEEN ISSUED UNDER THE REQUIREMENTS OF VBBL #12511 (2019)****** | bcc mechanicals ltd
EP-2022-02933 | 2022-04-11 | 2130 NAPIER STREET, Vancouver, BC V5L 2N9 | Electrical Permit | Residential | New | Expired | Temporary Power - Residential - To provide temporary power. | Best Choice Electrical Ltd
NULL | NULL | 2130 NAPIER STREET, Vancouver, BC V5L 2N9 | Electrical Permit | Residential | New | Withdrawn | Temporary Power - Residential - To provide temporary power. | Best Choice Electrical Ltd
EP-2022-09269 | 2022-11-01 | 2135 NAPIER STREET, Vancouver, BC V5L 2P1 | Electrical Permit | Residential | New | Expired | Temporary Power - Residential - TEMPORARY POWER VALID: OCT 31/2022 TO OCT 30/2023 To provide temporary power. | Infield Electrical Systems Inc
EP-2023-01310 | 2023-03-13 | 2135 NAPIER STREET, Vancouver, BC V5L 2P1 | Electrical Permit | Residential | New | Issued | Installation / Repair - Residential - New build main dwelling with new infill home at rear of property New 200 amp overhead service with duplex meter base *An approved mechanical permit is required for the installation of air conditioning/ heat Pump before an electrical inspection will be performed >BP: To construct a new three-storey, single family dwelling unit ($249,750) at the front of the site and to stratify the Lot. ***Reviewed under the provisions of VBBL 2019*** Refer to DP-2019-00846 for related Development Permit Sprinklered to NFPA 13D | Infield Electrical Systems Inc
PP-2023-00646 | 2023-02-23 | 2135 NAPIER STREET, Vancouver, BC V5L 2P1 | Plumbing Permit | Residential | New | Issued | Residential - 1FD - New Construction Home. >BP: To construct a new three-storey, single family dwelling unit at the front of the site and to stratify the Lot. Sprinklered to NFPA 13D | Pacific Peak to Peak Plumbing & Heating Ltd
PP-2023-00705 | 2023-03-02 | 2135 NAPIER STREET, Vancouver, BC V5L 2P1 | Plumbing Permit | Residential | New | Issued | Residential - INFILL - 1FD - Sump install and drainage connections | Junkyard Boys Refuse Removal & Demolition Ltd
MP-2023-01124 | 2023-06-20 | 2135 NAPIER STREET, Vancouver, BC V5L 2P1 | Mechanical Permit | NULL | NULL | Issued | NULL | Pacific Peak to Peak Plumbing & Heating Ltd
EP-2023-10151 | 2023-11-20 | 2135 NAPIER STREET, Vancouver, BC V5L 2P1 | Electrical Permit | Residential | New | Issued | Temporary Power - Residential - To provide temporary power. -renewal of EP-2022-09269 -valid : Nov. 1, 2023 - Oct. 31, 2024 | Infield Electrical Systems Inc
EP-2023-00878 | 2023-02-02 | 8775 OSLER STREET, Vancouver, BC V6P 4E8 | Electrical Permit | Residential | Renovation | Completed | Installation / Repair - Residential - Replacement of failed fire alarm panel that is no longer functioning. Note: This permit has been issued based on Bulletin 2018-004-BU/EL. | 0777792 BC Ltd
GP-2022-03689 | 2022-11-28 | 8850 OSLER STREET, Vancouver, BC V6P 4G2 | Gas Permit | Commercial | Renovation | Completed | Commercial - Replace hot water tank | Pentonn Plumbing and Heating Services
NULL | NULL | 2150 OXFORD STREET, Vancouver, BC V5L 1E9 | Electrical Permit | Commercial | Tenant Improvement | Draft | Installation / Repair - Commercial - 1)correct the bathroom receptacle to be GFCI. 2)make sure all receptacles and switches have covered. 3)make sure all operating electrical equipment shall be kept safe and proper working condition. 4)smoke alarm has to fallow the code. 5)power check for all electrical equipment and receptacles,switches. | NULL
EP-2022-03562 | 2022-05-04 | 2150 OXFORD STREET, Vancouver, BC V5L 1E9 | Electrical Permit | Commercial | Tenant Improvement | Completed | Installation / Repair - Commercial - 1)fix bathroom GFCI plug 2)make sure all electrical equipment,plugs and switches safety and working correctly 3)fix the smoke alarm (CF-2022-003219) ( CF-2022-004331) | 0795927 BC Ltd
PP-2022-03153 | NULL | 2175 OXFORD STREET, Vancouver, BC V5L 1E8 | Plumbing Permit | Commercial | Renovation - Dwelling Unit(s) only | Withdrawn | Commercial - replace remaining domestic cold and hot water lines through out building. This building contains (5) units. | Kits Plumbing and Heating Ltd
GP-2022-00522 | 2022-02-18 | 2243 OXFORD STREET, Vancouver, BC V5L 1G2 | Gas Permit | Residential | Tenant Improvement | Completed | Residential - New furnace, replaced old storage hot water heater with tankless water heater RE & RE water heater @ 199,900 BTU furnace@ 80,000 BTU | Hillcrest Plumbing & Heating (1967) Ltd
NULL | NULL | 2250 OXFORD STREET, Vancouver, BC V5L 1G1 | Plumbing Permit | Residential | Renovation | Draft | Residential - Replacing Storm drain piping in parkade | NULL
EP-2023-06188 | 2023-07-10 | 2250 OXFORD STREET, Vancouver, BC V5L 1G1 | Electrical Permit | Commercial | NULL | Issued | Annual / Operating - Maintenance of existing operating electrical equipment. Fire Alarm annual testing and maintenance. Emergency lights annual testing and maintenance, but not other electrical maintenance services are offered by Van fire for general electrical maintenance at this time. | 0777792 BC Ltd
EP-2023-04245 | 2023-05-23 | 2250 OXFORD STREET, Vancouver, BC V5L 1G1 | Electrical Permit | Residential | Renovation | Completed | Installation / Repair - Residential - Upgrade the existing Edwards 6616 Fire Alarm Panel to FA 300 to accommodate monitoring. Note: This permit has been issued based on Bulletin 2018-004-BU/EL. | 0777792 BC Ltd
EP-2023-05360 | 2023-06-15 | 2250 OXFORD STREET, Vancouver, BC V5L 1G1 | Electrical Permit | Commercial | Addition | Completed | Installation / Repair - Commercial - Install additional circuit from house panel for exterior receptacle used for low voltage driver/timeclock. >BP: Envelope Repair, To perform exterior alterations to this existing 3-storey Multiple Dwelling on this site. Scope of Work includes: - Replace and install new waterproofing membrane on suspended parkade slab, - Renew and replace hardscape and landscape above new waterproofing membrane, - Renovate balconies - install new waterproofing membrane and guardrails, - Replace existing fire exit and sliding doors at parkade and first floor level, Fire Protection Rating of new door to match existing. - Replace two existing access hatches at roof | Lonsdale Electric Ltd
PP-2023-02001 | 2023-06-07 | 2328 OXFORD STREET, Vancouver, BC V5L 1G3 | Plumbing Permit | Commercial | Tenant Improvement | Completed | Commercial - Domestic water pipe replacement | Manna Plumbing Ltd
EP-2023-02318 | 2023-03-20 | 2333 OXFORD STREET, Vancouver, BC V5L 1G5 | Electrical Permit | Commercial | NULL | Issued | Annual / Operating - Electrical Maintenance. Renewal of EP-2022-01901 Valid March 9, 2023 until March 8, 2024 | Santec Electric Inc
EP-2022-01901 | 2022-03-09 | 2333 OXFORD STREET, Vancouver, BC V5L 1G5 | Electrical Permit | Commercial | NULL | Expired | Annual / Operating - Electrical Maintenance. Valid march 9, 2022 until March 8, 2023. >>>>>>>>>>> Amend: Sept 15th -As requested Contractor declaration. Not much work done except for replacing a vanity light. | Santec Electric Inc
NULL | NULL | 2425 OXFORD STREET, Vancouver, BC V5K 1M7 | Plumbing Permit | Residential | New | Draft | Residential - We are going to replace an existing Electric 40 gallon Hot Water Tank with new | Westcoast Waterworks Co Inc.
PP-2023-01463 | 2023-04-26 | 2425 OXFORD STREET, Vancouver, BC V5K 1M7 | Plumbing Permit | Commercial | Renovation | Completed | Commercial - Community Center is adding doors and need an alteration to the hydronic baseboards. We are removing a section of baseboard to accommodate new door. We will alter piping for supply and return to connect to existing baseboards. >DB: To alter the exterior of this existing Neighbourhood House building to provide a new entry canopy, new handrails at the existing ramp and stairs, replacement of windows in existing locations and the change of windows into doors, and to provide new seating over existing concrete planters. | Westcoast Waterworks Co Inc.
EP-2022-08371 | 2022-10-05 | 2425 OXFORD STREET, Vancouver, BC V5K 1M7 | Electrical Permit | Commercial | Tenant Improvement | Completed | Installation / Repair - Commercial - RE & RE Domestic Hot water Tank. Retrofit - Like for like exact appliance replacement. Service remained the same, breaker &amp; electrical feed confirmed to be originally sized properly. Equipment will be replaced in the same location as the existing unit. | Haakon Industries (Canada) Ltd.
EP-2022-09443 | 2022-11-17 | 2488 OXFORD STREET, Vancouver, BC V5K 1M8 | Electrical Permit | Residential | Renovation | Completed | Installation / Repair - Residential - electrical for renovation to home. Incudes a new electrical service. Interior and exterior alterations to provide improvements and convert this one family dwelling to a one family dwelling with a secondary suite Heritage C building on this site. Scope of work includes: redesign of the basement suite, new kitchen layout on the main floor, new doors and windows, new interior stairs to basement and area under the porch to be converted to closets. | Root 3 Electric Ltd
PP-2022-04114 | 2022-11-16 | 2488 OXFORD STREET, Vancouver, BC V5K 1M8 | Plumbing Permit | Residential | Renovation | Completed | Residential - New Sump in front yard, New Sewer connections to PL >>BP: Interior and exterior alterations to provide improvements and convert this one family dwelling to a one family dwelling with a secondary suite Heritage C building on this site. Scope of work includes: redesign of the basement suite, new kitchen layout on the main floor, new doors and windows, new interior stairs to basement and area under the porch to be converted to closets. | L Walter Zdebiak House Raising Co Ltd
GP-2023-00112 | 2023-01-11 | 2488 OXFORD STREET, Vancouver, BC V5K 1M8 | Gas Permit | Residential | Renovation | Completed | Residential - New gas distribution piping from meter. New appliances - tankless water heater -back up furnace for heat pump - bbq outlet box -fireplace -future gas range >BP: Interior and exterior alterations to provide improvements and convert this one family dwelling to a one family dwelling with a secondary suite Heritage C building on this site. Scope of work includes: redesign of the basement suite, new kitchen layout on the main floor, new doors and windows, new interior stairs to basement and area under the porch to be converted to closets. | Copper & Cast Mechanical Ltd
PP-2022-02690 | 2022-08-04 | 2488 OXFORD STREET, Vancouver, BC V5K 1M8 | Plumbing Permit | Residential | Renovation | Completed | Residential - house renovation >Interior and exterior alterations to provide improvements and convert this one family dwelling to a one family dwelling with a secondary suite Heritage C building on this site. Scope of work includes: redesign of the basement suite, new kitchen layout on the main floor, new doors and windows, new interior stairs to basement and area under the porch to be converted to closets. Schedule B - Structural & Geotechnical - Jeff Allester - 604-228-0518 Ok for field review as per Kirat Kang Ok for DB per POD | Copper & Cast Mechanical Ltd
GP-2023-03086 | 2023-10-17 | 2488 OXFORD STREET, Vancouver, BC V5K 1M8 | Gas Permit | Residential | Renovation | Issued | Residential - Installation of 1 gas fireplace -venting and hook up only | Urban Fireplaces Ltd
GP-2022-02846 | 2022-09-22 | 2430 MCMULLEN AVENUE, Vancouver, BC V6L 2E4 | Gas Permit | Residential | Renovation | Completed | Residential - to replace 1 water heater in the same location. | Paolo's Plumbing & Heating Ltd
GP-2023-01438 | 2023-05-03 | 3476 MONS DRIVE, Vancouver, BC V5M 3E6 | Gas Permit | Residential | Addition | Completed | Residential - TO INSTALL 1 COMBI BOILER | BC Care Heating Services Ltd
SP-2022-01275 | 2022-08-11 | 3496 MONS DRIVE, Vancouver, BC V5M 3E6 | Sprinkler Permit | Commercial | Tenant Improvement | Completed | Commercial - Tenant improvement for new classroom layout. >Interior alterations to convert the library to two classrooms on the 2nd floor of this existing Elementary and Secondary school Scope of work: Install interior wall & doors, millwork, plumbing fixtures, electrical, and sprinkler work. Ok for Field Review per J. Zhang, March 4, 2022 Letters of Assurance Rec'd: Schedule A & Schedule B Architectural submitted per Kevin Hanvey, AIBC, 604-632-4367 Schedule B Mechanical & Plumbing submitted per Zhe Jia (Jack) Zhang, P.Eng, 604-632-1114 Schedule B Electrical submitted per Teresa Paqueo, P.Eng, 604-632-3350 Energy Upgrade: E2 - Lighting - Upgrade all Automatic Daylighting Responsive Controls for Sidelighting (per 9.4.1.1.(e) of ASHRAE 90.1-2016) Note: Energy checklist is currently no longer required with your Building Permit (BP) application. Some supporting documents are still required at BP stage, specifically Envelope and HVAC, if applicable. Service Water Heating and Lighting supporting documents, if applicable, must be submitted with your related trades permits (e.g. electrical and plumbing). All energy upgrades will be checked during inspections stage. It is the applicant’s responsibility to identify and note all required upgrades including energy upgrades on their BP drawings at BP stage. *****This application does not include any of the following: 1. Not more than 20 sprinklers (add, relocate, or remove), 2. hydraulic calculations, 3. change in occupancy and /or hazard classification, 4. warehouse storage arrangements, 5. mobile compact storage arrangements, 6. alternative solutions, 7. changes to the sprinkler system supply piping (e.g. valves, mains, cross-mains, branch-lines, etc.), or 8. flexible sprinkler pipe. | Escape Fire Protection Ltd
EP-2022-05718 | 2022-07-07 | 3496 MONS DRIVE, Vancouver, BC V5M 3E6 | Electrical Permit | Commercial | Renovation | Completed | Installation / Repair - Commercial - Wire classroom for plugs >BP: Interior alterations to convert the library to two classrooms on the 2nd floor of this existing Elementary and Secondary school Scope of work: Install interior wall & doors, millwork, plumbing fixtures, electrical, and sprinkler work. Ok for Field Review per J. Zhang, March 4, 2022 Letters of Assurance Rec'd: Schedule A & Schedule B Architectural submitted per Kevin Hanvey, AIBC, 604-632-4367 Schedule B Mechanical & Plumbing submitted per Zhe Jia (Jack) Zhang, P.Eng, 604-632-1114 Schedule B Electrical submitted per Teresa Paqueo, P.Eng, 604-632-3350 Energy Upgrade: E2 - Lighting - Upgrade all Automatic Daylighting Responsive Controls for Sidelighting (per 9.4.1.1.(e) of ASHRAE 90.1-2016) Note: Energy checklist is currently no longer required with your Building Permit (BP) application. Some supporting documents are still required at BP stage, specifically Envelope and HVAC, if applicable. Service Water Heating and Lighting supporting documents, if applicable, must be submitted with your related trades permits (e.g. electrical and plumbing). All energy upgrades will be checked during inspections stage. It is the applicant’s responsibility to identify and note all required upgrades including energy upgrades on their BP drawings at BP stage. | Mark Rothberger
NULL | NULL | 3496 MONS DRIVE, Vancouver, BC V5M 3E6 | Electrical Permit | Commercial | Renovation | Draft | Installation / Repair - Commercial - Wire outlets for classroom | Mark Rothberger
EP-2024-00128 | NULL | 1238 MELVILLE STREET, Vancouver, BC V6E 4N2 | Electrical Permit | Residential | Addition | Application Incomplete | Installation / Repair - Residential - New 100amp Panelboard and infrastructure for 2 Chargepoint chargers | Lonsdale Electric Ltd
EP-2022-06183 | 2022-07-22 | 3950 NANAIMO STREET, Vancouver, BC V5N 5H5 | Electrical Permit | Residential | Tenant Improvement | Completed | Installation / Repair - Residential - - No change to existing service - Electrical install for heat pump - BP not required - Mechanical Permit to be obtained | Moore And Russell Heating And Air Conditioning Ltd
MP-2022-00173 | 2022-09-01 | 3950 NANAIMO STREET, Vancouver, BC V5N 5H5 | Mechanical Permit | NULL | NULL | Completed | NULL | Moore And Russell Heating And Air Conditioning Ltd
EP-2022-06037 | 2022-07-20 | 6079 NANAIMO STREET, Vancouver, BC V5P 4K2 | Electrical Permit | Residential | Renovation | Completed | Installation / Repair - Residential - Upgrade existing service from 100 amp to 200 amp, 120/240 volt single phase | AML Construction Ltd
EP-2022-00938 | 2022-02-09 | 6465 NANAIMO STREET, Vancouver, BC V5P 4K9 | Electrical Permit | Residential | New | Completed | Installation / Repair - Residential - rough wiring, finishing and service of new house. Main Service ; 200 amps Main House ; 150 amps LWH ; 100 amps >BP: To construct a 2 storey one-family dwelling with a secondary suite located in the Basement ($952,412.50) with an open parking pad, providing 1 parking space, having vehicular access from the 20' Lane. 1. Covenant registered at the Land Title Office under CA8771594 2. A/C proposed – Exterior component located in rear yard, Interior component located in second floor closet 3. Bar sink located in recreation room 4. Schedule B: (Md. Shahidul Alam) P.Eng (604.653.7475) Structural 5. Schedule B: (Md. Shahidul Alam) P.Eng (604.653.7475) Geotechnical 6. HPO: Residential Builder- (Star Home Plans Inc) Note: This is a 2 storey building pursuant to the Zoning and Development By-Law Address Information: Principle Dwelling: #1 – 6465 NANAIMO ST Secondary Suite: #2 – 6465 NANAIMO ST Laneway home: #3 – 6465 NANAIMO ST Addresses have been assigned per the approved plans, access to the rear unit is from the south side. This access must be provided & maintained at all times and the building addresses posted to be visible from the street in accordance with the Building By-law. **THIS PERMIT HAS BEEN ISSUED UNDER THE REQUIREMENTS OF VBBL #12511 (2019) ** | OPTIMUM ELECTRICAL LTD
SP-2022-00050 | 2022-01-18 | 6465 NANAIMO STREET, Vancouver, BC V5P 4K9 | Sprinkler Permit | Residential | New | Completed | Residential - main house with new sprinklers >BP: To construct a 2 storey one-family dwelling with a secondary suite located in the Basement ($952,412.50) with an open parking pad, providing 1 parking space, having vehicular access from the 20' Lane. 1. Covenant registered at the Land Title Office under CA8771594 2. A/C proposed – Exterior component located in rear yard, Interior component located in second floor closet 3. Bar sink located in recreation room 4. Schedule B: (Md. Shahidul Alam) P.Eng (604.653.7475) Structural 5. Schedule B: (Md. Shahidul Alam) P.Eng (604.653.7475) Geotechnical 6. HPO: Residential Builder- (Star Home Plans Inc) Note: This is a 2 storey building pursuant to the Zoning and Development By-Law Address Information: Principle Dwelling: #1 – 6465 NANAIMO ST Secondary Suite: #2 – 6465 NANAIMO ST Laneway home: #3 – 6465 NANAIMO ST Addresses have been assigned per the approved plans, access to the rear unit is from the south side. This access must be provided & maintained at all times and the building addresses posted to be visible from the street in accordance with the Building By-law. **THIS PERMIT HAS BEEN ISSUED UNDER THE REQUIREMENTS OF VBBL #12511 (2019) ** | BC Fire Sprinklers Ltd
PP-2022-02483 | 2022-07-20 | 2142 NAPIER STREET, Vancouver, BC V5L 2N9 | Plumbing Permit | Residential | New | Completed | Residential - Automatic Irrigation System To construct a 2 storey two-family dwelling with a detached accessory building (garage), at the rear providing 2 parking spaces, having vehicular access from the lane. Note: This is a 2 storey building pursuant to the Zoning and Development By-Law The entire building to be sprinklered to 2 X NFPA 13D 1- No Bar/Sink proposed 2- A/C unit proposed in the rear | L & L IRRIGATION LTD
GP-2022-00769 | 2022-03-11 | 2249 NAPIER STREET, Vancouver, BC V5L 2P3 | Gas Permit | Residential | Addition | Completed | Residential - INSTALL A GAS LINE FOR A FIRE PIT | Hillcrest Plumbing & Heating (1967) Ltd
GP-2022-02994 | 2022-10-07 | 2267 NAPIER STREET, Vancouver, BC V5L 2P3 | Gas Permit | Residential | Renovation | Completed | Residential - RE N RE - furnace and hot water heater replacement | Royal Pro Heating Ltd
GP-2023-02739 | 2023-09-19 | 2517 OXFORD STREET, Vancouver, BC V5K 1M9 | Gas Permit | Residential | Tenant Improvement | Completed | Residential - Re and re of gas range | Simon Appliance and Plumbing Ltd
EP-2022-00387 | 2022-01-19 | 2556 OXFORD STREET, Vancouver, BC V5K 1N1 | Electrical Permit | Residential | Renovation | Completed | Installation / Repair - Residential - Service upgrade to 200A, separation of main floor and basement suite electrical system 2556 Oxford St Interior alterations to lower the existing slab by removing the wood floor and pouring a new concrete slab to obtain headroom under the existing beam and to legalize the existing secondary suite at the front of this existing two storey one family dwelling on this inside with lane. ** Amend 04/25/2022** Install CATV and data wire | Rightway Electric Inc
SP-2023-01951 | 2023-10-23 | 3218 ONTARIO STREET, Vancouver, BC V5V 3E5 | Sprinkler Permit | Residential | Renovation | Issued | Residential - UNITS: #101, 102, 103, 104, 105, 201, 202, 204 and 205 We replace 15 sprinkler heads by the same one but new >BP: #101, 102, 103, 104, 105, 201, 202, 204 and 205 Interior alterations to cut 16" by 4" square hatches in the ceilings of the main lobby and units 101, 102, 103, 104, 105, 201, 202, 204 and 205 to access and replace the dry sprinkler heads. *****This application does not include any of the following: 1. Not more than 20 sprinklers (add, relocate, or remove), 2. hydraulic calculations, 3. change in occupancy and /or hazard classification, 4. warehouse storage arrangements, 5. mobile compact storage arrangements, 6. alternative solutions, 7. changes to the sprinkler system supply piping (e.g. valves, mains, cross-mains, branch-lines, etc.), or 8. flexible sprinkler pipe. | Battalion Fire Pro Corp
SP-2023-01380 | 2023-07-31 | 3218 ONTARIO STREET, Vancouver, BC V5V 3E5 | Sprinkler Permit | Commercial | Renovation - Dwelling Unit(s) only | Issued | Commercial - Replace 4 existing dry sidewalk by new . Same size, same K factors to sent for testing >BP: #203 & #206 - 3218 Ontario Street Interior alterations in units 203 & 206 to add a 14"x14" square hatches on the ceilings to access and test the dry sprinkler heads. *****This application does not include any of the following: 1. Not more than 20 sprinklers (add, relocate, or remove), 2. hydraulic calculations, 3. change in occupancy and /or hazard classification, 4. warehouse storage arrangements, 5. mobile compact storage arrangements, 6. alternative solutions, 7. changes to the sprinkler system supply piping (e.g. valves, mains, cross-mains, branch-lines, etc.), or 8. flexible sprinkler pipe. | Battalion Fire Pro Corp
EP-2023-04420 | 2023-06-29 | 3418 ONTARIO STREET, Vancouver, BC V5V 3E8 | Electrical Permit | Residential | Renovation | Completed | Installation / Repair - Residential - Solar Photovoltaic installations. Install of two separate photovoltaic systems - one on each suite (address) main building and carports. >BP: To construct a two-storey two-family dwelling with one lock-off unit ($860,750) located in the basement, with two carports at the rear providing two parking spaces, having vehicular access from the lane. Note: This is a 2 storey building pursuant to the Zoning and Development By-Law. 1. Covenant registered at the Land Title Office CB327684 to CB327685 2. No strata titling of the lock-off unit is permitted 3. A/C units proposed in the rear yard 4. No bar sinks proposed 5. Schedule B: YEMING LI 604-385-2666 Structural & Geotechnical 6. BC Housing Residential Builder – Lanefab Design Build Ltd. 7. The entire building to be sprinklered to 2 x NFPA 13D Address number assigned as per approved plans for Fire and Emergency response. The address number is to be posted and to the building and to be visible from the street in accordance with the Building By-law prior to final inspection. ***This permit is issued under the VBBL 2019, with updated energy requirements as per bylaw # 12997 effective Jan 01, 2022.*** | Vancouver Renewable Energy Cooperative
SP-2023-00993 | 2023-06-06 | 3418 ONTARIO STREET, Vancouver, BC V5V 3E8 | Sprinkler Permit | Residential | New | Completed | Residential - To Install 36 sprinkler heads >BP: To construct a two-storey two-family dwelling with one lock-off unit located in the basement, with two carports at the rear providing two parking spaces, having vehicular access from the lane. Note: This is a 2 storey building pursuant to the Zoning and Development By-Law. 1. Covenant registered at the Land Title Office CB327684 to CB327685 2. No strata titling of the lock-off unit is permitted 3. A/C units proposed in the rear yard 4. No bar sinks proposed 5. Schedule B: YEMING LI 604-385-2666 Structural & Geotechnical 6. BC Housing Residential Builder – Lanefab Design Build Ltd. 7. The entire building to be sprinklered to 2 x NFPA 13D | General Sprinkler Systems Ltd
EP-2023-04933 | 2023-06-05 | 3418 ONTARIO STREET, Vancouver, BC V5V 3E8 | Electrical Permit | Residential | New | Completed | Installation / Repair - Residential - Cable, Computer, Chime Rough-In and Completion. >BP: >BP: To construct a two-storey two-family dwelling with one lock-off unit ($860,750) located in the basement, with two carports at the rear providing two parking spaces, having vehicular access from the lane. Note: This Building Permit will remain in a suspended status until the associated (green) Demolition Permit BP-2022-02279 is completed. Note: This is a 2 storey building pursuant to the Zoning and Development By-Law. 1. Covenant registered at the Land Title Office CB327684 to CB327685 2. No strata titling of the lock-off unit is permitted 3. A/C units proposed in the rear yard 4. No bar sinks proposed 5. Schedule B: YEMING LI 604-385-2666 Structural & Geotechnical 6. BC Housing Residential Builder – Lanefab Design Build Ltd. 7. The entire building to be sprinklered to 2 x NFPA 13D Address number assigned as per approved plans for Fire and Emergency response. The address number is to be posted and to the building and to be visible from the street in accordance with the Building By-law prior to final inspection. ***This permit is issued under the VBBL 2019, with updated energy requirements as per bylaw # 12997 effective Jan 01, 2022.*** | Repel Security Systems Ltd
PP-2023-00869 | 2023-03-16 | 3418 ONTARIO STREET, Vancouver, BC V5V 3E8 | Plumbing Permit | Residential | New | Completed | Residential - Plumbing for duplex house >BP: To construct a two-storey two-family dwelling with one lock-off unit located in the basement, with two carports at the rear providing two parking spaces, having vehicular access from the lane. Note: This is a 2 storey building pursuant to the Zoning and Development By-Law. 1. Covenant registered at the Land Title Office CB327684 to CB327685 2. No strata titling of the lock-off unit is permitted 3. A/C units proposed in the rear yard 4. No bar sinks proposed 5. Schedule B: YEMING LI 604-385-2666 Structural & Geotechnical 6. BC Housing Residential Builder – Lanefab Design Build Ltd. 7. The entire building to be sprinklered to 2 x NFPA 13D | Apple Mechanical Ltd
PP-2022-04149 | 2022-11-23 | 3418 ONTARIO STREET, Vancouver, BC V5V 3E8 | Plumbing Permit | Residential | New | Completed | Residential - Sumps | AKAL DEMOLITION & EXCAVATING LTD
EP-2022-09722 | 2022-11-23 | 3418 ONTARIO STREET, Vancouver, BC V5V 3E8 | Electrical Permit | Residential | New | Completed | Installation / Repair - Residential - NEW CONSTRUCTION >BP: To construct a two-storey two-family dwelling with one lock-off unit ($860,750) located in the basement, with two carports at the rear providing two parking spaces, having vehicular access from the lane. Note: This Building Permit will remain in a suspended status until the associated (green) Demolition Permit BP-2022-02279 is completed. Note: This is a 2 storey building pursuant to the Zoning and Development By-Law. 1. Covenant to be registered at the Land Title Office prior to sheathing inspection 2. No strata titling of the lock-off unit is permitted 3. A/C units proposed in the rear yard 4. No bar sinks proposed 5. Schedule B: YEMING LI 604-385-2666 Structural & Geotechnical 6. BC Housing Residential Builder – Lanefab Design Build Ltd. 7. The entire building to be sprinklered to 2 x NFPA 13D ***This permit is issued under the VBBL 2019, with updated energy requirements as per bylaw # 12997 effective Jan 01, 2022.*** | Prabhjot Singh Battu
PP-2022-04322 | 2022-12-02 | 3418 ONTARIO STREET, Vancouver, BC V5V 3E8 | Plumbing Permit | Residential | New | Completed | Residential - Sump | Jewel Mini Excavating Ltd
EP-2022-06905 | 2022-08-16 | 3418 ONTARIO STREET, Vancouver, BC V5V 3E8 | Electrical Permit | Residential | New | Expired | Temporary Power - Residential - To provide temporary power. | AECOM ELECTRIC LTD
GP-2022-02523 | 2022-08-24 | 7589 MONTCALM STREET, Vancouver, BC V6P 4N7 | Gas Permit | Residential | Renovation | Completed | Residential - Decommission and remove furnace Outdoor Heat Pump unit installed on the back of the house. | Ashton Service Group/Ashton Mechanical Ltd.
EP-2023-01974 | 2023-03-16 | 7589 MONTCALM STREET, Vancouver, BC V6P 4N7 | Electrical Permit | Residential | Renovation | Completed | Installation / Repair - Residential - Added a circuit for a heat pump *GP-2022-02523 | Douglas Millington o/a Moose Electric
NULL | NULL | 7589 MONTCALM STREET, Vancouver, BC V6P 4N7 | Mechanical Permit | NULL | NULL | Draft | NULL | Ashton Service Group/Ashton Mechanical Ltd.
GP-2022-01752 | 2022-06-08 | 7779 MONTCALM STREET, Vancouver, BC V6P 4P1 | Gas Permit | Residential | Tenant Improvement | Completed | Residential - Hot Water Tank Replacement | Wah Fai Plumbing & Heating Inc
GP-2022-02764 | 2022-09-14 | 7779 MONTCALM STREET, Vancouver, BC V6P 4P1 | Gas Permit | Residential | Renovation | Completed | Residential - INSTALLATION OF FURNACE | Can Flame Heating Ltd
MP-2022-00332 | 2022-10-04 | 7791 MONTCALM STREET, Vancouver, BC V6P 4P1 | Mechanical Permit | NULL | NULL | Completed | NULL | 1236318 BC Ltd DBA Aquatech Vancouver
EP-2022-05023 | 2022-06-14 | 7791 MONTCALM STREET, Vancouver, BC V6P 4P1 | Electrical Permit | Residential | Renovation | Completed | Installation / Repair - Residential - Upgrade existing electrical service from 100 amps to 200 amps. **Amend 10/03/2022** Attached is the load calculation and site plan | Mountain Point Electrical Inc.
GP-2022-01567 | 2022-05-19 | 7791 MONTCALM STREET, Vancouver, BC V6P 4P1 | Gas Permit | Residential | Renovation | Completed | Residential - Re/re of existing hot water tank with tankless water heater. Amend: Nov 3, 2022 add the removal of a natural gas furnace and capping of natural gas line. | 1236318 BC Ltd DBA Aquatech Vancouver
EP-2022-01005 | 2022-02-09 | 3312 NANAIMO STREET, Vancouver, BC V5N 5G6 | Electrical Permit | Residential | New | Expired | Temporary Power - Residential - To provide temporary power. | AULAKH ELECTRICAL CORPORATION
PP-2022-01609 | 2022-05-10 | 3312 NANAIMO STREET, Vancouver, BC V5N 5G6 | Plumbing Permit | Residential | New | Completed | Residential - sump >BP: To construct a 2 storey two-family dwelling with 2 secondary suites located in the Basement ($821,770.50) with a detached accessory building (garage) and 1 open parking at the rear providing 2 parking spaces, having vehicular access from the lane. 1. Covenant registered at the Land Title Office under CA9356081 2. A/C proposed – Exterior component located in Front yard and Rear yard, Interior component located in closet on second floor. 3. No Bar sink proposed. 4. Schedule B: (Shahidul Alam.) Eng (604-653-7475) Structural 5. Schedule B: (JASON HUI ) P.Eng (778-319-3403) Geotechnical 6. HPO: Residential Builder- (TRANS PACIFIC HOMES INC.) Note: This is a 2 storey building pursuant to the Zoning and Development By-Law Address Information: FRONT UNIT #1-3314 Nanaimo St - One Family Dwelling (1st - 2nd floor) #2-3314 Nanaimo St - Secondary Suite (basement) BACK UNIT #1-3312 Nanaimo St - One Family Dwelling (1st - 2nd floor) #2-3312 Nanaimo St - Secondary Suite (basement) Address and suite numbers assigned as per approved plans for Fire and Emergency response. The address numbers are to be posted on the building to be visible from the street and the suite numbers are to be posted at the suite entries in accordance with the Building By-law prior to final inspection. **THIS PERMIT HAS BEEN ISSUED UNDER THE REQUIREMENTS OF VBBL #12511 (2019)** | Bhullar Excavating and Demolition
EP-2022-07091 | 2022-08-23 | 3312 NANAIMO STREET, Vancouver, BC V5N 5G6 | Electrical Permit | Residential | New | Completed | Installation / Repair - Residential - Wirining of duplex unit with suit , under ground cables and service Main service 200 Amps each unit 125 Amps Main kitchen stove on Gas ,AC Unit for two floor only,Two half Garage small car charger of 3840 watt is installed >BP: To construct a 2 storey two-family dwelling with 2 secondary suites located in the Basement ($821,770.50) with a detached accessory building (garage) and 1 open parking at the rear providing 2 parking spaces, having vehicular access from the lane. 1. Covenant registered at the Land Title Office under CA9356081 2. A/C proposed – Exterior component located in Front yard and Rear yard, Interior component located in closet on second floor. 3. No Bar sink proposed. 4. Schedule B: (Shahidul Alam.) Eng (604-653-7475) Structural 5. Schedule B: (JASON HUI ) P.Eng (778-319-3403) Geotechnical 6. HPO: Residential Builder- (TRANS PACIFIC HOMES INC.) Note: This is a 2 storey building pursuant to the Zoning and Development By-Law **THIS PERMIT HAS BEEN ISSUED UNDER THE REQUIREMENTS OF VBBL #12511 (2019)** | AULAKH ELECTRICAL CORPORATION
SP-2022-01347 | 2022-08-22 | 3312 NANAIMO STREET, Vancouver, BC V5N 5G6 | Sprinkler Permit | Residential | New | Completed | Residential - to install a sprinkler system >BP: To construct a 2 storey two-family dwelling with 2 secondary suites located in the Basement ($821,770.50) with a detached accessory building (garage) and 1 open parking at the rear providing 2 parking spaces, having vehicular access from the lane. 1. Covenant registered at the Land Title Office under CA9356081 2. A/C proposed – Exterior component located in Front yard and Rear yard, Interior component located in closet on second floor. 3. No Bar sink proposed. 4. Schedule B: (Shahidul Alam.) Eng (604-653-7475) Structural 5. Schedule B: (JASON HUI ) P.Eng (778-319-3403) Geotechnical 6. HPO: Residential Builder- (TRANS PACIFIC HOMES INC.) **THIS PERMIT HAS BEEN ISSUED UNDER THE REQUIREMENTS OF VBBL #12511 (2019)** -The entire building to be sprinklered to 2 x NFPA 13D | ACME PLUMBING HEATING & GAS LTD.
GP-2022-02658 | 2022-09-06 | 3312 NANAIMO STREET, Vancouver, BC V5N 5G6 | Gas Permit | Residential | New | Completed | Residential - To install 2 boilers and 2 rough-in for range(Duplex) >BP: To construct a 2 storey two-family dwelling with 2 secondary suites located in the Basement ($821,770.50) with a detached accessory building (garage) and 1 open parking at the rear providing 2 parking spaces, having vehicular access from the lane. | ACME PLUMBING HEATING & GAS LTD.
EP-2022-07514 | 2022-09-08 | 3312 NANAIMO STREET, Vancouver, BC V5N 5G6 | Electrical Permit | Residential | New | Completed | Installation / Repair - Residential - Tv, telephone alarm prewire and complete security alarm >BP: To construct a 2 storey two-family dwelling with 2 secondary suites located in the Basement ($821,770.50) with a detached accessory building (garage) and 1 open parking at the rear providing 2 parking spaces, having vehicular access from the lane. | Tvisha Technologies Ltd
PP-2022-02388 | 2022-07-11 | 3312 NANAIMO STREET, Vancouver, BC V5N 5G6 | Plumbing Permit | Residential | New | Completed | Residential - to install new plumbing fixtures (Duplex) >To construct a 2 storey two-family dwelling with 2 secondary suites located in the Basement ($821,770.50) with a detached accessory building (garage) and 1 open parking at the rear providing 2 parking spaces, having vehicular access from the lane. 1. Covenant registered at the Land Title Office under CA9356081 2. A/C proposed – Exterior component located in Front yard and Rear yard, Interior component located in closet on second floor. 3. No Bar sink proposed. 4. Schedule B: (Shahidul Alam.) Eng (604-653-7475) Structural 5. Schedule B: (JASON HUI ) P.Eng (778-319-3403) Geotechnical 6. HPO: Residential Builder- (TRANS PACIFIC HOMES INC.) Note: This is a 2 storey building pursuant to the Zoning and Development By-Law **THIS PERMIT HAS BEEN ISSUED UNDER THE REQUIREMENTS OF VBBL #12511 (2019)** | ACME PLUMBING HEATING & GAS LTD.
EP-2023-08463 | 2023-09-25 | 3357 NANAIMO STREET, Vancouver, BC V5N 5G7 | Electrical Permit | Residential | Renovation | Issued | Installation / Repair - Residential - Service Upgrade from 100Amps overhead to 200Amps underground with tele ducting. Refeed detached garage with more power (125Amps). Fix code deficiencies and (replace smoke detectors, GFCI in kitchen zone, etc.) | Mike Schembri O/A MLS Electric
GP-2023-01453 | 2023-05-04 | 3429 NANAIMO STREET, Vancouver, BC V5N 5G9 | Gas Permit | Residential | Tenant Improvement | Completed | Residential - replaced hot water hater | Campbell Care Plumbing, Heating & Air Ltd.
GP-2023-03537 | 2023-11-15 | 4653 NANAIMO STREET, Vancouver, BC V5N 5J5 | Gas Permit | Residential | Tenant Improvement | Completed | Residential - replacing water heater | Coleman Heating Inc
PP-2023-00956 | 2023-03-21 | 2605 NAPIER STREET, Vancouver, BC V5K 2W7 | Plumbing Permit | Residential | Renovation | Completed | Residential - Sanitary sewer line replacement with inspection chamber | PRISTINE PLUMBING & DRAINAGE LTD.
EP-2023-06293 | 2023-07-12 | 2616 NAPIER STREET, Vancouver, BC V5K 2W6 | Electrical Permit | Residential | New | Issued | Temporary Power - Residential - To provide temporary power. | H.L. ELECTRICAL LTD
PP-2023-03910 | 2023-11-07 | 2616 NAPIER STREET, Vancouver, BC V5K 2W6 | Plumbing Permit | Residential | New | Issued | Residential - 2FD - FRONT - 2616 NAPIER ST - #1 BACK - 2616 NAPIER ST - #2 PLUMBING >DB: To construct a 2.5 storey duplex with a detached accessory building (garage) at the rear providing 2 parking spaces, having vehicular access from the lane. Note: The entire building, INCLUDING THE ATTACHED GARAGE (if applicable), to be sprinklered to 2 x NFPA 13D 1. Mechanical unit proposed – Exterior component located in rear yard, Interior component located in second floor mechanical closets. ***This permit is issued under the VBBL 2019, with updated energy requirements as per bylaw # 12997 effective Jan 01, 2022.*** | Forbes Mechanical Ltd
PP-2023-03520 | 2023-10-05 | 2616 NAPIER STREET, Vancouver, BC V5K 2W6 | Plumbing Permit | Residential | New | Issued | Residential - 2FD - Sentry and storm con with sump | AKAL DEMOLITION & EXCAVATING LTD
EP-2023-10648 | 2023-12-11 | 2616 NAPIER STREET, Vancouver, BC V5K 2W6 | Electrical Permit | Residential | New | Issued | Installation / Repair - Residential - 200 amp main service 125 amp for both unit All rough wiring and finishing >BP: To construct a 2.5 storey duplex ($676,000.00) with a detached accessory building (garage) at the rear providing 2 parking spaces, having vehicular access from the lane. Note: The entire building, INCLUDING THE ATTACHED GARAGE (if applicable), to be sprinklered to 2 x NFPA 13D 1. Mechanical unit proposed – Exterior component located in rear yard, Interior component located in second floor mechanical closets. 2. Schedule B: (J.J.S. Hui) P.Eng (778.319.3403) Architectural, Structural & Geotechnical 3. HPO: Residential Builder - Brar Empire Homes Ltd. | H.L. ELECTRICAL LTD
MP-2023-02099 | 2023-11-28 | 2616 NAPIER STREET, Vancouver, BC V5K 2W6 | Mechanical Permit | NULL | NULL | Issued | NULL | Forbes Mechanical Ltd
GP-2023-04159 | 2023-12-22 | 2616 NAPIER STREET, Vancouver, BC V5K 2W6 | Gas Permit | Residential | New | Issued | Residential - To install 2 range 2 bbq There is piping for 2 bbq >BP: To construct a 2.5 storey duplex ($676,000.00) with a detached accessory building (garage) at the rear providing 2 parking spaces, having vehicular access from the lane. | JOT MECHANICAL LTD
SP-2023-02301 | 2023-12-20 | 2616 NAPIER STREET, Vancouver, BC V5K 2W6 | Sprinkler Permit | Residential | New | Issued | Residential - duplex with new sprinklers >Note: The entire building, INCLUDING THE ATTACHED GARAGE (if applicable), to be sprinklered to 2 x NFPA 13D >BP: To construct a 2.5 storey duplex ($676,000.00) with a detached accessory building (garage) at the rear providing 2 parking spaces, having vehicular access from the lane. 1. Mechanical unit proposed – Exterior component located in rear yard, Interior component located in second floor mechanical closets. 2. Schedule B: (J.J.S. Hui) P.Eng (778.319.3403) Architectural, Structural & Geotechnical 3. HPO: Residential Builder - Brar Empire Homes Ltd. Note: This is a 2 storey building pursuant to the Zoning and Development By-Law | BC Fire Sprinklers Ltd
MP-2024-00031 | 2024-01-09 | 2616 NAPIER STREET, Vancouver, BC V5K 2W6 | Mechanical Permit | NULL | NULL | Issued | NULL | Acom Electrical Mechanical Ltd
EP-2024-00257 | 2024-01-17 | 2616 NAPIER STREET, Vancouver, BC V5K 2W6 | Electrical Permit | Residential | New | Issued | Installation / Repair - Residential - cable, internet, tel, doorbell/intercom, security, cameras, speakers -complete security installation >BP: To construct a 2.5 storey duplex ($676,000.00) with a detached accessory building (garage) at the rear providing 2 parking spaces, having vehicular access from the lane. Note: The entire building, INCLUDING THE ATTACHED GARAGE (if applicable), to be sprinklered to 2 x NFPA 13D | PLANET SMART HOMES LTD.
MP-2023-02137 | 2023-12-04 | 2640 NAPIER STREET, Vancouver, BC V5K 2W6 | Mechanical Permit | NULL | NULL | Issued | NULL | UComfort Services Inc
EP-2023-08611 | 2023-10-10 | 2640 NAPIER STREET, Vancouver, BC V5K 2W6 | Electrical Permit | Residential | New | Issued | Installation / Repair - Residential - ¦ 2FD- 200A ¦ New rough wiring finishing and service *An approved mechanical permit is required for the installation of air conditioning or heat pump unit at the time of installation before an electrical inspection will be performed >BP: To construct a 2 storey duplex ($634,307.50) with a detached accessory building (garage) at the rear providing 2 parking spaces, having vehicular access from the lane on this site with soil liquefaction risk. Note: The entire building, INCLUDING THE ATTACHED GARAGE (if applicable), to be sprinklered to 2 x NFPA 13D 1. A/C proposed – Exterior component located in rear yard, Interior component located on upper floor. 2. Schedule B: (Dr. G.Z. Zhou) P.Eng (604.838.2586) Structural & Geotechnical 3. HPO: Residential Builder- 1283591 BC Ltd ***This permit is issued under the VBBL 2019, with updated energy requirements as per bylaw # 12997 effective Jan 01, 2022.*** | CHEEMA ELECTRIC LTD
SP-2023-01783 | 2023-09-27 | 2640 NAPIER STREET, Vancouver, BC V5K 2W6 | Sprinkler Permit | Residential | New | Issued | Residential - new duplex >BP: To construct a 2 storey duplex with a detached accessory building (garage) at the rear providing 2 parking spaces, having vehicular access from the lane on this site with soil liquefaction risk. Note: The entire building, INCLUDING THE ATTACHED GARAGE (if applicable), to be sprinklered to 2 x NFPA 13D 1. A/C proposed – Exterior component located in rear yard, Interior component located on upper floor. 2. Schedule B: (Dr. G.Z. Zhou) P.Eng (604.838.2586) Structural & Geotechnical 3. HPO: Residential Builder- 1283591 BC Ltd | Yu Fire Protection Inc.
GP-2023-03560 | 2023-11-17 | 2640 NAPIER STREET, Vancouver, BC V5K 2W6 | Gas Permit | Residential | New | Issued | Residential - 2 BBQ's & 2 Ranges Piping only for 2 bbqs complete installation of 2 ranges >BP: To construct a 2 storey duplex ($634,307.50) with a detached accessory building (garage) at the rear providing 2 parking spaces, having vehicular access from the lane on this site with soil liquefaction risk. | Apple Mechanical Ltd
EP-2023-09337 | 2023-10-17 | 2640 NAPIER STREET, Vancouver, BC V5K 2W6 | Electrical Permit | Residential | New | Issued | Installation / Repair - Residential - Installation of CCTV, TV, TEL, DATA, INTERCOM, ALARM FINISH. >BP: To construct a 2 storey duplex ($634,307.50) with a detached accessory building (garage) at the rear providing 2 parking spaces, having vehicular access from the lane on this site with soil liquefaction risk. Note: The entire building, INCLUDING THE ATTACHED GARAGE (if applicable), to be sprinklered to 2 x NFPA 13D 1. A/C proposed – Exterior component located in rear yard, Interior component located on upper floor. 2. Schedule B: (Dr. G.Z. Zhou) P.Eng (604.838.2586) Structural & Geotechnical 3. HPO: Residential Builder- 1283591 BC Ltd Note: This is a 2 storey building pursuant to the Zoning and Development By-Law ***This permit is issued under the VBBL 2019, with updated energy requirements as per bylaw # 12997 effective Jan 01, 2022.*** | Anmi Technology Corp.
EP-2023-09017 | 2023-10-06 | 2640 NAPIER STREET, Vancouver, BC V5K 2W6 | Electrical Permit | Residential | New | Issued | Temporary Power - Residential - To provide temporary power. Renewal of EP-2022-08274 Valid: Oct 3, 2023 to Oct 2, 2024 | CHEEMA ELECTRIC LTD
PP-2023-02492 | 2023-07-13 | 2640 NAPIER STREET, Vancouver, BC V5K 2W6 | Plumbing Permit | Residential | New | Issued | Residential - 2FD - FRONT - 2640 NAPIER ST - #1 BACK - 2640 NAPIER ST - #2 Plumbing for a duplex house >DB: To construct a 2 storey duplex with a detached accessory building (garage) at the rear providing 2 parking spaces, having vehicular access from the lane on this site with soil liquefaction risk. Note: The entire building, INCLUDING THE ATTACHED GARAGE (if applicable), to be sprinklered to 2 x NFPA 13D 1. A/C proposed – Exterior component located in rear yard, Interior component located on upper floor. ***This permit is issued under the VBBL 2019, with updated energy requirements as per bylaw # 12997 effective Jan 01, 2022.*** | Apple Mechanical Ltd
PP-2023-01745 | 2023-05-17 | 2640 NAPIER STREET, Vancouver, BC V5K 2W6 | Plumbing Permit | Residential | New | Issued | Residential - TWO OUT SIDE SUMPS WITH OUT PUMP | JVT EXCAVATING & DEMOLITION LTD
EP-2022-08274 | 2022-10-03 | 2640 NAPIER STREET, Vancouver, BC V5K 2W6 | Electrical Permit | Residential | New | Expired | Temporary Power - Residential - To provide temporary power. | CHEEMA ELECTRIC LTD
EP-2023-06304 | 2023-07-27 | 240 N KOOTENAY STREET, Vancouver, BC V5K 3R3 | Electrical Permit | Residential | Tenant Improvement | Completed | Installation / Repair - Residential - electrical requirements for electric vehicle charging station | UES Electrical Services Incorporated
GP-2022-01338 | 2022-04-29 | 255 N KOOTENAY STREET, Vancouver, BC V5K 3R2 | Gas Permit | Residential | Addition | Completed | Residential - adding a bbq box. **Amendment May 4, 2022** Wrong address, supposed to be 255 N Kootenay instead of 225 N Kootenay. | A & J GAS SERVICES LTD
EP-2022-05949 | 2022-08-03 | 5398 NANAIMO STREET, Vancouver, BC V5P 4J4 | Electrical Permit | Commercial | Tenant Improvement | Completed | Installation / Repair - Commercial - Replacing old plugs to TR and replacing battery packs. Value of this is reduced. It’s now about $700. There was no wiring done we replaced 25 plugs and replaced 2 batteries. I talk to building Inspector about work without permit was mistake. | Lotus Electrical Experts Ltd.
SP-2022-01185 | 2022-07-27 | 5398 NANAIMO STREET, Vancouver, BC V5P 4J4 | Sprinkler Permit | Residential | Renovation - Dwelling Unit(s) only | Completed | Residential - To Replace Painted Sprinkler Heads *****This application does not include any of the following: 1. Not more than 20 sprinklers (add, relocate, or remove), 2. hydraulic calculations, 3. change in occupancy and /or hazard classification, 4. warehouse storage arrangements, 5. mobile compact storage arrangements, 6. alternative solutions, 7. changes to the sprinkler system supply piping (e.g. valves, mains, cross-mains, branch-lines, etc.), or 8. flexible sprinkler pipe. | General Sprinkler Systems Ltd
EP-2023-06152 | 2023-07-10 | 1022 NELSON STREET, Vancouver, BC | Electrical Permit | Commercial | Renovation | Issued | Installation / Repair - Commercial - Remove and replace all fire alarm control panels, annunciator panels, and any incompatible devices with new Mircom system. Note: The issuance of this permit is based on Bulletin 2018-004-BU/EL. >BP: Interior alterations to upgrade the Fire alarm panel replacement in the existing mixed use building on this site. OK for DTI per D. Langevin May 29, 2023. | All Tech Fire Solutions Inc
EP-2023-04267 | 2023-05-16 | 1022 NELSON STREET, Vancouver, BC | Electrical Permit | Commercial | NULL | Issued | Annual / Operating - Annual electrical operating permit and inspections RENEWAL OF EP-2022-04172 VALID: MAY 10, 2023 TO MAY 9, 2024 | Ainsworth Inc
EP-2023-02184 | 2023-03-15 | 1022 NELSON STREET, Vancouver, BC | Electrical Permit | Commercial | Renovation | Completed | Installation / Repair - Commercial - Electrical relocation/addition of outlets. Relocation existing lighting. Relocation of kitchen appliances. Install new circuits for additional kitchen appliances. -only lighting is to relocate existing circuits & switching due to wall removal. >BP: #100 - 1022 Nelson St Interior alterations to combine the two existing office unit #100-1022 Nelson Street and 1026 Nelson Street into one unit on the ground floor of this existing mixed-use building on this site. Scope of work includes changes to the interior partition walls and converting an existing washroom into an end of trip shower room. Ok for field review per J. Zhang - Aug 9, 2022 Notes: - This building is sprinklered. A separate sprinkler permit is required for all related work. - Energy Upgrade: E2 - Lighting - Upgrade to Local Control (per 9.4.1.1.(a) of ASHRAE 90.1-2016). - Schedule B, Architectural, Craig Burns, 604-209-8082. - No translucent or opaque film, artwork, posters, shelving, display cases or similar elements are to be installed on or directly outside or inside of the approved glazing frontages and windows. Energy checklist is currently no longer required with your Building Permit application. Some supporting documents are still required at BP stage, specifically Envelope and HVAC, if applicable. Service Water Heating and Lighting supporting documents, if applicable, must be submitted with your related trades permits (e.g. electrical and plumbing). All energy upgrades will be checked during inspections stage. It is the applicant's responsibility to identify and note all required upgrades including energy upgrades on their BP drawings at BP stage. | Vancouver Static Industries Ltd
PP-2023-00901 | 2023-03-16 | 1022 NELSON STREET, Vancouver, BC | Plumbing Permit | Commercial | Renovation | Completed | Commercial - UNIT #101 - Relocate 3 sinks and add 1-shower and valve. >BP: #101 Interior alterations to provide tenant improvements to this existing office unit #101 on the ground floor of this existing mixed-use building. Scope of work includes validating the as-built kitchen and washrooms, adding a servery area and upgrading the entire kitchen. | Lane T Van De Waal
SP-2023-00568 | 2023-04-04 | 1022 NELSON STREET, Vancouver, BC | Sprinkler Permit | Commercial | Renovation | Completed | Commercial - UNIT #101 - Sprinkler Adds and Relocates >BP: #101 Interior alterations to provide tenant improvements to this existing office unit #101 on the ground floor of this existing mixed-use building. Scope of work includes validating the as-built kitchen and washrooms, adding a servery area and upgrading the entire kitchen. *****This application does not include any of the following: 1. Not more than 20 sprinklers (add, relocate, or remove), 2. hydraulic calculations, 3. change in occupancy and /or hazard classification, 4. warehouse storage arrangements, 5. mobile compact storage arrangements, 6. alternative solutions, 7. changes to the sprinkler system supply piping (e.g. valves, mains, cross-mains, branch-lines, etc.), or 8. flexible sprinkler pipe. | Troy Life & Fire Safety Limited Protection Incendia Troyu Ltee
EP-2022-04172 | 2022-05-20 | 1022 NELSON STREET, Vancouver, BC | Electrical Permit | Commercial | NULL | Expired | Annual / Operating - Annual Electrical Operating permit renewal Renewal of EP-2021-03499 VALID: MAY 10, 2022 TO MAY 9, 2023 | Ainsworth Inc
PP-2023-02132 | 2023-06-16 | 4458 NW MARINE DRIVE, Vancouver, BC V6R 1B6 | Plumbing Permit | Residential | Renovation | Issued | Residential - adding fixtures for reno 1 bar sink 1 shower convert 1 existing tub to a new shower >BP: Interior alterations to the basement level only to repair floor damage at this existing single detached home on this site. Note: NO SOIL DISTURBANCE OR ALTERATION OF GRADES IS TO TAKE PLACE UNDER THIS PERMIT Work under this permit does not authorize excavation, including the disturbance of soils. Should work necessitate excavation or the disturbance of soils, stop work immediately contact the City of Vancouver, and consult an Archaeologist or the Archaeological Branch of British Columbia for the necessary approvals. | BD Plumbing
EP-2023-06049 | 2023-07-06 | 4458 NW MARINE DRIVE, Vancouver, BC V6R 1B6 | Electrical Permit | Residential | Renovation | Issued | Installation / Repair - Residential - Renovation of basement with some new lights and plugs and move the main panel over about 2ft. >Permit Amendment Sept 14, 2023 -Move panel over 2ft and disconnect and reconnect service and grounding and bond. No extra permit charge >BP: Interior alterations to the basement level only to repair floor damage at this existing single detached home on this site. Note: NO SOIL DISTURBANCE OR ALTERATION OF GRADES IS TO TAKE PLACE UNDER THIS PERMIT Work under this permit does not authorize excavation, including the disturbance of soils. Should work necessitate excavation or the disturbance of soils, stop work immediately contact the City of Vancouver, and consult an Archaeologist or the Archaeological Branch of British Columbia for the necessary approvals. If work on this site could lead to ground disturbance (impacting soil) advise applicant to contact the Provincial Archaeology Branch at 250-953-3334 for a list of archaeological consultants, who when retained by the proponent, will apply on the proponent’s behalf for the necessary archaeological permits. In addition, please be advised that reports from an Archaeologist (Archaeological Overview Assessment (AOA) or Archaeological Impact Assessment (AIA) reports) and archaeological/heritage inspection permits from the First Nations may be necessary prior to the release of your City of Vancouver permits. | David Stein
GP-2023-01982 | 2023-07-04 | 4458 NW MARINE DRIVE, Vancouver, BC V6R 1B6 | Gas Permit | Residential | Renovation | Completed | Residential - Cut and cap gas line in laundry room >BP: Interior alterations to the basement level only to repair floor damage at this existing single detached home on this site. Note: NO SOIL DISTURBANCE OR ALTERATION OF GRADES IS TO TAKE PLACE UNDER THIS PERMIT Work under this permit does not authorize excavation, including the disturbance of soils. Should work necessitate excavation or the disturbance of soils, stop work immediately contact the City of Vancouver, and consult an Archaeologist or the Archaeological Branch of British Columbia for the necessary approvals. | BD Plumbing
SP-2023-01381 | 2023-07-31 | 4458 NW MARINE DRIVE, Vancouver, BC V6R 1B6 | Sprinkler Permit | Residential | Renovation | Issued | Residential - relocate 2 sprinklers slightly from existing locations, adding 3 sprinklers >BP: Interior alterations to the basement level only to repair floor damage at this existing single detached home on this site. Note: NO SOIL DISTURBANCE OR ALTERATION OF GRADES IS TO TAKE PLACE UNDER THIS PERMIT Work under this permit does not authorize excavation, including the disturbance of soils. Should work necessitate excavation or the disturbance of soils, stop work immediately contact the City of Vancouver, and consult an Archaeologist or the Archaeological Branch of British Columbia for the necessary approvals. | Fire Busters Inc
EP-2023-07396 | 2023-08-15 | 4458 NW MARINE DRIVE, Vancouver, BC V6R 1B6 | Electrical Permit | Residential | Renovation | Issued | Installation / Repair - Residential - Installation of Structured wiring. Audio. >BP: Interior alterations to the basement level only to repair floor damage at this existing single detached home on this site. Note: NO SOIL DISTURBANCE OR ALTERATION OF GRADES IS TO TAKE PLACE UNDER THIS PERMIT Work under this permit does not authorize excavation, including the disturbance of soils. Should work necessitate excavation or the disturbance of soils, stop work immediately contact the City of Vancouver, and consult an Archaeologist or the Archaeological Branch of British Columbia for the necessary approvals. | Vancouver Audiospace Home Control Ltd
PP-2023-04343 | 2023-12-15 | 4522 NW MARINE DRIVE, Vancouver, BC V6R 1B8 | Plumbing Permit | Residential | New | Issued | Residential - new home plumbing >BP: To construct a new 3 storey single detached passive house on the existing foundation wall and slab with a detached accessory building (garage)at the rear with existing slab, footing and walls providing 2 parking spaces having vehicular access from NW Marine Drive with new water services & meter. All work shall conform to Site Alteration Permit No. 2023-0050 and Investigation Permit No. 2023-0049 issued by the British Columbia Archeology Branch under Section 12 of the Heritage Conservation Act. This permit constitutes a Heritage Alteration Permit. | Nand's Plumbing & Tiles Ltd
GP-2023-02048 | 2023-07-11 | 4608 NW MARINE DRIVE, Vancouver, BC V6R 1B9 | Gas Permit | Residential | Renovation | Issued | Residential - supply gas piping to two fireplaces Install two barbque gas outlets c/w piping Install 1 gas boiler c/w piping Firepit - Gas piping only Patio heaters- Piping only 3rd bbq - piping only Range - Piping and installation >BP: Alteration to this existing one family dwelling. Scope of work to include interior renovation on all floors, Stairs are being upgraded to conform with current building code requirements, exterior work to include cladding changes to stucco and metal. NOTE: THERE IS TO BE NO GROUND DISTURBANCE WITH THIS PERMIT AS THIS IS A POTENTIAL ARCHEOLOGICAL SITE. >NOTE: If work on this site could lead to the disturbance of soil applicant is to contact the Provincial Archeology Branch at 250-953-3334 for necessary permits. In addition, please be advised that reports from an Archeologist (AIA, AOA) and permits from the First Nations may be necessary prior to the release of your City of Vancouver permits. | HUGH MILLIGAN & COMPANY LTD
NULL | NULL | 4608 NW MARINE DRIVE, Vancouver, BC V6R 1B9 | Mechanical Permit | NULL | NULL | Withdrawn | NULL | HUGH MILLIGAN & COMPANY LTD
EP-2023-05496 | 2023-06-20 | 4608 NW MARINE DRIVE, Vancouver, BC V6R 1B9 | Electrical Permit | Residential | New | Issued | Installation / Repair - Residential - Security Alarm System installation. >BP: Alteration to this existing one family dwelling. Scope of work to include interior renovation on all floors, Stairs are being upgraded to conform with current building code requirements, exterior work to include cladding changes to stucco and metal. NOTE: THERE IS TO BE NO GROUND DISTURBANCE WITH THIS PERMIT AS THIS IS A POTENTIAL ARCHEOLOGICAL SITE. Structural schedule B submitted by: KE JIAN MA 604-599-8890 Renovation Energy Upgrade Proposal submitted by: TOA XUE of GREAT VANCOUVER HOME 778-898-3296 Sprinkler building to NFPA 13D Scope of work to include energy and building upgrades in accordance with Article 11.2.1.4 of the 2014 Vancouver Building By-law and as required by the District Building Inspector. This includes air sealing, attic insulation upgrade, and as required by the Energy Upgrade Proposal. ALL NEW WORK TO MEET VBBL 2014. ***If work on this site could lead to the disturbance of soil advise applicant to contact the Provincial Archeology Branch at 250-953-3334 for necessary permits. In addition, please be advised that reports from an Archeologist (AIA, AOA) and permits from the First Nations may be necessary prior to the release of your City of Vancouver permits. | Supertech Systems Ltd
SP-2023-01091 | 2023-06-20 | 4608 NW MARINE DRIVE, Vancouver, BC V6R 1B9 | Sprinkler Permit | Residential | New | Issued | Residential - new sprinkler system sfd >BP: Alteration to this existing one family dwelling. Scope of work to include interior renovation on all floors, Stairs are being upgraded to conform with current building code requirements, exterior work to include cladding changes to stucco and metal. | Alco Fire Protection Ltd
EP-2023-05437 | 2023-06-20 | 4608 NW MARINE DRIVE, Vancouver, BC V6R 1B9 | Electrical Permit | Residential | Renovation | Issued | Installation / Repair - Residential - Installation of audio, video, communication and control. >BP: Alteration to this existing one family dwelling. Scope of work to include interior renovation on all floors, Stairs are being upgraded to conform with current building code requirements, exterior work to include cladding changes to stucco and metal. NOTE: THERE IS TO BE NO GROUND DISTURBANCE WITH THIS PERMIT AS THIS IS A POTENTIAL ARCHEOLOGICAL SITE. ***If work on this site could lead to the disturbance of soil advise applicant to contact the Provincial Archeology Branch at 250-953-3334 for necessary permits. In addition, please be advised that reports from an Archeologist (AIA, AOA) and permits from the First Nations may be necessary prior to the release of your City of Vancouver permits. | La Scala Integrated Media Corporation
GP-2023-01178 | 2023-04-11 | 4608 NW MARINE DRIVE, Vancouver, BC V6R 1B9 | Gas Permit | Residential | Renovation | Issued | Residential - Installation of 2 gas fireplaces - venting and hook up only. >BP: Alteration to this existing one family dwelling. Scope of work to include interior renovation on all floors NOTE: THERE IS TO BE NO GROUND DISTURBANCE WITH THIS PERMIT AS THIS IS A POTENTIAL ARCHEOLOGICAL SITE. >NOTE: If work on this site could lead to the disturbance of soil applicant is to contact the Provincial Archeology Branch at 250-953-3334 for necessary permits. In addition, please be advised that reports from an Archeologist (AIA, AOA) and permits from the First Nations may be necessary prior to the release of your City of Vancouver permits. | Urban Fireplaces Ltd
MP-2023-00264 | 2023-03-01 | 4608 NW MARINE DRIVE, Vancouver, BC V6R 1B9 | Mechanical Permit | NULL | NULL | Issued | NULL | HUGH MILLIGAN & COMPANY LTD
NULL | NULL | 4608 NW MARINE DRIVE, Vancouver, BC V6R 1B9 | Mechanical Permit | NULL | NULL | Withdrawn | NULL | HUGH MILLIGAN & COMPANY LTD
NULL | NULL | 4608 NW MARINE DRIVE, Vancouver, BC V6R 1B9 | Mechanical Permit | NULL | NULL | Withdrawn | NULL | NULL
PP-2022-03622 | 2022-10-12 | 4608 NW MARINE DRIVE, Vancouver, BC V6R 1B9 | Plumbing Permit | Residential | Renovation | Issued | Residential - Complete all new plumbing, drainage and water piping. Alteration to this existing one family dwelling. Scope of work to include interior renovation on all floors, Stairs are being upgraded to conform with current building code requirements, exterior work to include cladding changes to stucco and metal. NOTE: THERE IS TO BE NO GROUND DISTURBANCE WITH THIS PERMIT AS THIS IS A POTENTIAL ARCHEOLOGICAL SITE. NOTE: THERE IS TO BE NO GROUND DISTURBANCE WITH THIS PERMIT AS THIS IS A POTENTIAL ARCHEOLOGICAL SITE. | Tap Roots Plumbing and Heating Ltd
EP-2022-09557 | 2022-11-10 | 4608 NW MARINE DRIVE, Vancouver, BC V6R 1B9 | Electrical Permit | Residential | Renovation | Issued | Installation / Repair - Residential - Misc repairs and additions for new home under construction. Pool grounding, service clean up and misc removals. - pool is existing, they are redoing the top coat so we need to reground and new pool equipment being installed like pumps, heater, light boxes. If work on this site could lead to the disturbance of soil advise applicant to contact the Provincial Archeology Branch at 250-953-3334 for necessary permits. In addition, please be advised that reports from an Archeologist (AIA, AOA) and permits from the First Nations may be necessary prior to the release of your City of Vancouver permits >BP: Alteration to this existing one family dwelling. Scope of work to include interior renovation on all floors, Stairs are being upgraded to conform with current building code requirements, exterior work to include cladding changes to stucco and metal. NOTE: THERE IS TO BE NO GROUND DISTURBANCE WITH THIS PERMIT AS THIS IS A POTENTIAL ARCHEOLOGICAL SITE. Structural schedule B submitted by: KE JIAN MA 604-599-8890 Renovation Energy Upgrade Proposal submitted by: TOA XUE of GREAT VANCOUVER HOME 778-898-3296 Sprinkler building to NFPA 13D Scope of work to include energy and building upgrades in accordance with Article 11.2.1.4 of the 2014 Vancouver Building By-law and as required by the District Building Inspector. This includes air sealing, attic insulation upgrade, and as required by the Energy Upgrade Proposal. ALL NEW WORK TO MEET VBBL 2014. | Lakeview Power Systems Inc
EP-2022-04033 | 2022-05-18 | 4608 NW MARINE DRIVE, Vancouver, BC V6R 1B9 | Electrical Permit | Residential | Renovation | Issued | Installation / Repair - Residential - Replace an existing damaged 400A meter with a new 400A meter base. -No digging, we just removed the old meter base from the pole and installed a new one. All work above ground. >NOTE:If work on this site could lead to the disturbance of soil advise applicant to contact the Provincial Archeology Branch at 250-953-3334 for necessary permits. In addition, please be advised that reports from an Archeologist (AIA, AOA) and permits from the First Nations may be necessary prior to the release of your City of Vancouver permits. Staff to document this was advised to the applicants, and to let your Manager know this application is in the system >BP: Alteration to this existing one family dwelling. Scope of work to include interior renovation on all floors, Stairs are being upgraded to conform with current building code requirements, exterior work to include cladding changes to stucco and metal. NOTE: THERE IS TO BE NO GROUND DISTURBANCE WITH THIS PERMIT AS THIS IS A POTENTIAL ARCHEOLOGICAL SITE. | Lakeview Power Systems Inc
EP-2022-00821 | 2022-02-11 | 4608 NW MARINE DRIVE, Vancouver, BC V6R 1B9 | Electrical Permit | Residential | Renovation | Expired | Temporary Power - Residential - To provide temporary power. ***If work on this site could lead to the disturbance of soil advise applicant to contact the Provincial Archeology Branch at 250-953-3334 for necessary permits. In addition, please be advised that reports from an Archeologist (AIA, AOA) and permits from the First Nations may be necessary prior to the release of your City of Vancouver permits. Staff to document this was advised to the applicants, and to let your Manager know this application is in the system. | Lakeview Power Systems Inc
EP-2022-03831 | 2022-05-16 | 4658 NW MARINE DRIVE, Vancouver, BC V6R 1B9 | Electrical Permit | Residential | Addition | Completed | Installation / Repair - Residential - Installation of 15 PV solar panels on a sloped roof. To install the PV panel and Main solar disconnect on the same wall where the BC Hydro meter is located and from there, we will reach the main electrical panel. >BP: Scope of work: 1) To install 15 solar panels on the roof top of this existing one family dwelling. No soil disturbance permitted. If work on this site could lead to the disturbance of soil advise applicant to contact the Provincial Archeology Branch at 250-953-3334 for necessary permits. In addition, please be advised that reports from an Archeologist (AIA, AOA) and permits from the First Nations may be necessary prior to the release of your City of Vancouver permits. | Penfolds Roofing Inc.
EP-2023-10310 | 2023-12-11 | 4676 NW MARINE DRIVE, Vancouver, BC V6R 1B9 | Electrical Permit | Residential | Renovation | Issued | Installation / Repair - Residential - Installation of a 26KW Kohler generator and automatic transfer switch. Connect new transfer switch to 100-amp sub feed currently supplying power to the panel on the upper floor. Michael from Woodquest Construction (the general contractor) has spoken with a COV building inspector and they said a BP was not required. Email from City of Vancouver Service Centre giving ok for the generator placement: Hi Woodquest The location of the generator is okay, I have uploaded your site plan to the address. My supervisor is okay without a building permit so you just need to apply for the electrical permit. If you need further assistance or to provide more information, please submit another enquiry through our contact form and quote your reference number. Please take our 2 minute survey to tell us about your experience, your feedback will help inform our future planning. Thank you, Wayland, Service Center We have confirmed there will be no digging, no ground or soil disturbance. If work on this site could lead to ground disturbance (impacting soil) advise applicant to contact the Provincial Archaeology Branch at 250-953-3334 for a list of archaeological consultants, who when retained by the proponent, will apply on the proponent’s behalf for the necessary archaeological permits. In addition, please be advised that reports from an Archaeologist (Archaeological Overview Assessment (AOA) or Archaeological Impact Assessment (AIA) reports) and archaeological/heritage inspection permits from the First Nations may be necessary prior to the release of your City of Vancouver permits. | Wespac Electrical Contractor Ltd
EP-2022-04457 | 2022-06-02 | 2660 OAK STREET, Vancouver, BC | Electrical Permit | Commercial | Addition | Completed | Installation / Repair - Commercial - Bike Charging Station Supply and install bike share panel with mini breakers and main breaker. Connect to 120/208V 20 amp cct provided by city or property manager. Run 16/2 cable tire from panel board to each charging dock, terminate connections. Run no.10 AWG bond from panel board to each charging doc. Verification and testing. >803 W 10th Ave & Oak (VGH) Mobi/ Shaw bike share station outside building | MJR Electric Ltd
EP-2023-06827 | 2023-07-27 | 1535 NELSON STREET, Vancouver, BC V6G 1M2 | Electrical Permit | Commercial | Renovation | Issued | Installation / Repair - Commercial - Aluminum pigtailing in the common areas - replacing aluminum wire pigtails with copper wire pigtails for electrical devices. Will be using antioxidant and aluminum rated marrettes. | Nelcan Electric Ltd
EP-2022-04368 | 2022-05-26 | 2576 OXFORD STREET, Vancouver, BC V5K 1N1 | Electrical Permit | Residential | Tenant Improvement | Completed | Installation / Repair - Residential - Electrical install of heat pump. BP not required. No change to existing service, | Moore And Russell Heating And Air Conditioning Ltd
GP-2023-00122 | 2023-01-12 | 2606 OXFORD STREET, Vancouver, BC V5K 1N3 | Gas Permit | Residential | Renovation | Completed | Residential - Gas fireplace installation | Vaglio Fireplace LTD
GP-2022-00427 | 2022-02-09 | 2641 OXFORD STREET, Vancouver, BC V5K 1N2 | Gas Permit | Residential | Renovation | Completed | Residential - Gas fireplace installation | 496302 BC Ltd
EP-2023-00230 | 2023-01-16 | 5887 OLYMPIC STREET, Vancouver, BC V6N 1Z7 | Electrical Permit | Residential | Addition | Completed | Installation / Repair - Residential - house extension, Installing new sub panel, kitchen extension down stairs bar and rec room >BP: CF-2021-016689 - To validate exterior and interior alterations to remove the existing rear deck, enclose the lower patio for a new two storey addition (approx. 672 sq. ft.) containing a recreation room with sunken patio on the basement level, a newly expanded, open concept kitchen with covered deck on the 1st floor and a 2nd sunken patio for pool equipment storage with an open deck above; new windows, doors, landscaping of the existing 2 storey and basement Single Detached Character house on this inside, flanking lane site. | SUSTAIN ELECTRIC LTD
PP-2023-00637 | 2023-02-23 | 5887 OLYMPIC STREET, Vancouver, BC V6N 1Z7 | Plumbing Permit | Residential | Addition | Completed | Residential - We will be installing new rough in for Kitchen sink, new drainage including a dishwasher, we will be connecting the venting into an existing vent. We will be installing 2 frost free hose bibs. New hot and cold water lines to each fixture CF-2021-016689 - To validate exterior and interior alterations to remove the existing rear deck, enclose the lower patio for a new two storey addition (approx. 672 sq. ft.) containing a recreation room with sunken patio on the basement level, a newly expanded, open concept kitchen with covered deck on the 1st floor and a 2nd sunken patio for pool equipment storage with an open deck above; new windows, doors, landscaping of the existing 2 storey and basement Single Detached Character house on this inside, flanking lane site. | Goldstein Plumbing & Gas
PP-2023-01339 | 2023-04-18 | 5887 OLYMPIC STREET, Vancouver, BC V6N 1Z7 | Plumbing Permit | Residential | Renovation | Completed | Residential - Re location of Kitchen sink & the addition of a second kitchen sink >BP: CF-2021-016689 - To validate exterior and interior alterations to remove the existing rear deck, enclose the lower patio for a new two storey addition (approx. 672 sq. ft.) containing a recreation room with sunken patio on the basement level, a newly expanded, open concept kitchen with covered deck on the 1st floor and a 2nd sunken patio for pool equipment storage with an open deck above; new windows, doors, landscaping of the existing 2 storey and basement Single Detached Character house on this inside, flanking lane site. | Schmidt Bros Mechanical Ltd
GP-2023-01371 | 2023-04-28 | 5887 OLYMPIC STREET, Vancouver, BC V6N 1Z7 | Gas Permit | Residential | Renovation | Completed | Residential - 1 Gas Range and 1 BBQ Alterations to existing gas piping Amend - July 19, 2023 - Added 2 additional BBQ boxes on back deck | Schmidt Bros Mechanical Ltd
GP-2023-01448 | 2023-05-04 | 6088 OLYMPIC STREET, Vancouver, BC V6N 1Z9 | Gas Permit | Residential | Addition | Completed | Residential - TO INSTALL 1 FURNACE | BC Care Heating Services Ltd
SP-2023-00188 | 2023-02-01 | 3459 NANAIMO STREET, Vancouver, BC V5N 5G9 | Sprinkler Permit | Residential | New | Issued | Residential - 1FD+SS - #1 & #2 - To install 35 Fire Sprinkler Head System for the main house >DB: To construct a 2 storey one-family dwelling with a secondary suite located in the Basement with an open parking pad, providing 1 parking space, having vehicular access from the 20' Lane. Note: The entire building, INCLUDING THE ATTACHED GARAGE (if applicable), to be sprinklered to NFPA 13D 1. Covenant registered at the Land Title Office under CA9403568 2. A/C proposed – Exterior component located in rear, Interior component located in basement. 3. Bar sink located in basement. | Bright Star Plumbing & Heating Supply Ltd
PP-2023-00258 | 2023-01-25 | 3459 NANAIMO STREET, Vancouver, BC V5N 5G9 | Plumbing Permit | Residential | New | Issued | Residential - To install DWV and water pipe for the building and install all plumbing fixtures. >To construct a 2 storey one-family dwelling with a secondary suite located in the Basement ($821,500) with an open parking pad, providing 1 parking space, having vehicular access from the 20' Lane. Note: The entire building, INCLUDING THE ATTACHED GARAGE (if applicable), to be sprinklered to NFPA 13D 1. Covenant registered at the Land Title Office under CA9403568 2. A/C proposed – Exterior component located in rear, Interior component located in basement. 3. Bar sink located in basement. 4. Schedule B: (Y. Deng) P.Eng (604.505.6816) Structural & Geotechnical 5. HPO: Residential Builder- Owner Builder Note: This is a 2 storey building pursuant to the Zoning and Development By-Law **THIS PERMIT HAS BEEN ISSUED UNDER THE REQUIREMENTS OF VBBL #12511 (2019) ** | Bright Star Plumbing & Heating Supply Ltd
GP-2023-00285 | 2023-01-25 | 3459 NANAIMO STREET, Vancouver, BC V5N 5G9 | Gas Permit | Residential | New | Issued | Residential - 1FD+SS - #1 & #2 - To install gas piping for BBQ and Boiler, Boiler will be complete installation. >DB: To construct a 2 storey one-family dwelling with a secondary suite located in the Basement with an open parking pad, providing 1 parking space, having vehicular access from the 20' Lane. Note: The entire building, INCLUDING THE ATTACHED GARAGE (if applicable), to be sprinklered to NFPA 13D 1. Covenant registered at the Land Title Office under CA9403568 2. A/C proposed – Exterior component located in rear, Interior component located in basement. 3. Bar sink located in basement. | Bright Star Plumbing & Heating Supply Ltd
MP-2023-00163 | 2023-02-06 | 3459 NANAIMO STREET, Vancouver, BC V5N 5G9 | Mechanical Permit | NULL | NULL | Issued | NULL | Bright Star Plumbing & Heating Supply Ltd
PP-2022-03671 | 2022-10-14 | 3459 NANAIMO STREET, Vancouver, BC V5N 5G9 | Plumbing Permit | Residential | New | Issued | Residential - SUMPS NOTE: Engineering Assurance letter will be submitted to the Plumbing Inspector on the site. Letter shall conform to the requirements of Vancouver Bulletin 2000-008-EL/PL. | Apolla Demolition & Excavating Ltd.
EP-2022-07232 | 2022-10-17 | 3459 NANAIMO STREET, Vancouver, BC V5N 5G9 | Electrical Permit | Residential | New | Issued | Installation / Repair - Residential - 1FD+SS - #1 & #2 - electrical wirings and installations throughout the whole house (NOT including extra low voltage work scope) >Permit Amendment Nov 06, 2023 -"Revised load calculations attached" *Document(s) uploaded to "Application Documents" tab for Electrical Inspector review. Documents are at pending status at time of permit amendment approval >Permit Amendment Oct 04, 2023 -"Revised load calculation attached: the main house amperage has been changed from 125A to 100A *Document(s) uploaded to "Application Documents" tab for Electrical Inspector review. Documents are at pending status at time of permit amendment approval >DB: To construct a 2 storey one-family dwelling with a secondary suite located in the Basement with an open parking pad, providing 1 parking space, having vehicular access from the 20' Lane. Note: The entire building, INCLUDING THE ATTACHED GARAGE (if applicable), to be sprinklered to NFPA 13D 1. Covenant registered at the Land Title Office under CA9403568 2. A/C proposed – Exterior component located in rear, Interior component located in basement. 3. Bar sink located in basement. | Vanflow Electrical Ltd
EP-2023-08362 | 2023-09-19 | 3459 NANAIMO STREET, Vancouver, BC V5N 5G9 | Electrical Permit | Residential | New | Issued | Installation / Repair - Residential - To rough in and complete low voltage wiring and devices including: security alarm, intercom, CCTV, data, CATV. Prewire only - low voltage curtain / blinds. >BP: To construct a 2 storey one-family dwelling with a secondary suite located in the Basement ($821,500) with an open parking pad, providing 1 parking space, having vehicular access from the 20' Lane. Note: The entire building, INCLUDING THE ATTACHED GARAGE (if applicable), to be sprinklered to NFPA 13D 1. Covenant registered at the Land Title Office under CA9403568 2. A/C proposed – Exterior component located in rear, Interior component located in basement. 3. Bar sink located in basement. 4. Schedule B: (Y. Deng) P.Eng (604.505.6816) Structural & Geotechnical 5. HPO: Residential Builder- Owner Builder Note: This is a 2 storey building pursuant to the Zoning and Development By-Law **THIS PERMIT HAS BEEN ISSUED UNDER THE REQUIREMENTS OF VBBL #12511 (2019) ** | UNLIMITED SECURITY INC.
GP-2022-03960 | 2022-12-12 | 4142 MILLER STREET, Vancouver, BC V5N 3Z8 | Gas Permit | Residential | Addition | Completed | Residential - RE & RE FURNACE | B C Furnace Service Ltd
GP-2022-02184 | 2022-07-27 | 4330 MILLER STREET, Vancouver, BC V5N 4A2 | Gas Permit | Residential | Renovation | Completed | Residential - DECOMMISSIONING GAS FURNACE | 0994152 BC Ltd
EP-2022-06769 | 2023-03-01 | 4330 MILLER STREET, Vancouver, BC V5N 4A2 | Electrical Permit | Residential | Tenant Improvement | Completed | Installation / Repair - Residential - Electrical to heat pump unit *An approved mechanical permit is required for the installation of air conditioning or heat pump unit at the time of installation before an electrical inspection will be performed >Permit Amendment Nov 16, 2023 -"Please use updated load calculation that was corrected for inspection" *Document(s) uploaded to "Application Documents" tab for Electrical Inspector review. Documents are at pending status at time of permit amendment approval | 0994152 BC Ltd
MP-2023-01589 | 2023-08-29 | 4330 MILLER STREET, Vancouver, BC V5N 4A2 | Mechanical Permit | NULL | NULL | Completed | NULL | 0994152 BC Ltd
EP-2022-00053 | 2022-01-06 | 4340 MILLER STREET, Vancouver, BC V5N 4A2 | Electrical Permit | Residential | Renovation | Issued | Installation / Repair - Residential - Upgrade service from 100A to 200Amps | MILKYWAY INDUSTRY LTD
GP-2023-03271 | 2023-10-28 | 4368 MILLER STREET, Vancouver, BC V5N 4A2 | Gas Permit | Residential | Addition | Completed | Residential - TO INSTALL 1 FURNACE AND 1 TANKLESS WATER HEATER | BC Care Heating Services Ltd
GP-2022-02105 | 2022-07-18 | 5638 NANAIMO STREET, Vancouver, BC V5P 4J8 | Gas Permit | Residential | Addition | Completed | Residential - RE & RE HOT WATER TANK | B C Furnace Service Ltd
GP-2022-03551 | 2022-11-14 | 8495 MONTCALM STREET, Vancouver, BC V6P 4P6 | Gas Permit | Residential | Tenant Improvement | Completed | Residential - Supply new furnace | PAPA PLUMBING & HEATING LTD.
EP-2023-10119 | 2024-01-19 | 8680 MONTCALM STREET, Vancouver, BC V6P 4P8 | Electrical Permit | Commercial | NULL | Expired | Annual / Operating - Maintenance of existing operating electrical equipment in compliance with the Electrical By-law No. 5563. Renewal of EP-2021-07786. Valid: Nov. 18, 2022** - Nov. 17, 2023** Safety checks ,Repairs, Electrical room maintenance. | Majoris Electrical Controls and Systems Ltd
EP-2024-00458 | 2024-01-19 | 8680 MONTCALM STREET, Vancouver, BC V6P 4P8 | Electrical Permit | Commercial | NULL | Issued | Annual / Operating - Maintenance of existing operating electrical equipment in compliance with the Electrical By-law No. 5563. Renewal of EP-2023-10119. Valid: Nov 18, 2023 - Nov. 17, 2024 | Majoris Electrical Controls and Systems Ltd
EP-2023-00252 | 2023-01-12 | 8770 MONTCALM STREET, Vancouver, BC V6P 4R2 | Electrical Permit | Residential | Renovation | Completed | Installation / Repair - Residential - Replacing fused Panel with retrofit breaker panel | Four Star Electric Ltd.
EP-2022-10177 | 2022-12-02 | 1644 NELSON STREET, Vancouver, BC V6G 2Y9 | Electrical Permit | Commercial | NULL | Expired | Annual / Operating - ANNUAL OPERATING PERMIT VALID: Nov 23, 2022 to Nov 22, 2023 Renewal of EP-2021-08012 General maintenance on the building | Sam Campbell
NULL | NULL | 1644 NELSON STREET, Vancouver, BC V6G 2Y9 | Electrical Permit | Commercial | NULL | Draft | Annual / Operating - Misc. electrical at 1644 Nelson Apartments. | Sam Campbell
EP-2023-10414 | 2023-11-22 | 1644 NELSON STREET, Vancouver, BC V6G 2Y9 | Electrical Permit | Commercial | NULL | Issued | Annual / Operating - ANNUAL OPERATING PERMIT -renewal of: EP-2022-10177 VALID: Nov 23, 2023 to Nov 22, 2024 General maintenance on the building | Sam Campbell
EP-2024-00078 | 2024-01-03 | 1685 NELSON STREET, Vancouver, BC V6G 1M3 | Electrical Permit | Residential | Addition | Issued | Temporary Power - Residential - To provide temporary power. | Santec Electric Inc
GP-2022-02330 | 2022-08-09 | 3240 NAPIER STREET, Vancouver, BC V5K 2X1 | Gas Permit | Residential | Addition | Completed | Residential - re and re gas rage | Christopher Sterling
EP-2022-10501 | NULL | 3241 NAPIER STREET, Vancouver, BC V5K 2X2 | Electrical Permit | Residential | Renovation | Cancelled | Installation / Repair - Residential - >>>>HOMEOWNER PERMIT<<<< Upgrade electrical panel from 60 to 100 Amp | NULL
EP-2023-00454 | NULL | 3241 NAPIER STREET, Vancouver, BC V5K 2X2 | Electrical Permit | Residential | Renovation | Applicant Revisions | Installation / Repair - Residential - Inspection of current electrical | Control Tech Electrical Corp
EP-2023-03738 | 2023-05-01 | 3241 NAPIER STREET, Vancouver, BC V5K 2X2 | Electrical Permit | Residential | Renovation | Completed | Installation / Repair - Residential - Service Upgrade to 100 amps from existing 60 amps service. | Pato R Ortiz Electric Ltd
EP-2022-00022 | 2022-01-18 | 3265 NAPIER STREET, Vancouver, BC V5K 2X2 | Electrical Permit | Residential | Renovation | Completed | Installation / Repair - Residential - Safety check the basement . -100amp new electrical panel, panel is relocated. Remove suite range and hoodfan.upstairs kitchen electrical only, safety check and add smoke alarms CF-2021-000514 >BP: Exterior and interior alterations to remove the unauthorized suite and renovate the existing one family dwelling on this site. Scope of work includes rebuilding the rear outdoor stairs, relocate/replace front door, lighting OK for field review as per Jamie Zhang Amend: Mar 3, 2022 Upgrade services from 100amp to 200amp . | Gold Medal Electric Ltd
GP-2022-02757 | 2022-09-14 | 3297 NAPIER STREET, Vancouver, BC V5K 2X2 | Gas Permit | Residential | Addition | Completed | Residential - re and re hot water tank | Christopher Sterling
GP-2023-03286 | 2023-10-30 | 3297 NAPIER STREET, Vancouver, BC V5K 2X2 | Gas Permit | Residential | Renovation | Completed | Residential - furnace re&re | Flame Co Heating Services Ltd
PP-2022-03304 | 2022-09-21 | 3318 NAPIER STREET, Vancouver, BC V5K 2X3 | Plumbing Permit | Residential | New | Issued | Residential - Sump | BESTWAY EXCAVATING & DEMOLITION 2008 LTD
EP-2023-06876 | 2023-08-04 | 3318 NAPIER STREET, Vancouver, BC V5K 2X3 | Electrical Permit | Residential | New | Completed | Installation / Repair - Residential - General wiring for a new 2-car detached garage. >Permit Amendment Sep 05, 2023 -"Submit Electrical Load Calculation" *Document(s) uploaded to "Application Documents" tab for Electrical Inspector review. Documents are at pending status at time of permit amendment approval >BP: To construct a detached 22'x20' accessory building (two- car garage) at the rear of this existing one- family dwelling to provide two parking spaces having vehicle access from the rear lane. Note: Garage roof drainage into rock pit in back yard. | Kinip Construction Ltd
EP-2023-05475 | 2023-06-20 | 3323 NAPIER STREET, Vancouver, BC V5K 2X4 | Electrical Permit | Residential | New | Completed | Installation / Repair - Residential - Low voltage rough & finish for Data, TV cable, Doorbell, Intercom, Alarm & CCTV. >BP: To construct a 2 1/2 storey duplex ($663,642.50) with a detached accessory building (garage) at the rear providing 2 parking spaces, having vehicular access from the lane. | Paratech Integrated Systems Ltd
PP-2023-01723 | 2023-05-17 | 3323 NAPIER STREET, Vancouver, BC V5K 2X4 | Plumbing Permit | Residential | New | Completed | Residential - To do the plumbing work for this duplex >BP: To construct a 2 1/2 storey duplex with a detached accessory building (garage) at the rear providing 2 parking spaces, having vehicular access from the lane. 1. A/C proposed – Exterior component located in front and rear yard, Interior component located in closets on partial storey. 2. Bar sink not proposed. 3. Schedule B: (Xue Li Chen) P.Eng (778-235-5447) Architectural, Structural 4. Schedule B: (Zhao Guan) P.Eng (778-868-5635) Geotechnical 5. HPO: Residential Builder- (C-Best Construction Ltd) | Max Fire Pro Ltd
EP-2023-04230 | 2023-05-23 | 3323 NAPIER STREET, Vancouver, BC V5K 2X4 | Electrical Permit | Residential | New | Completed | Installation / Repair - Residential - New electrical work *An approved mechanical permit is required for the installation of air conditioning or heat pump unit at the time of installation before an electrical inspection will be performed >BP: To construct a 2 1/2 storey duplex ($663,642.50) with a detached accessory building (garage) at the rear providing 2 parking spaces, having vehicular access from the lane. 1. A/C proposed – Exterior component located in front and rear yard, Interior component located in closets on partial storey. 2. Bar sink not proposed. 3. Schedule B: (Xue Li Chen) P.Eng (778-235-5447) Architectural, Structural 4. Schedule B: (Zhao Guan) P.Eng (778-868-5635) Geotechnical 5. HPO: Residential Builder- (C-Best Construction Ltd) Note: This is a 2 1/2 storey building pursuant to the Zoning and Development By-Law ***This permit is issued under the VBBL 2019, with updated energy requirements as per bylaw # 12997 effective Jan 01, 2022.*** | Best Choice Electrical Ltd
GP-2023-01864 | 2023-06-19 | 3323 NAPIER STREET, Vancouver, BC V5K 2X4 | Gas Permit | Residential | New | Completed | Residential - 2 Range, 2 Boiler & 2 BBQ >BP: To construct a 2 1/2 storey duplex | Sodhi Development Ltd
SP-2023-01058 | 2023-06-15 | 3323 NAPIER STREET, Vancouver, BC V5K 2X4 | Sprinkler Permit | Residential | New | Completed | Residential - To install fire sprinkler system in a duplex >BP: To construct a 2 1/2 storey duplex with a detached accessory building (garage) at the rear providing 2 parking spaces, having vehicular access from the lane. 1. A/C proposed – Exterior component located in front and rear yard, Interior component located in closets on partial storey. 2. Bar sink not proposed. 3. Schedule B: (Xue Li Chen) P.Eng (778-235-5447) Architectural, Structural 4. Schedule B: (Zhao Guan) P.Eng (778-868-5635) Geotechnical 5. HPO: Residential Builder- (C-Best Construction Ltd) | Max Fire Pro Ltd
MP-2023-00935 | 2023-05-26 | 3323 NAPIER STREET, Vancouver, BC V5K 2X4 | Mechanical Permit | NULL | NULL | Completed | NULL | Max Fire Pro Ltd
PP-2023-01486 | 2023-04-27 | 3323 NAPIER STREET, Vancouver, BC V5K 2X4 | Plumbing Permit | Residential | New | Completed | Residential - 2FD - One outside sump | East West Excavating 2022 ltd
EP-2023-00067 | 2023-01-04 | 3323 NAPIER STREET, Vancouver, BC V5K 2X4 | Electrical Permit | Residential | New | Expired | Temporary Power - Residential - To provide temporary power. Amend: Feb 15, 2023 right address of this permit 3323 Napier st | Best Choice Electrical Ltd
EP-2023-08232 | NULL | 3338 NAPIER STREET, Vancouver, BC V5K 2X3 | Electrical Permit | Residential | Renovation | Withdrawn | Installation / Repair - Residential - Remove of breaker from main panel. -CF-2023-000372. *** HOMEOWNER PERMIT*** There is no secondary suite that I am aware of as it is a single family home and therefore no secondary suite. The same service provided by BC Hydro will remain. No new, increase, reconnect/relocated is required. The work is to remove a breaker from the breaker panel | NULL
EP-2023-08648 | 2023-10-06 | 3338 NAPIER STREET, Vancouver, BC V5K 2X3 | Electrical Permit | Residential | Tenant Improvement | Completed | Installation / Repair - Residential - Removal of Basement Stove branch circuit and hood fan. -reference: CF-2023-000372 | Expert Electric Ltd
EP-2023-04184 | 2023-05-18 | 5762 ONTARIO STREET, Vancouver, BC V5W 2L6 | Electrical Permit | Residential | Tenant Improvement | Completed | Installation / Repair - Residential - To install an EV charger circuit in garage, there is an existing 60amps sub panel in garage, the house main panel is 200amps. | Eltec Electric Ltd
GP-2023-02574 | 2023-09-05 | 4369 OAK STREET, Vancouver, BC V6H 2N3 | Gas Permit | Residential | Renovation | Completed | Residential - RE&RE hot water tank | Milani Plumbing Heating & Air Conditioning Ltd
EP-2023-04237 | 2023-05-30 | 2200 ONTARIO STREET, Vancouver, BC V5T 2X2 | Electrical Permit | Residential | Addition | Completed | Installation / Repair - Residential - AC - INSTALLATION One oven is 9.6 kw. Taken at 6000w. 2nd oven is 3.5 kw taken at 875w *MP-2023-00503: Issued (Heating and Cooling) | Reliance Comfort Limited Partnership
MP-2023-00503 | 2023-03-27 | 2200 ONTARIO STREET, Vancouver, BC V5T 2X2 | Mechanical Permit | NULL | NULL | Completed | NULL | Reliance Comfort Limited Partnership
MP-2023-00183 | NULL | 2200 ONTARIO STREET, Vancouver, BC V5T 2X2 | Mechanical Permit | NULL | NULL | Cancelled | NULL | Reliance Comfort Limited Partnership
GP-2022-02573 | 2022-08-30 | 2205 ONTARIO STREET, Vancouver, BC V5T 2X3 | Gas Permit | Residential | Addition | Completed | Residential - Gas insert fireplace installation | Vaglio Fireplace LTD
GP-2022-00347 | 2022-02-03 | 5661 OLYMPIC STREET, Vancouver, BC V6N 1Z4 | Gas Permit | Residential | Tenant Improvement | Completed | Residential - Installing Furnace | Gandy Installations Ltd
GP-2022-02853 | 2022-09-22 | 5712 OLYMPIC STREET, Vancouver, BC V6N 1Z6 | Gas Permit | Residential | Renovation | Completed | Residential - Replace gas furnace | BNA Systems Inc and/or Kirkland Metal Shop Ltd
GP-2022-01910 | 2022-06-24 | 5807 OLYMPIC STREET, Vancouver, BC V6N 1Z7 | Gas Permit | Residential | Renovation | Completed | Residential - GE 30" Freestanding Gas Range #PCGB965YPFS | Han Appliances & Refrigeration Ltd
EP-2022-01011 | 2022-03-08 | 3540 OXFORD STREET, Vancouver, BC V5K 1P1 | Electrical Permit | Residential | New | Completed | Installation / Repair - Residential - Security alarm, tv cables, telephone and door chime >BP: To construct a two-storey two-family dwelling with secondary suite ($703,500) located in the basement, with a detached accessory building (garage) at the rear providing 2 parking spaces and 1 surface parking, having vehicular access from the lane. Note: This is a 2 storey building pursuant to the Zoning and Development By-Law 1. Covenant registered at the Land Title Office under CA9291077 2. No strata titling permitted 3. A/C units proposed in rear yard & second floor 4. No Bar sinks proposed 5. Schedule B: Beerinder Sidhu P.Eng Structural & Geotechnical 6. HPO: Residential Builder - 88 Homes Ltd. Address Note: Address and suite numbers assigned as per approved plans for Fire and Emergency response. The address numbers are to be posted on the building to be visible from the street and the suite numbers are to be posted at the suite entries in accordance with the Building By-law prior to final inspection. ******THIS PERMIT HAS BEEN ISSUED UNDER THE REQUIREMENTS OF VBBL #12511 (2019)****** | A B L SECURITY SYSTEMS LTD.
EP-2022-00999 | 2022-02-22 | 3540 OXFORD STREET, Vancouver, BC V5K 1P1 | Electrical Permit | Residential | New | Completed | Installation / Repair - Residential - 200 amp main service 125 amp for each unit >BP: To construct a two-storey two-family dwelling with secondary suite ($703,500) located in the basement, with a detached accessory building (garage) at the rear providing 2 parking spaces and 1 surface parking, having vehicular access from the lane. Note: This is a 2 storey building pursuant to the Zoning and Development By-Law 1. Covenant registered at the Land Title Office under CA9291077 2. No strata titling permitted 3. A/C units proposed in rear yard & second floor 4. No Bar sinks proposed 5. Schedule B: Beerinder Sidhu P.Eng Structural & Geotechnical 6. HPO: Residential Builder - 88 Homes Ltd. Address Note: Address and suite numbers assigned as per approved plans for Fire and Emergency response. The address numbers are to be posted on the building to be visible from the street and the suite numbers are to be posted at the suite entries in accordance with the Building By-law prior to final inspection. ******THIS PERMIT HAS BEEN ISSUED UNDER THE REQUIREMENTS OF VBBL #12511 (2019)****** | H.L. ELECTRICAL LTD
SP-2022-00234 | 2022-02-22 | 3540 OXFORD STREET, Vancouver, BC V5K 1P1 | Sprinkler Permit | Residential | New | Completed | Residential - NEW HOME To construct a two-storey two-family dwelling with secondary suite located in the basement, with a detached accessory building (garage) at the rear providing 2 parking spaces and 1 surface parking, having vehicular access from the lane. Note: This is a 2 storey building pursuant to the Zoning and Development By-Law 1. Covenant registered at the Land Title Office under CA9291077 2. No strata titling permitted 3. A/C units proposed in rear yard & second floor 4. No Bar sinks proposed 5. Schedule B: Beerinder Sidhu P.Eng Structural & Geotechnical 6. HPO: Residential Builder - 88 Homes Ltd. | SBMS Construction Ltd
PP-2022-00196 | 2022-01-24 | 3540 OXFORD STREET, Vancouver, BC V5K 1P1 | Plumbing Permit | Residential | New | Completed | Residential - 2FD+SS - FRONT - 3540 OXFORD ST BAC - 3542 OXFORD ST - #1 & #2 plumbing To construct a two-storey two-family dwelling with secondary suite located in the basement, with a detached accessory building (garage) at the rear providing 2 parking spaces and 1 surface parking, having vehicular access from the lane. Note: This is a 2 storey building pursuant to the Zoning and Development By-Law 1. Covenant registered at the Land Title Office under CA9291077 2. No strata titling permitted 3. A/C units proposed in rear yard & second floor 4. No Bar sinks proposed | Easyway Plumbing & Heating Ltd
GP-2022-00711 | 2022-03-04 | 3540 OXFORD STREET, Vancouver, BC V5K 1P1 | Gas Permit | Residential | New | Completed | Residential - 2FD+SS - FRONT 3540 OXFORD ST BACK - 3542 OXFORD ST - #1 & #2 Venting and hook up only To construct a two-storey two-family dwelling with secondary suite located in the basement, with a detached accessory building (garage) at the rear providing 2 parking spaces and 1 surface parking, having vehicular access from the lane. Note: This is a 2 storey building pursuant to the Zoning and Development By-Law 1. Covenant registered at the Land Title Office under CA9291077 2. No strata titling permitted 3. A/C units proposed in rear yard & second floor 4. No Bar sinks proposed | ORAY FIREPLACES LTD
GP-2022-00716 | 2022-03-07 | 3540 OXFORD STREET, Vancouver, BC V5K 1P1 | Gas Permit | Residential | New | Completed | Residential - gas piping To construct a two-storey two-family dwelling with secondary suite located in the basement, with a detached accessory building (garage) at the rear providing 2 parking spaces and 1 surface parking, having vehicular access from the lane. Note: This is a 2 storey building pursuant to the Zoning and Development By-Law 1. Covenant registered at the Land Title Office under CA9291077 2. No strata titling permitted 3. A/C units proposed in rear yard & second floor 4. No Bar sinks proposed 5. Schedule B: Beerinder Sidhu P.Eng Structural & Geotechnical 6. HPO: Residential Builder - 88 Homes Ltd. | Easyway Plumbing & Heating Ltd
GP-2022-02011 | 2022-07-06 | 3545 OXFORD STREET, Vancouver, BC V5K 1P2 | Gas Permit | Residential | Tenant Improvement | Completed | Residential - REMOVAL AND RE INSTALLATION OF GAS RANGE WITH EXISTING CONNECTION | MAPLE APPLIANCE LTD
GP-2023-02786 | 2023-09-25 | 3680 ONTARIO STREET, Vancouver, BC V5V 3G1 | Gas Permit | Residential | Renovation | Completed | Residential - 1 New gas fireplace with vent & hook up | Fastgo System 2011 Inc DBA Fireplaces Unlimited
MP-2023-01719 | 2023-09-21 | 3694 ONTARIO STREET, Vancouver, BC V5V 3G1 | Mechanical Permit | NULL | NULL | Completed | NULL | Centrum Home Comfort Inc
NULL | NULL | 3694 ONTARIO STREET, Vancouver, BC V5V 3G1 | Mechanical Permit | NULL | NULL | Draft | NULL | Centrum Home Comfort Inc
GP-2023-02726 | 2023-09-18 | 3694 ONTARIO STREET, Vancouver, BC V5V 3G1 | Gas Permit | Residential | Tenant Improvement | Completed | Residential - Installation of high efficiency tankless water heater >BP: Exterior and interior alterations to change the use from Single Detached House to Single Detached House with Secondary Suite on this site. | Centrum Home Comfort Inc
PP-2023-03360 | 2023-09-20 | 3694 ONTARIO STREET, Vancouver, BC V5V 3G1 | Plumbing Permit | Residential | Renovation | Issued | Residential - DWV and water piping for new suite >DB: Exterior and interior alterations to change the use from Single Detached House to Single Detached House with Secondary Suite on this site. scope of work: LEGALIZE SECONDARY SUITE BASEMENT ALTERATION REMOVING BASEMENT STAIRS FRONT & REAR STAIRS ADDING TWO FIXTURES | CRL Mechanical ltd
NULL | NULL | 3694 ONTARIO STREET, Vancouver, BC V5V 3G1 | Plumbing Permit | NULL | Renovation | Withdrawn | - DWV and water pipe for New bathroom, laundry and kitchen in a legal suite | CRL Mechanical ltd
NULL | NULL | 3694 ONTARIO STREET, Vancouver, BC V5V 3G1 | Mechanical Permit | NULL | NULL | Draft | NULL | NULL
NULL | NULL | 3694 ONTARIO STREET, Vancouver, BC V5V 3G1 | Electrical Permit | Residential | Renovation | Withdrawn | Installation / Repair - Residential - Basement Renovation, with new circuits for kitchen and lighting. | NULL
EP-2023-08120 | 2023-09-15 | 3694 ONTARIO STREET, Vancouver, BC V5V 3G1 | Electrical Permit | Residential | Renovation | Issued | Installation / Repair - Residential - ¦ 1FD + 1SS- RENO ¦ Basement Renovation Re-routing circuit feeds Wiring for new lighting, switches & receptacle >Permit Amendment Oct 10, 2023 -"Add Heat Pump Branch Circuit to the permit" >BP: Exterior and interior alterations to change the use from Single Detached House to Single Detached House with Secondary Suite on this site. scope of work: LEGALIZE SECONDARY SUITE BASEMENT ALTERATION REMOVING BASEMENT STAIRS FRONT & REAR STAIRS ADDING TWO FIXTURES Note : The landing in front year is an intermediate landing and is required to provide directional change to stairs | Storm Electric Ltd
NULL | NULL | 3694 ONTARIO STREET, Vancouver, BC V5V 3G1 | Electrical Permit | Residential | Renovation | Withdrawn | Installation / Repair - Residential - Basement Renovation: Adding new circuits for Fridge, Dishwasher, range, etc. New lighting New receptacles Bathroom fan Installation | NULL
EP-2022-04753 | 2022-06-10 | 3694 ONTARIO STREET, Vancouver, BC V5V 3G1 | Electrical Permit | Residential | Addition | Completed | Installation / Repair - Residential - Electrical Panel Upgrade. -The Panel will be placed in the within 5 feet of where the exiting panel is. -The walls are open in an unfinished basement. This is what I will do: 1)Install meter base within a meter of the edge of the house on the wall closest and facing the Hydro pole. 2)Run the teck cable from meter base on the outside of the house about 7 feet. 3)Penetrate the outside wall and terminate into Electrical panel mounted in unfinished basement. 4)Ideally, we can also place it in the same locations, but that is not what will be happening here. | JZ Electric Ltd
EP-2023-03782 | 2023-05-04 | 5874 ORMIDALE STREET, Vancouver, BC V5R 4R3 | Electrical Permit | Residential | Renovation | Completed | Installation / Repair - Residential - kitchen cook stove and hood fan power removal (CF-2022-007279 & CF-2023-000373) | Shuming Electric Ltd
EP-2023-03397 | 2023-04-19 | 5919 ORMIDALE STREET, Vancouver, BC V5R 4R4 | Electrical Permit | Residential | Renovation | Completed | Installation / Repair - Residential - Disconnect power for basement Range and Hood Fan, as per request from City Inspector Darrell Schnackenberg. -CF-2023-002455 | Roussos Electric Ltd
PP-2023-03100 | 2023-09-01 | 120 MILROSS AVENUE, Vancouver, BC V6A 4K7 | Plumbing Permit | Commercial | Addition | Completed | Commercial - We are installing a new reduced pressure backflow assembly on a boiler feed in P1 water entry room | Pacific West Mechanical Ltd
EP-2023-03119 | 2023-04-14 | 125 MILROSS AVENUE, Vancouver, BC V6A 0A1 | Electrical Permit | Residential | Renovation | Completed | Installation / Repair - Residential - Install bathroom lighting, bathroom exhaust fan, new power outlet for laundry room. Remove light in laundry room, install new kitchen lights and hood fan. Install lights in living room and connect electrical fireplace. General: moving some light switches and outlets. >BP: Interior alterations to renovate this unit #1206 on the 12th floor of this existing multiple dwelling building on this site. E2 - SWH - Install low flow shower heads in all showers. OK to process as DTI as per J. Zhang September 21, 2022 Amend: May 15th, 2023 add a unit #1206 to this address | Vancity Electric Inc
GP-2022-03087 | 2022-10-11 | 5068 MOSS STREET, Vancouver, BC V5R 3T7 | Gas Permit | Residential | Addition | Completed | Residential - Furnace re/re 45,000 BTU | HAMZEH GERAMI Dba Nation Heating & Cooling
GP-2022-03247 | 2022-10-20 | 5068 MOSS STREET, Vancouver, BC V5R 3T7 | Gas Permit | Residential | Addition | Cancelled | Residential - Furnace re/re 45,000 BTU | HAMZEH GERAMI Dba Nation Heating & Cooling
MP-2022-00371 | 2022-10-11 | 5083 MOSS STREET, Vancouver, BC V5R 3T6 | Mechanical Permit | NULL | NULL | Completed | NULL | AKAL Plumbing & Heating Ltd
GP-2022-03581 | 2022-11-17 | 5083 MOSS STREET, Vancouver, BC V5R 3T6 | Gas Permit | Residential | New | Completed | Residential - This is a new house with 3 fixtures >BP: To construct a 2 story + basement one-family dwelling with a secondary suite ($571,000) located in the basement. parking for this site provided under LWH DB-2021-00857 Note: This is a 2 story building pursuant to the Zoning and Development By-Law 1- Covenant registered at the Land Title Office under CA9412257 2- No strata titling permitted 3- No A/C unit proposed 4- Schedule B: Ke Jian Ma P.Eng (604-599-8890) Structural & Geotechnical 5- HPO: Residential Builder- Max-Pro Construction Ltd 38852 ****residential projects will now require schedule B as part of the sprinkler application**** ****ALL PROJECT COORINATOR NOTES HAS BEEN ACCEPTED BY THE APPLICANT**** ******THIS PERMIT HAS BEEN ISSUED UNDER THE REQUIREMENTS OF VBBL 2019 (#12511)****** | AKAL Plumbing & Heating Ltd
PP-2022-03502 | 2022-10-03 | 5083 MOSS STREET, Vancouver, BC V5R 3T6 | Plumbing Permit | Residential | New | Completed | Residential - sump to be installed out side | 4way Excavating & Drain Tile Ltd
PP-2022-02930 | 2022-09-29 | 5083 MOSS STREET, Vancouver, BC V5R 3T6 | Plumbing Permit | Residential | New | Completed | Residential - This is a new house with 19 fixtures. >BP: To construct a 2 storey + basement one-family dwelling with a secondary suite ($571,000) located in the basement. parking for this site provided under LWH DB-2021-00857 Note: This is a 2 storey building pursuant to the Zoning and Development By-Law 1- Covenant registered at the Land Title Office under CA9412257 2- No strata titling permitted 3- No A/C unit proposed 4- Schedule B: Ke Jian Ma P.Eng (604-599-8890) Structural & Geotechnical 5- HPO: Residential Builder- Max-Pro Construction Ltd 38852 >>>Amend: January 23rd -add 1 deck drain to this permit | AKAL Plumbing & Heating Ltd
SP-2023-00242 | 2023-02-09 | 5083 MOSS STREET, Vancouver, BC V5R 3T6 | Sprinkler Permit | Residential | New | Completed | Residential - 1FD+SS - #1 & #2 - Install sprinklers in sfd >DB: To construct a 2 storey + basement one-family dwelling with a secondary suite located in the basement. parking for this site provided under LWH DB-2021-00857 Note: This is a 2 storey building pursuant to the Zoning and Development By-Law 1- Covenant registered at the Land Title Office under CA9412257 2- No strata titling permitted 3- No A/C unit proposed | Gold Key Fire Protection Ltd
EP-2023-00561 | 2023-01-30 | 5083 MOSS STREET, Vancouver, BC V5R 3T6 | Electrical Permit | Residential | New | Completed | Installation / Repair - Residential - 1FD+SS - #1 & #2 - New House wiring: single-phase service, all outlets, roughing and connection, lighting system, and all electrical equipment connection. Also pre-wire the data and TV communication cables. Two Electrical Meter system, One for main house, other for LWH. Building to be sprinkled to NFPA 13D requirement. Main House Service:125A -Building permit work description to be amended to include the installation of air conditioning -An approved mechanical permit is required for the installation of air conditioning before an electrical inspection will be performed >DB: To construct a 2 storey + basement one-family dwelling with a secondary suite located in the basement. parking for this site provided under LWH DB-2021-00857 Note: This is a 2 storey building pursuant to the Zoning and Development By-Law 1- Covenant registered at the Land Title Office under CA9412257 2- No strata titling permitted 3- A/C unit proposed | Aidea Solutions Ltd
NULL | NULL | 5083 MOSS STREET, Vancouver, BC V5R 3T6 | Mechanical Permit | NULL | NULL | Withdrawn | NULL | NULL
EP-2022-03901 | 2022-05-11 | 5083 MOSS STREET, Vancouver, BC V5R 3T6 | Electrical Permit | Residential | New | Expired | Temporary Power - Residential - To provide temporary power. | Aidea Solutions Ltd
EP-2023-04495 | 2023-05-23 | 7431 MUIRFIELD DRIVE, Vancouver, BC V5S 2L2 | Electrical Permit | Residential | New | Issued | Temporary Power - Residential - To provide temporary power. | I WILL ELECTRIC LTD
PP-2023-02423 | 2023-07-10 | 7431 MUIRFIELD DRIVE, Vancouver, BC V5S 2L2 | Plumbing Permit | Residential | New | Issued | Residential - sump | JBS Services Ltd
MP-2023-01618 | 2023-09-05 | 7431 MUIRFIELD DRIVE, Vancouver, BC V5S 2L2 | Mechanical Permit | NULL | NULL | Issued | NULL | AKAL Plumbing & Heating Ltd
PP-2023-02968 | 2023-08-22 | 7431 MUIRFIELD DRIVE, Vancouver, BC V5S 2L2 | Plumbing Permit | Residential | New | Issued | Residential - This is a new duplex house with 40 fixtures >BP: To construct a two-storey two-family dwelling with two secondary suites located in the basement, with a detached accessory building (garage) at the rear providing 2 parking spaces, having vehicular access from the lane. Note: This is a 2 storey building pursuant to the Zoning and Development By-Law 1. Covenant registered at the Land Title Office under CB436065 2. No strata titling permitted 3. A/C units proposed 4. Schedule B: ALAN PRAHALAD P.Eng 604-831-1431 Structural & Geotechnical 5. HPO: Residential Builder – J.E.D. Projects Ltd. 6. Entire Building to have NFPA 13-D | AKAL Plumbing & Heating Ltd
SP-2023-01482 | 2023-08-11 | 7431 MUIRFIELD DRIVE, Vancouver, BC V5S 2L2 | Sprinkler Permit | Residential | New | Issued | Residential - 2FD+2SS - NORTH - 7431 MUIRFIELD DR - #1 & #2 SOUTH - 7433 MUIRFIELD DR - #1 & #2 NEW HOME >DB: To construct a two-storey two-family dwelling with two secondary suites located in the basement, with a detached accessory building (garage) at the rear providing 2 parking spaces, having vehicular access from the lane. Note: This is a 2 storey building pursuant to the Zoning and Development By-Law 1. Covenant registered at the Land Title Office under CB436065 2. No strata titling permitted 3. A/C units proposed ****ALL PROJECT COORDINATOR NOTES HAS BEEN ACCEPTED BY THE APPLICANT**** ***This permit is issued under the VBBL 2019, with updated energy requirements as per bylaw # 12997 effective Jan 01, 2022.*** | SBMS Construction Ltd
GP-2023-03528 | 2023-11-15 | 7431 MUIRFIELD DRIVE, Vancouver, BC V5S 2L2 | Gas Permit | Residential | New | Issued | Residential - 1 BBQ & 3 Ranges >BP: To construct a two-storey two-family dwelling with two secondary suites (1,180,500.00) located in the basement, with a detached accessory building (garage) at the rear providing 2 parking spaces, having vehicular access from the lane. **Amendment - November 16, 2023 - Added 1 more Range | AKAL Plumbing & Heating Ltd
EP-2022-04350 | 2022-05-26 | 7451 MUIRFIELD DRIVE, Vancouver, BC V5S 2L2 | Electrical Permit | Residential | Tenant Improvement | Completed | Installation / Repair - Residential - Electrical install oh heat pump. BP not required. No change to electrical service. | Moore And Russell Heating And Air Conditioning Ltd
EP-2022-04914 | 2022-06-20 | 7061 MONTGOMERY STREET, Vancouver, BC V6P 4G5 | Electrical Permit | Residential | New | Completed | Installation / Repair - Residential - Relocate service from main to garage 200A Main service. 2 Meters. 100A Main breaker for new LWH. (#3 - 7061 Montgomery St.) 125A Main breaker for existing main house. | Oscar Electric Ltd
MP-2022-00367 | 2022-10-10 | 7061 MONTGOMERY STREET, Vancouver, BC V6P 4G5 | Mechanical Permit | NULL | NULL | Completed | NULL | WDR CONTRACTING LTD
EP-2022-08455 | 2022-10-19 | 1115 NELSON STREET, Vancouver, BC V6E 1J4 | Electrical Permit | Commercial | Tenant Improvement | Completed | Installation / Repair - Commercial - Lighting retrofit--Common area and in-suite | It's On Electric Company Inc
EP-2023-09951 | 2023-11-20 | 1115 NELSON STREET, Vancouver, BC V6E 1J4 | Electrical Permit | Residential | Renovation | Issued | Installation / Repair - Residential - Replace (1) 60 amp electrical panel with breakers complete. Recertify wiring. Upgrade kitchen receptacles to 20 amp with GFCI protection where required. Replace all devices and light fixtures in the unit. >BP: Interior alterations for fire damage repairs to this dwelling unit #1107 on the 11th floor of this existing Multiple Dwelling Building on this site. OKAY FOR DTI BY J. ZHANG, JULY 6, 2023. | Novawest Electrical Services Ltd
PP-2023-02874 | 2023-08-15 | 1147 NELSON STREET, Vancouver, BC V6E 1J3 | Plumbing Permit | Commercial | New | Completed | Commercial - Install a premise DCVA backflow prevention device. CROSS CONNECTION LTR UPLOADED | Artisan Plumbing & Heating Ltd
NULL | NULL | 1230 NELSON STREET, Vancouver, BC V6E 1J6 | Plumbing Permit | Commercial | Addition | Withdrawn | Commercial - Adding (2) DCVA backflow preventers to the main water entry. | NULL
PP-2023-04169 | 2023-11-28 | 1230 NELSON STREET, Vancouver, BC V6E 1J6 | Plumbing Permit | Commercial | Tenant Improvement | Issued | Commercial - Adding two DCVA premise isolation backflow prevention assemblies to incoming water service in water entry room, as per CoV waterworks cross connection inspection report dated January 12, 2023 | Black & McDonald Limited
EP-2022-08267 | 2022-10-03 | 1230 NELSON STREET, Vancouver, BC V6E 1J6 | Electrical Permit | Commercial | Renovation | Completed | Installation / Repair - Commercial - Changing 3 ceiling lights , adding 3 LED panels, and relocation of a switch and plug and adding one counter plug circuit | Kamran Saghah
NULL | NULL | 1230 NELSON STREET, Vancouver, BC V6E 1J6 | Electrical Permit | Residential | Addition | Draft | Installation / Repair - Residential - Install 2x EV Chargers in Parkade | Trudel, Daniel, DBA: Electrum Charging Solutions Inc.
EP-2023-02134 | 2023-03-30 | 1230 NELSON STREET, Vancouver, BC V6E 1J6 | Electrical Permit | Commercial | Addition | Completed | Installation / Repair - Commercial - 2X EV CHARGERS IN PARKADE FED BY 2X 40A BREAKERS IN HOUSE PANEL. | Trudel, Daniel, DBA: Electrum Charging Solutions Inc.
EP-2022-01333 | 2022-02-28 | 1230 NELSON STREET, Vancouver, BC V6E 1J6 | Electrical Permit | Residential | Renovation | Completed | Installation / Repair - Residential - replacing Air fan in pool room | Bisco Electrical Contracting Ltd.
EP-2022-00781 | 2022-02-03 | 1260 NELSON STREET, Vancouver, BC V6E 1J7 | Electrical Permit | Residential | Addition | Completed | Installation / Repair - Residential - Suite# 605. Meter center located on 5th floor. Emergency call out. Main breaker replacement in meter center unit 605. BC Hydro was called out to remove meter. | Wolf Electric Ltd
EP-2021-07926 | 2022-05-05 | 1260 NELSON STREET, Vancouver, BC V6E 1J7 | Electrical Permit | Commercial | Addition | Completed | Installation / Repair - Commercial - Voluntary, independent Fire Alarm system to monitor (3) sprinkler flow switches and the installation of (25) Bells, one on each floor and one in mech room and two in parkade. | Wolf Electric Ltd
NULL | NULL | 1277 NELSON STREET, Vancouver, BC V6E 4M8 | Electrical Permit | Commercial | NULL | Withdrawn | Annual / Operating - Maintenance of existing EV-EMS and EV power distribution | Stream Energy Systems Inc
EP-2023-07392 | 2023-08-15 | 1277 NELSON STREET, Vancouver, BC V6E 4M8 | Electrical Permit | Commercial | NULL | Issued | Annual / Operating - Maintenance of existing operating electrical equipment. Maintenance of EV-EMS and EV charging distribution equipment | Stream Energy Systems Inc
PP-2023-02301 | 2023-06-28 | 1345 NELSON STREET, Vancouver, BC V6E 1J8 | Plumbing Permit | Residential | Addition | Completed | Residential - adding RPBA and a DCVA | R&R B.C. Solutions Plumbing Inc
SP-2023-00149 | NULL | 1424 NELSON STREET, Vancouver, BC V6G 1L9 | Sprinkler Permit | Commercial | Tenant Improvement | Applicant Revisions | Commercial - Upgrade storage sprinkler system to accommodate TI >BP: Concrete delamination repair within parking structure/installation of traffic deck coating moisture protection system on the suspended parking level. Removal /replacement of the existing plaza level landscaping and waterproofing system.Landscaping is to be reinstated to existing conditions by the owner. Removal of the existing asphalt and waterproofing system within the plaza level parking/driving areas and installation of a traffic deck coating moisture protection system. | Frontier Fire Protection Ltd
PP-2023-00408 | 2023-02-07 | 1424 NELSON STREET, Vancouver, BC V6G 1L9 | Plumbing Permit | Commercial | Renovation | Completed | Commercial - Installation of two backflow preventers. This application is made as a result of a CoV Cross Connection Control inspection. CROSS CONNECTION LTR UPLOADED | Vancouver Backflow Testing Ltd
EP-2022-00185 | 2022-01-18 | 1424 NELSON STREET, Vancouver, BC V6G 1L9 | Electrical Permit | Commercial | Tenant Improvement | Issued | Installation / Repair - Commercial - Parkade Lighting Upgrade Concrete delamination repair within parking structure/installation of traffic deck coating moisture protection system on the suspended parking level. Removal /replacement of the existing plaza level landscaping and waterproofing system.Landscaping is to be reinstated to existing conditions by the owner. Removal of the existing asphalt and waterproofing system within the plaza level parking/driving areas and installation of a traffic deck coating moisture protection system. Stage #1 - concrete repair on parking levels only, Plaza demolition and restoration not included - issued Oct.28, 2016 Stage #2 - repair of the plaza membrane - issued Apr.10, 2017 Stage #3 - To alter existing underground parking to provide bicycle storage, residential storage, and mechanical room and to build a garbage/recycling enclosure outside the building. - in process Amend: Feb 8, 2023 Additional scope of work as per Jim Docherty Request Scope of work: (17) New 20-amp 120-volt receptacles fed from new electrical panel in mechanical room on P1. Includes: • 200’ Conduit – (100-feet) 1inch conduit for main trunk line to location & (100-feet) 1/2inch conduit to receptacles. • New #12RW90 in conduit above. • (17) new 20-amp shared receptacles total of 4 new circuits. • new 1110 box with 20-amp 120-volt receptacle each location. • Fire stop penetrations. • Label, terminate and test. Estimated value: 5536.87 | Power Pros Electrical Ltd
GP-2022-00025 | 2022-01-07 | 417 N KOOTENAY STREET, Vancouver, BC V5K 3R6 | Gas Permit | Residential | Renovation | Completed | Residential - Re&Re Boiler BTU:115000 | Milani Plumbing Heating & Air Conditioning Ltd
GP-2022-02575 | 2022-08-30 | 505 N KOOTENAY STREET, Vancouver, BC V5K 3R8 | Gas Permit | Residential | Addition | Completed | Residential - 2 Gas insert fireplace installation | Vaglio Fireplace LTD
PP-2022-04488 | 2022-12-15 | 606 N KOOTENAY STREET, Vancouver, BC V5K 3S1 | Plumbing Permit | Residential | New | Completed | Residential - Irriagtion | Bluewater Mechanical Ltd
EP-2022-00962 | 2022-02-08 | 606 N KOOTENAY STREET, Vancouver, BC V5K 3S1 | Electrical Permit | Residential | New | Expired | Temporary Power - Residential - To provide temporary power. Amend to 90 | Roop Electric Co Ltd
NULL | NULL | 606 N KOOTENAY STREET, Vancouver, BC V5K 3S1 | Electrical Permit | Residential | New | Draft | Installation / Repair - Residential - new construction | Roop Electric Co Ltd
PP-2022-00511 | 2022-02-15 | 606 N KOOTENAY STREET, Vancouver, BC V5K 3S1 | Plumbing Permit | Residential | New | Completed | Residential - outside premises | Kingsman Excavating Ltd.
NULL | NULL | 606 N KOOTENAY STREET, Vancouver, BC V5K 3S1 | Electrical Permit | Residential | New | Withdrawn | Temporary Power - Residential - To provide temporary power. | Roop Electric Co Ltd
NULL | NULL | 606 N KOOTENAY STREET, Vancouver, BC V5K 3S1 | Electrical Permit | Residential | New | Withdrawn | Temporary Power - Residential - To provide temporary power. | Roop Electric Co Ltd
GP-2022-01730 | 2022-06-08 | 606 N KOOTENAY STREET, Vancouver, BC V5K 3S1 | Gas Permit | Residential | New | Completed | Residential - Gas AMEND: JAN 19/2023 ADD ONE DRYER @ 35,000 BTU AMEND: JAN 26/2023 There are 4 range complete,2 fireplaces piping only, 3 Dryer complete, 2 boiler complete, 2 bbq piping only. I have permit for 12 outlets. But in the house there is 13 outlets. If you can fix the permit and add one dryer in the permit | Easyway Plumbing & Heating Ltd
EP-2022-04810 | 2022-06-13 | 606 N KOOTENAY STREET, Vancouver, BC V5K 3S1 | Electrical Permit | Residential | New | Completed | Installation / Repair - Residential - 200 amp main duplex service ( 250 Kcmil RW 90 AL service conductors ) connected to main panels in garages of each unit through 1/0 ACWU 90 cable ( 3 conductors). It’s a duplex meter service, Unit 1 ( 606 N Kootenay Street ) has 125 amp main breaker size and Unit 2 ( 3615 Yale Street ) has 100 Amp main breaker. A subpanel of 100 amp and 90 amp is located in Unit1 and Unit 2, respectively through 1/0 ACWU 90 cable. The unit sub panels supplies additional sub panels I.e unit 1 sub panel ( 100 amp ) to 70 amp panel and unit 2 sub panel (90 amp) to 60 amp panel for legal suites through #2 AWG NMD 90 3C cable To construct a 2 storey two-family dwelling with 2 secondary suites located in the Basement with a detached accessory building (garage) and 1 open parking at the rear providing 3 parking spaces, having vehicular access from the lane. 1. Covenant registered at the Land Title Office under CA9655127 2. A/C proposed – Exterior component located in Rear, Interior component located in Upper 3. Bar sink located in Basement 4. Schedule B: (M.S. Alam) P.Eng (604.255.3740) Structural & Geotechnical 5. HPO: Residential Builder- Waterview Construction Ltd. | Sikander Electrical Ltd.
NULL | NULL | 606 N KOOTENAY STREET, Vancouver, BC V5K 3S1 | Sprinkler Permit | Residential | New | Withdrawn | Residential - new sprinkler installation | Real Tech Fire Protection Ltd
SP-2022-00805 | 2022-05-24 | 606 N KOOTENAY STREET, Vancouver, BC V5K 3S1 | Sprinkler Permit | Residential | New | Completed | Residential - new sprinkler installation To construct a 2 storey two-family dwelling with 2 secondary suites located in the Basement ($1,407,500) with a detached accessory building (garage) and 1 open parking at the rear providing 3 parking spaces, having vehicular access from the lane. 1. Covenant registered at the Land Title Office under CA9655127 2. A/C proposed – Exterior component located in Rear, Interior component located in Upper 3. Bar sink located in Basement 4. Schedule B: (M.S. Alam) P.Eng (604.255.3740) Structural & Geotechnical 5. HPO: Residential Builder- Waterview Construction Ltd. | Real Tech Fire Protection Ltd
EP-2022-04630 | 2022-06-02 | 606 N KOOTENAY STREET, Vancouver, BC V5K 3S1 | Electrical Permit | Residential | New | Completed | Installation / Repair - Residential - tv,telephone,alarm prewire and complete >BP: To construct a 2 storey two-family dwelling with 2 secondary suites located in the Basement ($1,407,500) with a detached accessory building (garage) and 1 open parking at the rear providing 3 parking spaces, having vehicular access from the lane. 1. Covenant registered at the Land Title Office under CA9655127 2. A/C proposed – Exterior component located in Rear, Interior component located in Upper 3. Bar sink located in Basement 4. Schedule B: (M.S. Alam) P.Eng (604.255.3740) Structural & Geotechnical 5. HPO: Residential Builder- Waterview Construction Ltd. Note: This is a 2 storey building pursuant to the Zoning and Development By-Law Address Information: Principle Dwelling (West): 606 N Kootenay St Principle Dwelling (East): 3615 Yale St Address and suite numbers assigned as per approved plans for Fire and Emergency response. The address numbers are to be posted to the building to be visible from the street and the suite numbers are to be posted at the suite entries in accordance with the Building By-law prior to final inspection. **THIS PERMIT HAS BEEN ISSUED UNDER THE REQUIREMENTS OF VBBL #12511 (2019)** | Tvisha Technologies Ltd
EP-2023-03571 | 2023-04-25 | 128 N NANAIMO STREET, Vancouver, BC | Electrical Permit | Residential | Tenant Improvement | Completed | Installation / Repair - Residential - RE & RE of Suite 202 - Replace Failed Electric DHWT, Retrofit/Replacement Like for like exact appliance replacement. Service remained the same, breaker & electrical feed confirmed to be originally sized properly. Equipment will be replaced in the same location as existing the unit. No change in equipment capacity or fuel. WO 164642 | Haakon Industries (Canada) Ltd.
PP-2023-02316 | NULL | 128 N NANAIMO STREET, Vancouver, BC | Plumbing Permit | Commercial | New | Withdrawn | Commercial - We are Replacing 6- 40 Gallon Electric Hot Water Tanks in 6 Separate units | Westcoast Waterworks Co Inc.
GP-2023-00502 | 2023-02-10 | 6150 SOUTHLANDS PLACE, Vancouver, BC V6N 1N1 | Gas Permit | Residential | Renovation | Completed | Residential - Decommission and remove old natural gas furnace and install new furnace. | Ashton Service Group/Ashton Mechanical Ltd.
MP-2023-01541 | 2023-08-21 | 6150 SOUTHLANDS PLACE, Vancouver, BC V6N 1N1 | Mechanical Permit | NULL | NULL | Completed | NULL | Ashton Service Group/Ashton Mechanical Ltd.
EP-2023-07691 | 2023-08-29 | 6150 SOUTHLANDS PLACE, Vancouver, BC V6N 1N1 | Electrical Permit | Residential | Renovation - Dwelling Unit(s) only | Issued | Installation / Repair - Residential - we will be installing a circuit for a heat pump MP-2023-01541 | Douglas Millington o/a Moose Electric
GP-2023-01158 | 2023-04-05 | 5139 SLOCAN STREET, Vancouver, BC V5R 2A6 | Gas Permit | Residential | Tenant Improvement | Completed | Residential - Furnace Replacement | Wah Fai Plumbing & Heating Inc
EP-2022-08411 | 2022-10-13 | 5320 SLOCAN STREET, Vancouver, BC V5R 2A7 | Electrical Permit | Residential | Renovation | Completed | Installation / Repair - Residential - Electrical supply for Dsplit MP-2022-00342 | Milani Electric Limited
MP-2022-00342 | 2022-10-04 | 5320 SLOCAN STREET, Vancouver, BC V5R 2A7 | Mechanical Permit | NULL | NULL | Completed | NULL | Milani Electric Limited
EP-2022-04544 | 2022-06-01 | 5349 SLOCAN STREET, Vancouver, BC V5R 2A8 | Electrical Permit | Residential | Renovation | Completed | Installation / Repair - Residential - inspection for smoke alarms that was added throughout the house. -installation of fa -smoke alarms were added in some hallways and bedrooms interconnected to the pre existing smoke alarms. Amend: June 20, 2022 delete range wire. | Ngoc K Nguyen
GP-2023-03350 | 2023-11-02 | 3549 TANNER STREET, Vancouver, BC V5R 5P4 | Gas Permit | Residential | Addition | Completed | Residential - Combi Boiler 199,000 BTU re/re | HAMZEH GERAMI Dba Nation Heating & Cooling
EP-2022-02268 | 2022-03-22 | 3575 TANNER STREET, Vancouver, BC V5R 5P4 | Electrical Permit | Residential | Renovation | Completed | Installation / Repair - Residential - Complete Security System, Cameras, Network, Tel, Cable, doorbell >BP: Exterior and interior alterations to provide improvements and converts this one family dwelling to a one family dwelling with secondary suite. Scope of work: remove one wall and one door to convert the garage into a carport. Construct kitchen and secondary suite on the main floor. Full renovation upper floor including kitchen and two bathrooms. | SAI Electronics Corporation
EP-2022-02425 | 2022-07-27 | 3582 TANNER STREET, Vancouver, BC V5R 5P5 | Electrical Permit | Residential | Renovation | Completed | Installation / Repair - Residential - Assessment of Existing Heat Pump Installation completed by others. Amend: Sept 8, 2022 added all the images and the declaration requested. | Kato Electrical Inc
NULL | NULL | 3582 TANNER STREET, Vancouver, BC V5R 5P5 | Mechanical Permit | NULL | NULL | Draft | NULL | NULL
MP-2023-00882 | 2023-05-26 | 3582 TANNER STREET, Vancouver, BC V5R 5P5 | Mechanical Permit | NULL | NULL | Completed | NULL | Pro Ace Heating & Air Conditioning Services Ltd
PP-2023-01825 | 2023-05-25 | 2334 STEPHENS STREET, Vancouver, BC V6K 3W8 | Plumbing Permit | Residential | Renovation | Completed | Residential - New Plumbing Lines for a Renovation >BP: Exterior and interior alterations to renovate the existing one family dwelling. The scope includes to install the interconnecting stairs between main floor and basement Scope of Work: Remove and fill a front door on west elevation, install new interior stairs and revise surrounding walls, decommission two electric cookers, remove and replace doors and windows on east elevation, upgrade existing kitchen, and relocate interior walls Sch B (Struct): Carlos Chiu, P.Eng #19417, 604-737-9830, Chiu Hippmann Engineering Inc. REUP upgrades: (Required 2pts; Proposed 2 pts) 1. Attic Insulation: If < R12 increase to R28, if > R12 increase to R40 (nomianl values) (1pt) 2. Ventilation and Controls: All bathrooms require exhaust fans on timers or humidistats & install smart home thermostat (1pt) | PHD PLUMBING HEATING & DRAINAGE LTD
GP-2023-01627 | 2023-05-26 | 2334 STEPHENS STREET, Vancouver, BC V6K 3W8 | Gas Permit | Residential | Renovation | Completed | Residential - 1 BBQ & 1 Fireplace New Gas Line for Appliances >BP: Exterior and interior alterations to renovate the existing one family dwelling. | PHD PLUMBING HEATING & DRAINAGE LTD
EP-2023-02364 | 2023-03-21 | 2334 STEPHENS STREET, Vancouver, BC V6K 3W8 | Electrical Permit | Residential | Renovation | Completed | Installation / Repair - Residential - No change to the existing 200amp service, install smoke alarms throughout, install 23 new pots on the main floor, swap out all existing plugs/cover plat/switches throughout, clean up wiring that's exposed due to drywall removal, new power - room on the main floor. >BP: Exterior and interior alterations to renovate the existing one family dwelling. The scope includes to install the interconnecting stairs between main floor and basement Scope of Work: Remove and fill a front door on west elevation, install new interior stairs and revise surrounding walls, decommission two electric cookers, remove and replace doors and windows on east elevation, upgrade existing kitchen, and relocate interior walls Sch B (Struct): Carlos Chiu, P.Eng #19417, 604-737-9830, Chiu Hippmann Engineering Inc. REUP upgrades: (Required 2pts; Proposed 2 pts) 1. Attic Insulation: If < R12 increase to R28, if > R12 increase to R40 (nomianl values) (1pt) 2. Ventilation and Controls: All bathrooms require exhaust fans on timers or humidistats & install smart home thermostat (1pt) | WESTPEAK ELECTRICAL LTD
GP-2023-02349 | 2023-08-11 | 2334 STEPHENS STREET, Vancouver, BC V6K 3W8 | Gas Permit | Residential | Renovation | Completed | Residential - Installation of 1 gas fireplace -venting and hook up only >BP: Exterior and interior alterations to renovate the existing one family dwelling. The scope includes to install the interconnecting stairs between main floor and basement Scope of Work: Remove and fill a front door on west elevation, install new interior stairs and revise surrounding walls, decommission two electric cookers, remove and replace doors and windows on east elevation, upgrade existing kitchen, and relocate interior walls | Urban Fireplaces Ltd
NULL | NULL | 2341 STEPHENS STREET, Vancouver, BC V6K 3W7 | Gas Permit | Residential | Renovation | Draft | Residential - replace old fireplace | Symbolistic Heating Ltd
GP-2022-00167 | 2022-01-20 | 2341 STEPHENS STREET, Vancouver, BC V6K 3W7 | Gas Permit | Residential | Renovation | Completed | Residential - fireplace replacement | Symbolistic Heating Ltd
EP-2023-02341 | 2023-03-19 | 3115 SW MARINE DRIVE, Vancouver, BC V6N 3Y4 | Electrical Permit | Residential | New | Issued | Temporary Power - Residential - To provide temporary power. | Torr Electric
PP-2023-01532 | NULL | 3115 SW MARINE DRIVE, Vancouver, BC V6N 3Y4 | Plumbing Permit | Residential | New | Withdrawn | Residential - Pool house plumbing | MCKIM MECHANICAL
GP-2023-01401 | 2023-05-02 | 3115 SW MARINE DRIVE, Vancouver, BC V6N 3Y4 | Gas Permit | Residential | New | Issued | Residential - new home gas (six appliances for main house and one 400,000 btu boiler for pool house) >BP: To construct a 2 storey + cellar in one-family dwelling with a attached 2-car garage with detached accessory building (pool lounge), providing 2 parking spaces at the building, having vehicular access from SW Marine Drive | MCKIM MECHANICAL
MP-2023-00744 | 2023-05-01 | 3115 SW MARINE DRIVE, Vancouver, BC V6N 3Y4 | Mechanical Permit | NULL | NULL | Issued | NULL | MCKIM MECHANICAL
GP-2023-01402 | NULL | 3115 SW MARINE DRIVE, Vancouver, BC V6N 3Y4 | Gas Permit | Residential | New | Withdrawn | Residential - new gas pool house | MCKIM MECHANICAL
PP-2023-01531 | 2023-05-02 | 3115 SW MARINE DRIVE, Vancouver, BC V6N 3Y4 | Plumbing Permit | Residential | New | Issued | Residential - New home plumbing (33 fixtures) Pool house plumbing (6 fixtures-1 WC/1 LAV/1 SHW/1FDN/1 HUB DRAIN/1 HOSEBIB) >BP: To construct a 2 storey + cellar in one-family dwelling with a attached 2-car garage with detached accessory building (pool lounge), providing 2 parking spaces at the building, having vehicular access from SW Marine Drive . Note: This is a 2 storey building pursuant to the Zoning and Development By-Law 1- A/C unit proposed 2- Schedule A - Stanton Hung Architect 3- Schedule B: Billy Xu P Eng (604) 534-2118)Structural & Geotechnical 4- HPO: Home Builder – Matthew Madden #104131 5- Entire Building to have NFPA 13-D Dec 15/2023-AMEND To add 61 rain water leaders to this existing permit for the main home | MCKIM MECHANICAL
NULL | NULL | 3115 SW MARINE DRIVE, Vancouver, BC V6N 3Y4 | Mechanical Permit | NULL | NULL | Draft | NULL | MCKIM MECHANICAL
PP-2023-01644 | 2023-05-09 | 3115 SW MARINE DRIVE, Vancouver, BC V6N 3Y4 | Plumbing Permit | Residential | New | Issued | Residential - sumps & 1 catch basin | Quality Draintile Ltd
EP-2022-02410 | 2022-03-28 | 3240 SW MARINE DRIVE, Vancouver, BC V6N 3Y6 | Electrical Permit | Residential | New | Completed | Installation / Repair - Residential - New 200A overhead service upgrade | KOVAC ELECTRICAL GROUP LTD.
GP-2023-03830 | 2023-12-02 | 1878 STAINSBURY AVENUE, Vancouver, BC V5N 2M5 | Gas Permit | Residential | Renovation - Dwelling Unit(s) only | Completed | Residential - Re and Re furnace | Proflow Plumbing Heating Gas Limited
EP-2022-00049 | 2022-01-06 | 2043 STAINSBURY AVENUE, Vancouver, BC V5N 2M9 | Electrical Permit | Residential | New | Issued | Installation / Repair - Residential - Hydro had disconnected a service we went to site and changed out the old 200 amp switch and installed a new 200 amp switch as an emergance call out | Division 16 Technologies Ltd
GP-2023-03036 | 2023-10-12 | 2937 TRINITY STREET, Vancouver, BC V5K 1G1 | Gas Permit | Residential | Addition | Completed | Residential - re and re hwt | Christopher Sterling
MP-2022-00221 | 2022-09-14 | 2960 TRINITY STREET, Vancouver, BC V5K 1G2 | Mechanical Permit | NULL | NULL | Completed | NULL | Moore And Russell Heating And Air Conditioning Ltd
GP-2022-03237 | 2022-10-20 | 2960 TRINITY STREET, Vancouver, BC V5K 1G2 | Gas Permit | Residential | Tenant Improvement | Completed | Residential - Disconnecting gas appliance, and caping gas line. | Moore & Russell Heating Ltd
EP-2022-04882 | 2022-06-10 | 2960 TRINITY STREET, Vancouver, BC V5K 1G2 | Electrical Permit | Residential | Tenant Improvement | Completed | Installation / Repair - Residential - 100 - 200 amp service upgrade for heat pump. **Amend 09/15/2022**MP-2022-00221: Issued amend the installation of the Heat pump with this permit. We are uploading a new load calculation and the heat pump will be installed after the service upgrade to 200amps | Moore And Russell Heating And Air Conditioning Ltd
GP-2022-03298 | 2022-10-26 | 2964 TRINITY STREET, Vancouver, BC V5K 1G2 | Gas Permit | Residential | Addition | Completed | Residential - TO INSTALL 1 FURNACE | BC Care Heating Services Ltd
EP-2022-04507 | NULL | 5438 SHERBROOKE STREET, Vancouver, BC V5W 3M5 | Electrical Permit | Residential | Renovation | Application Incomplete | Installation / Repair - Residential - heaterpump /AC WIRING | Dragon Electric Ltd
EP-2022-06787 | NULL | 5438 SHERBROOKE STREET, Vancouver, BC V5W 3M5 | Electrical Permit | Residential | Addition | Application Incomplete | Installation / Repair - Residential - elecytcsl wiring for ac heating pump | Dragon Electric Ltd
GP-2022-02272 | 2022-08-03 | 5438 SHERBROOKE STREET, Vancouver, BC V5W 3M5 | Gas Permit | Residential | Tenant Improvement | Completed | Residential - Installation of high efficiency tankless water heater | Centrum Home Comfort Inc
EP-2023-07937 | 2023-08-31 | 5445 SHERBROOKE STREET, Vancouver, BC V5W 3M6 | Electrical Permit | Residential | Addition | Completed | Installation / Repair - Residential - Installation of 7.0 kW PV Array with 14 Solar Panels and 7 Microinverters. >BP: Exterior alterations only to provide for the installation of fourteen (14) flush mounted solar panels on the south portion of the existing roof at this existing Single Detached House with Secondary Suite. OK for Direct To Inspections processing as per Howie Chow, August 16, 2023. | Shift Energy Group Inc
GP-2021-01749 | 2022-02-24 | 1205 SKEENA STREET, Vancouver, BC V5K 5A3 | Gas Permit | Residential | Renovation | Completed | Residential - hot water tank re and re | Sunrise Heating and Cooling Ltd
EP-2022-00675 | 2022-01-31 | 1890 SKEENA STREET, Vancouver, BC V5M 4L3 | Electrical Permit | Commercial | Renovation | Completed | Installation / Repair - Commercial - Replace Control Fire Alarm Panel because CPU failure . Emergency situation of building and fire alarm panel was replaced on the week end. Using bulletin 2018-004-BU/EL attachment C. Existing fire alarm system. No addition to fire wiring, devices and alternation.Replacement of electrical equipment only. Note: This permit has been issued based on Bulletin 2018-004-BU/EL. Jan 10-Amend:Re and re of faulty fire alarm devices found during verification. | Elixir Electric Ltd
EP-2022-01423 | 2022-02-24 | 1898 SKEENA STREET, Vancouver, BC | Electrical Permit | Commercial | New | Completed | Installation / Repair - Commercial - Installation of ULC Fire Monitoring equipment for the fire panel on site >BP: To construct a single storey senior center for Akali Singh Sikh Society. Rev. #1 - Replacement drawings for the lost set on site requested by the applicant, issued on April 21, 2021. Rev. #2 - Revise Fire dept connection and Fire hydrant relocation for the fire fighter's access plan, issued on July 29, 2021. | Price's Alarm Systems Ltd.
EP-2022-04326 | 2022-05-25 | 1989 SKEENA STREET, Vancouver, BC V5M 4L2 | Electrical Permit | Residential | Addition | Completed | Installation / Repair - Residential - Service/Panel Upgrade. >BP: To permit exterior alterations only to this existing One Family Dwelling on this inside with lane site. Scope to Include: Remove the unauthorized deck extensions at the rear and return to original layout. Existing Stairs to be reused, **Structural Sign off May be required Prior to completion of permit, DBI to determine on site** Landscape Note: Construction Access thru Rear only, All Material to be stored on existing Driveway. Ok For Field Review per A.Campbell & S. Dyste - July.6.2020 | JZ Electric Ltd
MP-2023-00475 | 2023-03-23 | 1989 SKEENA STREET, Vancouver, BC V5M 4L2 | Mechanical Permit | NULL | NULL | Completed | NULL | Tek Climate Heating & Air Conditioning Ltd
EP-2022-03821 | 2022-05-10 | 2625 SKEENA STREET, Vancouver, BC V5M 4T1 | Electrical Permit | Commercial | NULL | Expired | Annual / Operating - Electrical Maintenance ANNUAL/OPERATING PERMIT Renewal of EP-2021-03534 VALID FROM MAY 03/2022 TIL MAY 02/2023 | Coast Mountain Bus Company Ltd
EP-2023-03947 | 2023-05-05 | 2625 SKEENA STREET, Vancouver, BC V5M 4T1 | Electrical Permit | Commercial | NULL | Issued | Annual / Operating - Annual Operating Permit -Regular Electrical Maintenance -renewal of EP-2022-03821 -valid: May 3, 2023 - May 2, 2024 | Coast Mountain Bus Company Ltd
GP-2023-02840 | 2023-09-27 | 4994 SOMERVILLE STREET, Vancouver, BC V5W 3H2 | Gas Permit | Residential | Renovation - Dwelling Unit(s) only | Completed | Residential - combi boiler replacement | Central Commercial & Residential Services
GP-2022-02150 | 2022-07-21 | 5012 SOMERVILLE STREET, Vancouver, BC V5W 3H2 | Gas Permit | Residential | Tenant Improvement | Completed | Residential - Re Re Furnace | Moore & Russell Heating Ltd
EP-2022-05761 | 2022-07-07 | 1731 STEPHENS STREET, Vancouver, BC V6K 3V5 | Electrical Permit | Residential | Renovation | Expired | Temporary Power - Residential - To provide temporary power. | Torr Electric
GP-2022-03359 | 2022-10-28 | 1731 STEPHENS STREET, Vancouver, BC V6K 3V5 | Gas Permit | Residential | New | Completed | Residential - Fisher & Paykel 30" Freestanding Dual Fuel Range | Han Appliances & Refrigeration Ltd
EP-2023-00111 | 2023-01-09 | 1731 STEPHENS STREET, Vancouver, BC V6K 3V5 | Electrical Permit | Residential | Renovation | Completed | Installation / Repair - Residential - new 200A 240V service upgrade -previous service 100A | Torr Electric
EP-2022-08056 | 2022-09-26 | 1836 STEPHENS STREET, Vancouver, BC V6K 3V7 | Electrical Permit | Residential | Renovation | Issued | Installation / Repair - Residential - new 200A service complete re wire of entire house. Exterior and interior alterations to provide residential at this existing Heritage C one family dwelling at this site. | FOS Electric Systems Ltd
PP-2023-04005 | 2023-11-15 | 1836 STEPHENS STREET, Vancouver, BC V6K 3V7 | Plumbing Permit | Residential | Renovation | Issued | Residential - Full gut house lift >BP: Exterior and interior alterations to provide residential at this existing Heritage C one family dwelling at this site. Related to DP-2021-00774 building to be sprinklered | PG Precision Gas & Mechanical Inc
PP-2023-04211 | 2023-12-01 | 1836 STEPHENS STREET, Vancouver, BC V6K 3V7 | Plumbing Permit | Residential | New | Issued | Residential - 1x outside gravity sump | J & R Excavation & Demolition Ltd.
EP-2023-09778 | 2023-11-07 | 5788 ST. MARGARETS STREET, Vancouver, BC V5R 3H5 | Electrical Permit | Residential | Addition | Completed | Installation / Repair - Residential - upgrade service from 100A to 200A , install 200A meter base , mast and 200A panel | Zhu Chen
GP-2022-03336 | 2022-10-28 | 5799 ST. MARGARETS STREET, Vancouver, BC V5R 3H6 | Gas Permit | Residential | Tenant Improvement | Completed | Residential - Flush the Hydronic 4 zone system Prior to removing the old boiler in order to prevent contamination of the new boiler .Remove the existing gas boiler .Install ( 4 )new 3/4” honey we’ll zone valves . Install ( 1 ) new expansion tank .Install ( 1 ) new 1/2” Dual check valve . Install ( 1 ) new air eliminator . Install ( 1 ) new boiler feed valve . Change venting as needed | MIDCITY PLUMBERS INC
EP-2022-03206 | 2022-04-26 | 5805 ST. MARGARETS STREET, Vancouver, BC V5R 3H6 | Electrical Permit | Residential | Addition | Completed | Installation / Repair - Residential - Install a DCC-10 controller. The customer needs a 30 amp electrical water heater and a 40 amp EV charger. We will install a 40 Amp stab-lok breaker, TECk90 3C#8 cable and NEMA 14-50R receptacle for EV charger; and will install a 30 amp stab-lok breaker, AC90 3C#10 cable for future electrical water heater connection. | Four Stones Electric Ltd
EP-2022-06954 | 2022-08-18 | 970 SW MARINE DRIVE, Vancouver, BC V6P 5Z2 | Electrical Permit | Commercial | Addition | Completed | Installation / Repair - Commercial - Install new CCTV cameras to exterior of building - adding on to existing security system. | Houle Electric Limited
PP-2022-01325 | 2022-04-20 | 1098 SW MARINE DRIVE, Vancouver, BC V6P 5Z3 | Plumbing Permit | Commercial | Renovation | Completed | Commercial - Replace some old copper water piping and re and re 2 washrooms all fixtures staying in same location. Install new shut off and PRV valve Exterior alterations to alter the grade and level the loading area in front of this existing commercial building on this site. Scope of work includes to replace and raise the existing retaining wall on the west property line. | Vancouver City Plumbing Inc
EP-2022-02681 | 2022-04-07 | 1098 SW MARINE DRIVE, Vancouver, BC V6P 5Z3 | Electrical Permit | Commercial | Renovation | Completed | Installation / Repair - Commercial - Update lighting in warehouse & power and lighting in office area. Install some data cabling. >BP:Interior Alteration for a new tenant (Windsor Building Supplies Ltd, lumber wholesale Group F2) in this existing one-storey industrial building. Scope includes constructing interior partition walls, re-finishing washrooms and removing existing WWOP stair at rear. *** This permit has been reviewed under the 2019 Vancouver Building By-law (#12511). *** Processed during the Covid-19 pandemic | JJL Electrical Services Ltd
EP-2022-01778 | 2022-03-07 | 1106 SW MARINE DRIVE, Vancouver, BC V6P 5Z3 | Electrical Permit | Commercial | Renovation | Completed | Installation / Repair - Commercial - wire two bathroom, install lighting and exit signs in new exit hallways >BP: Interior and exterior alterations and a change of use from manufacturing (approx. 13,369 sq.ft.) to a mini-storage warehouse on the main floor of this existing manufacturing/storage building. (1106 SW Marine Drive expanding into a portion of 1122 SW Marine Drive.) Related to DE408931 TENANT: General Store-All Co. Ltd. B1/B2 architectural letter of assurance submitted, signed and sealed by Angus Willey, MAIBC Tel: (604) 669-6539 B1/B2 structural letter of assurance submitted, signed and sealed by AAjay Sharma, P. Eng. Tel: (604) 228-0518 Rev.1 Relocate upper floor exit stairway from northwest interior to northeast exterior, and to switch 2 parking space locations with 2 loading bay locations, per DE414024. M.Meszaros Apr.5/11 Rev.2 See list of Rev 2 changes in Documents tab. As per confirmation from Kelly Anderson, we will issue this permit under the 2014VBBL as a one-time exception. Issued during COVID-19 pandemic. R.Merchant June2/21 | WESTPEAK ELECTRICAL LTD
SP-2022-00062 | 2023-03-10 | 1106 SW MARINE DRIVE, Vancouver, BC V6P 5Z3 | Sprinkler Permit | Commercial | Tenant Improvement | Completed | Commercial - Add sprinklers to two new bathrooms on the main floor; add and relocate two heads to the new exit corridor on the second floor. >BP: Interior and exterior alterations and a change of use from manufacturing (approx. 13,369 sq.ft.) to a mini-storage warehouse on the main floor of this existing manufacturing/storage building. (1106 SW Marine Drive expanding into a portion of 1122 SW Marine Drive.) Related to DE408931 TENANT: General Store-All Co. Ltd. B1/B2 architectural letter of assurance submitted, signed and sealed by Angus Willey, MAIBC Tel: (604) 669-6539 B1/B2 structural letter of assurance submitted, signed and sealed by AAjay Sharma, P. Eng. Tel: (604) 228-0518 Rev.1 Relocate upper floor exit stairway from northwest interior to northeast exterior, and to switch 2 parking space locations with 2 loading bay locations, per DE414024. M.Meszaros Apr.5/11 Rev.2 See list of Rev 2 changes in Documents tab. As per confirmation from Kelly Anderson, we will issue this permit under the 2014VBBL as a one-time exception. Issued during COVID-19 pandemic. R.Merchant June2/21 > *****This application does not include any of the following: 1. Not more than 20 sprinklers (add, relocate, or remove), 2. hydraulic calculations, 3. change in occupancy and /or hazard classification, 4. warehouse storage arrangements, 5. mobile compact storage arrangements, 6. alternative solutions, 7. changes to the sprinkler system supply piping (e.g. valves, mains, cross-mains, branch-lines, etc.), or 8. flexible sprinkler pipe. | Viking Fire Protection Inc
GP-2022-00064 | NULL | 1106 SW MARINE DRIVE, Vancouver, BC V6P 5Z3 | Gas Permit | Commercial | Renovation | Withdrawn | Commercial - replacement of (3) unit heaters | Just Mechanical Ltd
EP-2023-01602 | 2023-02-27 | 1106 SW MARINE DRIVE, Vancouver, BC V6P 5Z3 | Electrical Permit | Commercial | NULL | Expired | Annual / Operating - To carry out maintenance and general service/repair work throughout the year (CF-2022-010839) Renewal of EP-2021-06933 Valid: Sep 17, 2022 to Sep 16, 2023 | Norben Electric (2016) Ltd
EP-2023-08805 | 2023-09-29 | 1106 SW MARINE DRIVE, Vancouver, BC V6P 5Z3 | Electrical Permit | Commercial | NULL | Issued | Annual / Operating - To carry out maintenance and general service/repair work throughout the year (reference: CF-2023-010673) -renewal of EP-2023-01602 -valid: Sept. 17, 2023 - Sept. 16, 2024 | Norben Electric (2016) Ltd
EP-2023-06503 | 2023-07-19 | 1250 SW MARINE DRIVE, Vancouver, BC V6P 5Z3 | Electrical Permit | Commercial | NULL | Issued | Annual / Operating - Maintenance of electrical equipment used to charge battery electric buses. ARCHAEOLOGICAL IMPACT: If work on this site could lead to the disturbance of soil advise applicant to contact the Provincial Archaeology Branch at 250-953-3334 for necessary permits. In addition, please be advised that reports from an Archaeologist (AIA, AOA) and permits from the First Nations may be necessary prior to the release of your City of Vancouver permits. | Coast Mountain Bus Company Ltd
NULL | NULL | 1250 SW MARINE DRIVE, Vancouver, BC V6P 5Z3 | Electrical Permit | Commercial | NULL | Draft | Annual / Operating - Operations and Maintenance of existing equipment | NULL
EP-2022-06184 | 2022-07-21 | 1250 SW MARINE DRIVE, Vancouver, BC V6P 5Z3 | Electrical Permit | Commercial | NULL | Expired | Annual / Operating - ANNUAL OPERATING PERMIT -Renewal of EP-2021-05039 -Valid July 23, 2022 - July 22, 2022 Miscellaneous electrical work NOTE: No soil disturbance or alteration of grades is permitted to take place under this permit Work under this permit does not authorize excavation, including the disturbance of soils. Should work necessitate excavation or the disturbance of soils, please consult the Archaeological Branch of British Columbia for the necessary approvals. | Mott Electric General Partnership
NULL | NULL | 1310 SW MARINE DRIVE, Vancouver, BC V6P 5Z6 | Electrical Permit | Commercial | Tenant Improvement | Draft | Installation / Repair - Commercial - Install : FIELD ASSEMBLED & INTERCONNECTED SIGNAGE/OUTLINE LIGHTING | Ryan J P Lundquist
GP-2022-00059 | 2022-01-11 | 3650 TANNER STREET, Vancouver, BC V5R 5P6 | Gas Permit | Residential | Addition | Completed | Residential - TO INSTALL 1 BOILER | BC Care Heating Services Ltd
PP-2022-00277 | 2022-01-28 | 3636 TRINITY STREET, Vancouver, BC V5K 1G6 | Plumbing Permit | Residential | New | Completed | Residential - 2FD+2SS - FRONT UNIT - 3636 TRINITY ST - #1 & #2 BACK UNIT - 3638 TRINITY ST - #1 & #2 Draintile, Rainwater Leader,Sump(Outside Services) To construct a 2-storey two-family dwelling with 2 secondary suites located in the basement with a detached accessory building (garage) at the rear providing 2 parking spaces and a surface parking having vehicular access from the lane. The entire building to be sprinklered to 2xNFPA 13D. 1. A/C units proposed in rear yard | Khela Excavating Ltd.
EP-2022-02454 | 2022-03-31 | 3636 TRINITY STREET, Vancouver, BC V5K 1G6 | Electrical Permit | Residential | New | Completed | Installation / Repair - Residential - Electrical installation for a two-family dwelling with 2 secondary suites building. >BP: To construct a 2-storey two-family dwelling with 2 secondary suites located in the basement with a detached accessory building (garage) at the rear providing 2 parking spaces and a surface parking having vehicular access from the lane. The entire building to be sprinklered to 2xNFPA 13D. 1. A/C (1) unit proposed in rear yard South elevation (1) unit proposed front yard North elevation- sunken patio entry area. 2. Schedule B P.Eng Yatendra Kumar Sharma (778-863-7076) Structural and Geotechnical 3. BC Housing Crown Pacific Prime Project Inc. 4. Covenant registered under CA493010. Note: This is a 2 storey building pursuant to the Zoning and Development By-Law "Combustible projections or roof soffits on an exposing building face shall not project to less than .45m from the property line and shall be in compliance with VBBL 2019 9.10.15.5.(9)" NOTE: To achieve the required FSR a floor space exclusion of 2% has been applied to this application as per section 10.11.1 of the district schedule, to accommodate improved building performance. FRONT UNIT #1-3636 Trinity St - One Family Dwelling (north side 1st-2nd floor) #2-3636 Trinity St - Secondary Suite (north side basement) BACK UNIT #1-3638 Trinity St - One Family Dwelling (south side 1st-2nd floor) #2-3638 Trinity St - Secondary Suite (south side basement) Address and suite numbers assigned as per approved plans for Fire and Emergency response. The address numbers are to be posted to the building to be visible from the street and the suite numbers are to be posted at the suite entries in accordance with the Building By-law prior to final inspection. | MSD Electrical Ltd.
PP-2022-01838 | 2022-06-02 | 3636 TRINITY STREET, Vancouver, BC V5K 1G6 | Plumbing Permit | Residential | New | Completed | Residential - New plumbing set up according to approved drawing. Running DWV lines in new constructed House. >BP: To construct a 2-storey two-family dwelling with 2 secondary suites located in the basement with a detached accessory building (garage) at the rear providing 2 parking spaces and a surface parking having vehicular access from the lane. The entire building to be sprinklered to 2xNFPA 13D. 1. A/C (1) unit proposed in rear yard South elevation (1) unit proposed front yard North elevation- sunken patio entry area. 2. Schedule B P.Eng Yatendra Kumar Sharma (778-863-7076) Structural and Geotechnical 3. BC Housing Crown Pacific Prime Project Inc. 4. Covenant registered under CA493010. Note: This is a 2 storey building pursuant to the Zoning and Development By-Law "Combustible projections or roof soffits on an exposing building face shall not project to less than .45m from the property line and shall be in compliance with VBBL 2019 9.10.15.5.(9)" NOTE: To achieve the required FSR a floor space exclusion of 2% has been applied to this application as per section 10.11.1 of the district schedule, to accommodate improved building performance. FRONT UNIT #1-3636 Trinity St - One Family Dwelling (north side 1st-2nd floor) #2-3636 Trinity St - Secondary Suite (north side basement) BACK UNIT #1-3638 Trinity St - One Family Dwelling (south side 1st-2nd floor) #2-3638 Trinity St - Secondary Suite (south side basement) Address and suite numbers assigned as per approved plans for Fire and Emergency response. The address numbers are to be posted to the building to be visible from the street and the suite numbers are to be posted at the suite entries in accordance with the Building By-law prior to final inspection. | PERFECT PLUMBING & HEATING LTD.
EP-2022-06253 | 2022-07-26 | 3636 TRINITY STREET, Vancouver, BC V5K 1G6 | Electrical Permit | Residential | New | Completed | Installation / Repair - Residential - Low voltage rough wire & finish for Data, TV Cable, Doorbell & Alarm. >BP: To construct a 2-storey two-family dwelling with 2 secondary suites located in the basement with a detached accessory building (garage) at the rear providing 2 parking spaces and a surface parking having vehicular access from the lane. The entire building to be sprinklered to 2xNFPA 13D. 1. A/C (1) unit proposed in rear yard South elevation (1) unit proposed front yard North elevation- sunken patio entry area. 2. Schedule B P.Eng Yatendra Kumar Sharma (778-863-7076) Structural and Geotechnical 3. BC Housing Crown Pacific Prime Project Inc. 4. Covenant registered under CA493010. Note: This is a 2 storey building pursuant to the Zoning and Development By-Law "Combustible projections or roof soffits on an exposing building face shall not project to less than .45m from the property line and shall be in compliance with VBBL 2019 9.10.15.5.(9)" NOTE: To achieve the required FSR a floor space exclusion of 2% has been applied to this application as per section 10.11.1 of the district schedule, to accommodate improved building performance. | Paratech Integrated Systems Ltd
GP-2022-02110 | 2022-07-26 | 3636 TRINITY STREET, Vancouver, BC V5K 1G6 | Gas Permit | Residential | New | Completed | Residential - New Ranges, Boilers & BBQ's. >BP : To construct a 2-storey two-family dwelling with 2 secondary suites located in the basement with a detached accessory building (garage) at the rear providing 2 parking spaces and a surface parking having vehicular access from the lane. | PERFECT PLUMBING & HEATING LTD.
SP-2022-01031 | 2022-06-24 | 3636 TRINITY STREET, Vancouver, BC V5K 1G6 | Sprinkler Permit | Residential | New | Completed | Residential - New sprinkler system To construct a 2-storey two-family dwelling with 2 secondary suites located in the basement with a detached accessory building (garage) at the rear providing 2 parking spaces and a surface parking having vehicular access from the lane. The entire building to be sprinklered to 2xNFPA 13D. 1. A/C (1) unit proposed in rear yard South elevation (1) unit proposed front yard North elevation- sunken patio entry area. 2. Schedule B P.Eng Yatendra Kumar Sharma (778-863-7076) Structural and Geotechnical 3. BC Housing Crown Pacific Prime Project Inc. 4. Covenant registered under CA493010. | Haven Fire Protection Ltd
PP-2022-00986 | 2022-03-24 | 700 TEMPLETON DRIVE, Vancouver, BC V5L 4X9 | Plumbing Permit | Commercial | New | Completed | Commercial - Adding a water fountain to existing track and field | Active Turf Irrigation Ltd
GP-2022-03491 | 2022-11-08 | 925 TEMPLETON DRIVE, Vancouver, BC V5L 4Z9 | Gas Permit | Residential | Renovation | Completed | Residential - Furnace installation | ROMA Heating Ltd
EP-2023-06467 | 2023-10-23 | 1905 TEMPLETON DRIVE, Vancouver, BC V5N 4V9 | Electrical Permit | Residential | Renovation | Issued | Installation / Repair - Residential - ¦ 1FD + 1SS- 200A SERVICE UPGRADE/ RENO/ CF-2023-00689 ¦ Renovation Service Upgrate and relocate 200 amp ,add secondary suite with separate meter (CF-2023-006895) >BP: interior /exterior alterations to this single detached house including change of use to a single detached house with secondary suite scope of work : grade change around house by 2 feet to accommodate adding light into basement re/re windows upgrade insulation upgrade remove of two wood burning fireplaces add suite in basement replacing draintile | Moon Star Electrical Ltd
PP-2023-04085 | 2023-11-21 | 1905 TEMPLETON DRIVE, Vancouver, BC V5N 4V9 | Plumbing Permit | Residential | New | Issued | Residential - 1FD - sump no pump | Bhullar Excavating and Demolition
PP-2023-04311 | 2023-12-13 | 1905 TEMPLETON DRIVE, Vancouver, BC V5N 4V9 | Plumbing Permit | Residential | Renovation | Issued | Residential - Full renovation >DB: interior /exterior alterations to this single detached house including change of use to a single detached house with secondary suite scope of work : grade change around house by 2 feet to accommodate adding light into basement re/re windows upgrade insulation upgrade remove of two wood burning fireplaces add suite in basement replacing draintile | JAI Plumbing & Heating Ltd
EP-2024-00491 | 2024-01-26 | 1905 TEMPLETON DRIVE, Vancouver, BC V5N 4V9 | Electrical Permit | Residential | New | Issued | Installation / Repair - Residential - Security Alarm completion, telephone, tv, network, vacuum installations. >BP: interior /exterior alterations to this single detached house including change of use to a single detached house with secondary suite scope of work : grade change around house by 2 feet to accommodate adding light into basement re/re windows upgrade insulation upgrade remove of two wood burning fireplaces add suite in basement replacing draintile | Best Built-In Centre Ltd
GP-2022-00972 | 2022-03-29 | 2525 TRAFALGAR STREET, Vancouver, BC | Gas Permit | Residential | Renovation | Completed | Residential - to replace 1 hot water tank in the same location. | Paolo's Plumbing & Heating Ltd
EP-2024-00023 | 2024-01-03 | 2525 TRAFALGAR STREET, Vancouver, BC | Electrical Permit | Commercial | Tenant Improvement | Issued | Installation / Repair - Commercial - Back feed residential building from commercial building to back feed service. Commercial property at 2608 W BROADWAY did a service upgrade and BC hydro is requesting to remove existing service from the residentil building and get fed from the commercial building. Commercial project Electrical contractor is to supply mast to connect to. >>Amend: January 19th -BC hydro is asking to add a secondary address to the permit for connection. 2525 Trafalgar would need to be on the permit that is sent to BC Hydro to connect the power | Pacific Western Power & Control Ltd
PP-2023-02060 | 2023-06-12 | 2525 TRAFALGAR STREET, Vancouver, BC | Plumbing Permit | Residential | Renovation | Completed | Residential - To replace 20 feet of sewer piping. | Paolo's Plumbing & Heating Ltd
GP-2023-03730 | 2023-11-26 | 4837 SOPHIA STREET, Vancouver, BC V5V 3W5 | Gas Permit | Residential | Renovation - Dwelling Unit(s) only | Completed | Residential - Furnace Replacement >>>Amend: Address should be: 4837 Sophia St and OWNER's phone number is: 604-603-7390 | General Heating Ltd
EP-2023-07656 | 2023-09-06 | 4859 SOPHIA STREET, Vancouver, BC V5V 3W5 | Electrical Permit | Residential | Addition | Issued | Installation / Repair - Residential - Separation of suite and main unit electrical circuits. New service on newly constructed garage on west side of lot. Underground feeds and data conduit from garage to house. New electrical panels and circuits to accommodate renovations. >BP: Interior and exterior alterations, and addition at the rear - new family room, mud room and mechanical room, new windows, doors, covered porch and stairs; convert part of the basement to a secondary suite with a new entrance and stair at the front of (east elevation) in this existing one storey and basement, Single Detached House with secondary suite (ancillary residential unit). Exterior alterations to remove the existing detached garage and construct a new detached two car garage (24' X 26') with a bathroom having vehicular access from the rear lane on this inside lot with lane site. | Terminal City Electric Ltd
PP-2023-02955 | 2023-08-21 | 4859 SOPHIA STREET, Vancouver, BC V5V 3W5 | Plumbing Permit | Residential | Renovation | Issued | Residential - Install new Drainage and water lines for the whole house & new Garage New 1 1/2" water service and separate sewer and storm drains at property line >BP: Interior and exterior alterations, and addition at the rear - new family room, mud room and mechanical room, new windows, doors, covered porch and stairs; convert part of the basement to a secondary suite with a new entrance and stair at the front of (east elevation) in this existing one storey and basement, Single Detached House with secondary suite (ancillary residential unit). Exterior alterations to remove the existing detached garage and construct a new detached two car garage (24' X 26') with a bathroom having vehicular access from the rear lane on this inside lot with lane site. | Vancouver City Plumbing Inc
MP-2023-02036 | 2023-11-15 | 4859 SOPHIA STREET, Vancouver, BC V5V 3W5 | Mechanical Permit | NULL | NULL | Issued | NULL | Vancouver City Plumbing Inc
PP-2023-02558 | 2023-07-19 | 4859 SOPHIA STREET, Vancouver, BC V5V 3W5 | Plumbing Permit | Residential | Addition | Issued | Residential - Perimeter drain around new house annex and garage, installation of new sump >BP: Interior and exterior alterations, and addition at the rear - new family room, mud room and mechanical room, new windows, doors, covered porch and stairs; convert part of the basement to a secondary suite with a new entrance and stair at the front of (east elevation) in this existing one storey and basement, Single Detached House with secondary suite (ancillary residential unit). Exterior alterations to remove the existing detached garage and construct a new detached two car garage (24' X 26') with a bathroom having vehicular access from the rear lane on this inside lot with lane site. | Francois-Karol Joseph Jean Fontaine-Dejean
GP-2022-02762 | 2022-09-14 | 4305 SKEENA STREET, Vancouver, BC V5R 2L6 | Gas Permit | Residential | Tenant Improvement | Completed | Residential - Install furnace | Gandy Installations Ltd
EP-2023-01670 | 2023-02-28 | 4186 SKEENA STREET, Vancouver, BC V5R 2L3 | Electrical Permit | Residential | Addition | Issued | Installation / Repair - Residential - upgrade to 200 amp service | Zinovia Construction Ltd.
PP-2024-00104 | 2024-01-12 | 4186 SKEENA STREET, Vancouver, BC V5R 2L3 | Plumbing Permit | Residential | Renovation | Issued | Residential - 2ND SUITE | J&YMechanical Ltd
GP-2022-00140 | 2022-01-17 | 4216 SKEENA STREET, Vancouver, BC V5R 2L5 | Gas Permit | Residential | Renovation | Completed | Residential - Re/re of water heater with Navien NPE 180S tankless water heater | 1236318 BC Ltd DBA Aquatech Vancouver
GP-2022-02414 | 2022-08-17 | 948 SEMLIN DRIVE, Vancouver, BC V5L 4J8 | Gas Permit | Residential | Renovation | Completed | Residential - re and re of an existing gas stove RE: CF-2022-008854 | AB-Tech Plumbing & Heating Ltd.
EP-2023-09470 | 2023-10-31 | 1021 SEMLIN DRIVE, Vancouver, BC V5L 4J9 | Electrical Permit | Residential | Renovation | Issued | Installation / Repair - Residential - Main Electrical Service Upgrade to 200A | Superb Electric Limited
EP-2023-09883 | 2023-11-10 | 5085 SPENCER STREET, Vancouver, BC V5R 3Z9 | Electrical Permit | Residential | Renovation | Completed | Installation / Repair - Residential - Add smoke alarms and outlets per building code \ CEC to newly legalized secondary suite. CF-2019-001568 | Optimal Electrical Ltd
PP-2022-02705 | 2022-08-05 | 5120 SPENCER STREET, Vancouver, BC V5R 4A3 | Plumbing Permit | Residential | New | Issued | Residential - Sump install | Kingsman Excavating Ltd.
PP-2023-00835 | 2023-03-13 | 5120 SPENCER STREET, Vancouver, BC V5R 4A3 | Plumbing Permit | Residential | New | Issued | Residential - plumbing >BP: To construct a two-storey two-family dwelling , with a detached accessory building (garage) at the rear providing 2 parking spaces, having vehicular access from the lane. | SKY HIGH PLUMBING & HEATING LTD
SP-2023-00610 | NULL | 5120 SPENCER STREET, Vancouver, BC V5R 4A3 | Sprinkler Permit | Residential | New | Withdrawn | Residential - install fire sprinkler system in 5120 spencer st,vancouver,bc,v5r 4a3 | NULL
NULL | NULL | 5120 SPENCER STREET, Vancouver, BC V5R 4A3 | Sprinkler Permit | Residential | New | Draft | Residential - Install sprinkler system in duplex 5120 spencer st,vancouver | Rui Su
SP-2023-00664 | 2023-04-17 | 5120 SPENCER STREET, Vancouver, BC V5R 4A3 | Sprinkler Permit | Residential | New | Issued | Residential - 2FD - FRONT - 5120 SPENCER ST BACK - 5122 SPENCER ST Install sprinkler system in this building >DB: To construct a two-storey two-family dwelling, with a detached accessory building (garage) at the rear providing 2 parking spaces, having vehicular access from the lane. Note: This Building Permit will remain in a suspended status until the associated (green) Demolition Permit BP-2021-01997 is completed. Note: This is a 2 storey building pursuant to the Zoning and Development By-Law 1. A/C units proposed in rear yard 2. No Bar sinks proposed | Rui Su
EP-2023-02316 | 2023-03-17 | 5120 SPENCER STREET, Vancouver, BC V5R 4A3 | Electrical Permit | Residential | New | Issued | Temporary Power - Residential - To provide temporary power. | Vanflow Electrical Ltd
MP-2023-00490 | 2023-03-27 | 5120 SPENCER STREET, Vancouver, BC V5R 4A3 | Mechanical Permit | NULL | NULL | Issued | NULL | SKY HIGH PLUMBING & HEATING LTD
NULL | NULL | 5120 SPENCER STREET, Vancouver, BC V5R 4A3 | Sprinkler Permit | Residential | New | Withdrawn | Residential - Install fire sprinkler system in 5120 spencer st | NULL
EP-2023-06756 | 2023-07-25 | 5120 SPENCER STREET, Vancouver, BC V5R 4A3 | Electrical Permit | Residential | New | Issued | Installation / Repair - Residential - Security alarm rough in and completion, tel, tv, data, camera rough in only. >BP: To construct a two-storey two-family dwelling ($635,000), with a detached accessory building (garage) at the rear providing 2 parking spaces, having vehicular access from the lane. Note: This is a 2 storey building pursuant to the Zoning and Development By-Law 1. A/C units proposed in rear yard 2. No Bar sinks proposed 3. Schedule B: Ke Jian, Ma (604.599.8890) Structural & Geotechnical 4. HPO: Residential Builder - LOUISAN PACIFIC DEVELOPMENT INC ******THIS PERMIT HAS BEEN ISSUED UNDER THE REQUIREMENTS OF VBBL #12511 (2019)****** | SIGHTLINE TECHNOLOGY LTD.
EP-2023-04320 | 2023-05-26 | 5120 SPENCER STREET, Vancouver, BC V5R 4A3 | Electrical Permit | Residential | New | Issued | Installation / Repair - Residential - wiring and installation throughout the units (not including extra low voltage work) *An approved mechanical permit is required for the installation of air conditioning or heat pump unit at the time of installation before an electrical inspection will be performed >BP: To construct a two-storey two-family dwelling ($635,000), with a detached accessory building (garage) at the rear providing 2 parking spaces, having vehicular access from the lane. Note: This Building Permit will remain in a suspended status until the associated (green) Demolition Permit BP-2021-01997 is completed. Note: This is a 2 storey building pursuant to the Zoning and Development By-Law 1. A/C units proposed in rear yard 2. No Bar sinks proposed 3. Schedule B: Ke Jian, Ma (604.599.8890) Structural & Geotechnical 4. HPO: Residential Builder - LOUISAN PACIFIC DEVELOPMENT INC ******THIS PERMIT HAS BEEN ISSUED UNDER THE REQUIREMENTS OF VBBL #12511 (2019)****** | Vanflow Electrical Ltd
EP-2022-01947 | 2022-03-09 | 5120 SPENCER STREET, Vancouver, BC V5R 4A3 | Electrical Permit | Residential | New | Expired | Temporary Power - Residential - To provide temporary power. | Vanflow Electrical Ltd
GP-2023-02926 | 2023-10-04 | 5149 SPENCER STREET, Vancouver, BC V5R 4A4 | Gas Permit | Residential | Renovation | Completed | Residential - re/re existing furnace w/ high efficiency modulating variable speed furnace | 1236318 BC Ltd DBA Aquatech Vancouver
EP-2023-05036 | 2023-06-07 | 5196 SPENCER STREET, Vancouver, BC V5R 4A3 | Electrical Permit | Residential | New | Issued | Installation / Repair - Residential - Install Low Voltage wiring (networking), Alarm, CCTV, Data, Tel. Finishing. >BP: To construct a two-storey two-family dwelling with two secondary suites located in the basement, with a detached accessory building (garage) and 1 open parking pad at the rear providing 3 parking spaces, having vehicular access from the lane. Note: This is a 2 storey building pursuant to the Zoning and Development By-Law 1. No strata titling permitted. 2. A/C units proposed in rear yard. 3. Bar sinks proposed in main floor. 4. Schedule B: Md. Shahidul Alam (604.653.7475) Structural & Geotechnical 5. BC Housing HPO Contractor: Khera Homes Ltd. 604-307-0142 ******THIS PERMIT HAS BEEN ISSUED UNDER THE REQUIREMENTS OF VBBL #12511 (2019)****** Combustible projections or roof soffits on an exposing building face shall not project to less than .45m from the property line and shall be in compliance with VBBL 2019 9.10.15.5.(9) The entire building, to be sprinklered to 2 x NFPA 13D. | Magnificent Security Inc.
GP-2023-01838 | NULL | 5196 SPENCER STREET, Vancouver, BC V5R 4A3 | Gas Permit | Residential | New | Withdrawn | Residential - 5196 spencer st to install 1 boiler 1 range 1 bbq 5198 spencer st to install 1 boiler 1 range 1 bbq | Symbolistic Heating Ltd
GP-2023-01837 | 2023-06-16 | 5196 SPENCER STREET, Vancouver, BC V5R 4A3 | Gas Permit | Residential | New | Issued | Residential - 2 BBQ, 2 Boiler & 2 Range >BP: To construct a two-storey two-family dwelling with two secondary suites | Symbolistic Heating Ltd
EP-2023-04598 | 2023-06-02 | 5196 SPENCER STREET, Vancouver, BC V5R 4A3 | Electrical Permit | Residential | New | Issued | Installation / Repair - Residential - New construction duplex with 2 (200) amp service >BP: To construct a two-storey two-family dwelling with two secondary suites located in the basement, with a detached accessory building (garage) and 1 open parking pad at the rear providing 3 parking spaces, having vehicular access from the lane. Note: This is a 2 storey building pursuant to the Zoning and Development By-Law 1. No strata titling permitted. 2. A/C units proposed in rear yard. 3. Bar sinks proposed in main floor. 4. Schedule B: Md. Shahidul Alam (604.653.7475) Structural & Geotechnical 5. BC Housing HPO Contractor: Khera Homes Ltd. 604-307-0142 | 24/6 Electric Ltd
SP-2023-01125 | 2023-06-26 | 5196 SPENCER STREET, Vancouver, BC V5R 4A3 | Sprinkler Permit | Residential | New | Issued | Residential - 2FD+2SS - NORTH - 5196 SPENCER ST - #1 & #2 SOUTH - 5198 SPENCER ST - #1 & #2 Install sprinklers in Duplex >DB: To construct a two-storey two-family dwelling with two secondary suites located in the basement, with a detached accessory building (garage) and 1 open parking pad at the rear providing 3 parking spaces, having vehicular access from the lane. Note: This is a 2 storey building pursuant to the Zoning and Development By-Law 1. No strata titling permitted. 2. A/C units proposed in rear yard. 3. Bar sinks proposed in main floor. ******THIS PERMIT HAS BEEN ISSUED UNDER THE REQUIREMENTS OF VBBL #12511 (2019)****** The entire building, to be sprinklered to 2 x NFPA 13D. | Gold Key Fire Protection Ltd
EP-2022-06022 | 2022-08-11 | 5196 SPENCER STREET, Vancouver, BC V5R 4A3 | Electrical Permit | Residential | New | Expired | Temporary Power - Residential - To provide temporary power. NOTE: Work authorized by this permit is for placement of a temporary power pole only and does not authorize any site construction and/or excavation. A separate Building Permit will be required prior to commencement of any other work on this site. | 24/6 Electric Ltd
PP-2022-03994 | 2022-11-04 | 5196 SPENCER STREET, Vancouver, BC V5R 4A3 | Plumbing Permit | Residential | New | Issued | Residential - Sump | Mainline Excavation Ltd
PP-2022-04429 | 2022-12-13 | 5196 SPENCER STREET, Vancouver, BC V5R 4A3 | Plumbing Permit | Residential | New | Issued | Residential - installing new plumbing fixtures inside the duplex >To construct a two-storey two-family dwelling with two secondary suites located in the basement, with a detached accessory building (garage) and 1 open parking pad at the rear providing 3 parking spaces, having vehicular access from the lane. Note: This is a 2 storey building pursuant to the Zoning and Development By-Law 1. No strata titling permitted. 2. A/C units proposed in rear yard. 3. Bar sinks proposed in main floor. 4. Schedule B: Md. Shahidul Alam (604.653.7475) Structural & Geotechnical 5. BC Housing HPO Contractor: Khera Homes Ltd. 604-307-0142 ******THIS PERMIT HAS BEEN ISSUED UNDER THE REQUIREMENTS OF VBBL #12511 (2019)****** Combustible projections or roof soffits on an exposing building face shall not project to less than .45m from the property line and shall be in compliance with VBBL 2019 9.10.15.5.(9) The entire building, to be sprinklered to 2 x NFPA 13D. | SUNSHINE PLUMBING LTD
MP-2022-00730 | 2022-12-16 | 5196 SPENCER STREET, Vancouver, BC V5R 4A3 | Mechanical Permit | NULL | NULL | Issued | NULL | SUNSHINE PLUMBING LTD
PP-2023-04367 | 2023-12-19 | 5225 SPENCER STREET, Vancouver, BC V5R 4A4 | Plumbing Permit | Residential | New | Issued | Residential - Two sump | WEST DEMOLITION SERVICE LTD
GP-2023-03397 | 2023-11-06 | 2312 ST. CATHERINES STREET, Vancouver, BC V5T 3X7 | Gas Permit | Residential | Renovation | Completed | Residential - RE&RE hot water tank | Milani Plumbing Heating & Air Conditioning Ltd
NULL | NULL | 2320 ST. CATHERINES STREET, Vancouver, BC V5T 3X7 | Gas Permit | Residential | Renovation | Withdrawn | Residential - run gas line from gas meter to main floor | Lambert Plumbing & Heating Ltd
GP-2022-00459 | 2022-02-14 | 2320 ST. CATHERINES STREET, Vancouver, BC V5T 3X7 | Gas Permit | Residential | Renovation | Completed | Residential - run 25 ft from meter and install 2 tankless heater Interior alterations/exterior alterations and change of use of this existing one-family dwelling to a on family dwelling with a secondary suite (basement), to replace exterior cladding /windows and provide rainscreen. Upgrading for suite as per Special Inspection IA-2016-00128. | Lambert Plumbing & Heating Ltd
GP-2022-02246 | 2022-07-29 | 2209 TRAFALGAR STREET, Vancouver, BC V6K 3S8 | Gas Permit | Residential | New | Completed | Residential - install a gas fireplace in each side of duplex >BP: To construct a 2-storey two-family dwelling ($900,000.00) with a detached accessory building (garage) at the rear providing 2 parking spaces, having vehicular access from the lane. The entire building to be sprinklered to 2 x NFPA 13D. | Campbell Care Plumbing, Heating & Air Ltd.
SP-2022-01005 | 2022-06-21 | 2209 TRAFALGAR STREET, Vancouver, BC V6K 3S8 | Sprinkler Permit | Residential | New | Completed | Residential - Installation of new fire sprinkler system >To construct a 2-storey two-family dwelling ($900,000.00) with a detached accessory building (garage) at the rear providing 2 parking spaces, having vehicular access from the lane. The entire building to be sprinklered to 2 x NFPA 13D. NOTE: To achieve the required FSR a floor space exclusion of 2% has been applied to this application as per section 10.11.1 of the district schedule, to accommodate improved building performance. 1. (2) Heat Pump- A/C units proposed (1) side yard South elevation and (1) East elevation facing Trafalgar Street. To comply to City of Vancouver Noise Bylaw #6555 2. Bar sink located in basement 3. Schedule B Sahrat Chande P.Eng (604-723-7534) Structural & Geotechnical 4. BC Housing: GPT Property Developments Note: This is a 2 storey building pursuant to the Zoning and Development By-Law NORTH UNIT 2608 W 6th Av - One Family Dwelling (basement, 1st, & 2nd floor) SOUTH UNIT 2209 Trafalgar St - One Family Dwelling (basement, 1st, & 2nd floor) ******THIS PERMIT HAS BEEN ISSUED UNDER THE REQUIREMENTS OF VBBL 2019****** | Fire Busters Inc
GP-2022-02474 | 2022-08-29 | 2209 TRAFALGAR STREET, Vancouver, BC V6K 3S8 | Gas Permit | Residential | New | Completed | Residential - To rough in the following fixtures, 1 bbq box, 1 range and 1 boiler. >BP: To construct a 2-storey two-family dwelling ($900,000.00) with a detached accessory building (garage) at the rear providing 2 parking spaces, having vehicular access from the lane. The entire building to be sprinklered to 2 x NFPA 13D. NOTE: To achieve the required FSR a floor space exclusion of 2% has been applied to this application as per section 10.11.1 of the district schedule, to accommodate improved building performance. 1. (2) Heat Pump- A/C units proposed (1) side yard South elevation and (1) East elevation facing Trafalgar Street. To comply to City of Vancouver Noise Bylaw #6555 2. Bar sink located in basement 3. Schedule B Sahrat Chande P.Eng (604-723-7534) Structural & Geotechnical 4. BC Housing: GPT Property Developments | Paolo's Plumbing & Heating Ltd
EP-2022-07381 | 2022-09-01 | 2209 TRAFALGAR STREET, Vancouver, BC V6K 3S8 | Electrical Permit | Residential | New | Completed | Installation / Repair - Residential - Complete Security system and other low voltage- TV and internet >BP: To construct a 2-storey two-family dwelling ($900,000.00) with a detached accessory building (garage) at the rear providing 2 parking spaces, having vehicular access from the lane. The entire building to be sprinklered to 2 x NFPA 13D. NOTE: To achieve the required FSR a floor space exclusion of 2% has been applied to this application as per section 10.11.1 of the district schedule, to accommodate improved building performance. 1. (2) Heat Pump- A/C units proposed (1) side yard South elevation and (1) East elevation facing Trafalgar Street. To comply to City of Vancouver Noise Bylaw #6555 2. Bar sink located in basement 3. Schedule B Sahrat Chande P.Eng (604-723-7534) Structural & Geotechnical 4. BC Housing: GPT Property Developments Note: This is a 2 storey building pursuant to the Zoning and Development By-Law ******THIS PERMIT HAS BEEN ISSUED UNDER THE REQUIREMENTS OF VBBL 2019****** | Nikolay Ivanov
EP-2022-01386 | 2022-03-01 | 2209 TRAFALGAR STREET, Vancouver, BC V6K 3S8 | Electrical Permit | Residential | New | Expired | Temporary Power - Residential - To provide temporary power. It is for During construction security system. My system will be only temporary. | Nikolay Ivanov
PP-2022-01807 | 2022-05-30 | 2209 TRAFALGAR STREET, Vancouver, BC V6K 3S8 | Plumbing Permit | Residential | New | Completed | Residential - To rough in and install in basement: 2 toilets, 2 bathroom sinks, 2 bathtubs. To rough in and install on the main floor: 2 toilets, 2 bathroom sinks, and 2 kitchen sinks. To rough in and install on the top floor: 4 toilets, 4 bathroom sinks, 2 showers, 2 bathtubs, and 2 washers. To install 1 outdoor sump and 2 indoor sewage sumps. >BP: To construct a 2-storey two-family dwelling ($900,000.00) with a detached accessory building (garage) at the rear providing 2 parking spaces, having vehicular access from the lane. The entire building to be sprinklered to 2 x NFPA 13D. NOTE: To achieve the required FSR a floor space exclusion of 2% has been applied to this application as per section 10.11.1 of the district schedule, to accommodate improved building performance. 1. (2) Heat Pump- A/C units proposed (1) side yard South elevation and (1) East elevation facing Trafalgar Street. To comply to City of Vancouver Noise Bylaw #6555 2. Bar sink located in basement 3. Schedule B Sahrat Chande P.Eng (604-723-7534) Structural & Geotechnical 4. BC Housing: GPT Property Developments Note: This is a 2 storey building pursuant to the Zoning and Development By-Law NORTH UNIT 2608 W 6th Av - One Family Dwelling (basement, 1st, & 2nd floor) SOUTH UNIT 2209 Trafalgar St - One Family Dwelling (basement, 1st, & 2nd floor) ******THIS PERMIT HAS BEEN ISSUED UNDER THE REQUIREMENTS OF VBBL 2019****** | Paolo's Plumbing & Heating Ltd
EP-2022-03497 | 2022-05-02 | 2209 TRAFALGAR STREET, Vancouver, BC V6K 3S8 | Electrical Permit | Residential | New | Completed | Installation / Repair - Residential - New duplex. New wiring throughout. 200A service off private pole with double meter base. Wiring for possible future A/C units. Gas heating in home. Fittings, fixtures throughout. 125A Service for each Unit. >BP: To construct a 2-storey two-family dwelling ($900,000.00) with a detached accessory building (garage) at the rear providing 2 parking spaces, having vehicular access from the lane. The entire building to be sprinklered to 2 x NFPA 13D. NOTE: To achieve the required FSR a floor space exclusion of 2% has been applied to this application as per section 10.11.1 of the district schedule, to accommodate improved building performance. 1. (2) Heat Pump- A/C units proposed (1) side yard South elevation and (1) East elevation facing Trafalgar Street. To comply to City of Vancouver Noise Bylaw #6555 2. Bar sink located in basement 3. Schedule B Sahrat Chande P.Eng (604-723-7534) Structural & Geotechnical 4. BC Housing: GPT Property Developments Note: This is a 2 storey building pursuant to the Zoning and Development By-Law NORTH UNIT 2608 W 6th Av - One Family Dwelling (basement, 1st, & 2nd floor) SOUTH UNIT 2209 Trafalgar St - One Family Dwelling (basement, 1st, & 2nd floor) ******THIS PERMIT HAS BEEN ISSUED UNDER THE REQUIREMENTS OF VBBL 2019****** Amend: Aug 31, 2022 amend permit to state a A/C unit per unit (2 total). No change to value.Forgot to enter it in before. Located in front and back yard. | F & S Electrical Ltd
EP-2023-03553 | 2023-05-19 | 2331 TRAFALGAR STREET, Vancouver, BC V6K 3T1 | Electrical Permit | Residential | Addition | Completed | Installation / Repair - Residential - To supply power for new heat pump. Run cable on exterior of house from house panel and install disconnect near new heat pump. *An approved mechanical permit is required for the installation of air conditioning or heat pump unit at the time of installation before an electrical inspection will be performed | Greenwest Electric Ltd
EP-2023-04125 | 2023-05-18 | 2339 TRAFALGAR STREET, Vancouver, BC V6K 3T1 | Electrical Permit | Residential | Renovation | Completed | Installation / Repair - Residential - Electrical supply for Dsplit MP-2023-00820: Issued | Milani Electric Limited
MP-2023-00820 | 2023-05-11 | 2339 TRAFALGAR STREET, Vancouver, BC V6K 3T1 | Mechanical Permit | NULL | NULL | Completed | NULL | Milani Electric Limited
GP-2023-03307 | 2023-10-31 | 2339 TRAFALGAR STREET, Vancouver, BC V6K 3T1 | Gas Permit | Residential | Tenant Improvement | Completed | Residential - Remove two gas fired water heaters and installed two tankless water heaters. | Lew Plumbing And Heating Ltd
EP-2022-07346 | NULL | 2405 TRAFALGAR STREET, Vancouver, BC V6K 3T2 | Electrical Permit | Residential | Renovation - Dwelling Unit(s) only | Withdrawn | Installation / Repair - Residential - Remove range outlet from rec-room area (former kitchen) and cap off vent exhaust | NULL
EP-2022-07691 | 2022-09-26 | 2405 TRAFALGAR STREET, Vancouver, BC V6K 3T2 | Electrical Permit | Residential | Tenant Improvement | Completed | Installation / Repair - Residential - Remove range outlet from rec-room 'former kitchen" REFER TO: CF-2022-004147 | D S Clayton Electric Ltd
GP-2022-00652 | 2022-03-02 | 2835 STEPHENS STREET, Vancouver, BC V6K 3X4 | Gas Permit | Residential | Addition | Completed | Residential - Re and re gas range | Christopher Sterling
GP-2023-03691 | 2023-11-23 | 3120 STEPHENS STREET, Vancouver, BC V6K 3X5 | Gas Permit | Residential | Addition | Completed | Residential - re and re gas range | Christopher Sterling
GP-2022-01218 | 2022-04-19 | 4484 TOWNLEY STREET, Vancouver, BC V6L 2G6 | Gas Permit | Residential | Renovation | Completed | Residential - Decommission and removal of boiler and storage tank | Ashton Service Group/Ashton Mechanical Ltd.
GP-2022-00029 | 2022-01-07 | 1731 TRAFALGAR STREET, Vancouver, BC V6K 3R9 | Gas Permit | Residential | Renovation | Completed | Residential - Re&Re Furnace BTU 70.000 | Milani Plumbing Heating & Air Conditioning Ltd
GP-2023-04244 | 2023-12-31 | 1820 TRAFALGAR STREET, Vancouver, BC V6K 3S2 | Gas Permit | Residential | Renovation | Issued | Residential - re/re of hwt with tankless water heater | 1236318 BC Ltd DBA Aquatech Vancouver
PP-2023-02800 | 2023-08-08 | 1831 TRAFALGAR STREET, Vancouver, BC V6K 3S1 | Plumbing Permit | Residential | Renovation | Completed | Residential - sanitary sewer line replacement | PRISTINE PLUMBING & DRAINAGE LTD.
MP-2023-01274 | 2023-07-12 | 101 TALISMAN AVENUE, Vancouver, BC V5Y 2L6 | Mechanical Permit | NULL | NULL | Completed | NULL | 0994152 BC Ltd
EP-2023-05402 | 2023-07-05 | 101 TALISMAN AVENUE, Vancouver, BC V5Y 2L6 | Electrical Permit | Residential | Renovation | Completed | Installation / Repair - Residential - We will be upgrading the current 100A service to a new 200A service. A new meter socket complete with an isolated neutral bar will be installed onto the garage. The secondary service will be installed along the side of the garage, into the ground and back into the house. A new electrical panel will accompany the installation along with a ground plate and #6RW cable. The integrity of the existing circuits will remain the same however there will be a new heat pump circuit addition. Grounding and bonding of the gas and waterlines will be maintained and GFCI receptacles will be installed where required. There is a mixture of NMD90, BX and Knob & Wiring throughout the house, the K&T wiring will be brought into junction boxes and extended with new cabling into the electrical panel. We will be adding new receptacles throughout the main level due to the extremely limited receptacle spacing throughout. All device and lighting boxes will be inspected and grounding and bonding requirements will be met. *An approved mechanical permit is required for the installation of air conditioning or heat pump unit at the time of installation before an electrical inspection will be performed | Emmanuel Jean-Louis and Amy Jean-Louis
GP-2022-02720 | 2022-09-16 | 1149 SEMLIN DRIVE, Vancouver, BC V5L 4K3 | Gas Permit | Residential | Renovation | Completed | Residential - Hot Water Heater Replacement | Hillcrest Plumbing & Heating (1991) Ltd
GP-2022-03597 | 2022-11-17 | 1447 SEMLIN DRIVE, Vancouver, BC V5L 4K4 | Gas Permit | Residential | Renovation | Completed | Residential - Decommission and remove furnace | Ashton Service Group/Ashton Mechanical Ltd.
EP-2023-01916 | 2023-03-10 | 1447 SEMLIN DRIVE, Vancouver, BC V5L 4K4 | Electrical Permit | Residential | Renovation | Issued | Installation / Repair - Residential - We are installing a circuit for a heat pump. ****Note: Electrical inspector will not carry out any inspections unless a mechanical permit is obtained. | Douglas Millington o/a Moose Electric
GP-2023-02810 | 2023-09-28 | 1516 SEMLIN DRIVE, Vancouver, BC V5L 4K5 | Gas Permit | Residential | Addition | Issued | Residential - 2 Fireplaces 1 Gas fireplace & 1 Gas insert fireplace installation | Vaglio Fireplace LTD
NULL | NULL | 1604 SEMLIN DRIVE, Vancouver, BC V5L 4K6 | Gas Permit | Residential | Renovation | Withdrawn | Residential - Replacement of mid-efficiency furnace with a high-efficiency option & natural gas water heater installation | BCRC Plumbing and Heating Ltd
GP-2022-04112 | 2022-12-22 | 1604 SEMLIN DRIVE, Vancouver, BC V5L 4K6 | Gas Permit | Residential | Renovation | Completed | Residential - Furnace & hot water tank installation | BCRC Plumbing and Heating Ltd
EP-2023-03073 | 2023-04-18 | 1656 SEMLIN DRIVE, Vancouver, BC V5L 4K6 | Electrical Permit | Commercial | Renovation | Completed | Installation / Repair - Commercial - 1, replace roomex cable with BX cable 2, repair no working light 3, replace receptacle and switch 4, correction fire alarm wiring with BX cable (IA-2022-00281) | Vadas Electric Service Inc.
GP-2022-01951 | 2022-06-29 | 1727 SEMLIN DRIVE, Vancouver, BC V5N 4P6 | Gas Permit | Residential | Renovation | Completed | Residential - Replacement of a old tankless water heater with a new one. | Boaz Szabo
GP-2023-01083 | 2023-03-29 | 2114 SEMLIN DRIVE, Vancouver, BC V5N 4R3 | Gas Permit | Residential | Renovation | Completed | Residential - Re&re tankless | Milani Plumbing Heating & Air Conditioning Ltd
NULL | NULL | 2114 SEMLIN DRIVE, Vancouver, BC V5N 4R3 | Gas Permit | Residential | New | Withdrawn | Residential - on demand water heater install | Morrison Mechanical Ltd
EP-2024-00619 | 2024-02-02 | 3905 SPRINGTREE DRIVE, Vancouver, BC V6L 3E2 | Electrical Permit | Residential | Tenant Improvement | Issued | Installation / Repair - Residential - Rewire an Automatic swing door opener. provide AC power only to automatic door opener for the main entrance to the building *CF-2023-012416 | My Electrician Enterprises Inc
PP-2022-00626 | 2022-02-23 | 4133 ST. GEORGE STREET, Vancouver, BC V5V 4A2 | Plumbing Permit | Residential | Renovation | Issued | Residential - Complete re plumb Exterior and interior alterations to provide the tenant improvements to this existing one family dwelling including new roof pitch, layout changes, new plumbing and electrical, new finishes. **Amend 06/20/2022** Elevation with slab height. ( documents that were uploaded as per AMEND: APR 1/2022 DOCUMENTS UPLOADED | Christopher Alvarez Brown
GP-2023-00762 | 2023-03-06 | 4133 ST. GEORGE STREET, Vancouver, BC V5V 4A2 | Gas Permit | Residential | Renovation | Issued | Residential - INSTALL 1 GAS FIREPLACE AND VENT THROUGH THE ROOF, VENT AND CONNECT ONLY >BP: Exterior and interior alterations to provide the tenant improvements to this existing one family dwelling including new roof pitch, layout changes, new plumbing and electrical, new finishes. Revision #2: To update the Elevations with grade elevations to match the survey as requested by the Plumbing Inspector, to change the layout of the Main Floor Plan and Upper Floor Plan, revise the size of the windows on the North Elevation, new transom window and patio door revised at the West Elevation, to retain the roof eaves, and to re-pour a new slab on the Main Floor, revise the stair direction at the rear exterior deck, and to change the metal roof to an asphalt shingles roof. B.Wong - Oct 14/22 | The LM Fireplace Warehouse Ltd.
EP-2023-00148 | 2023-01-11 | 4133 ST. GEORGE STREET, Vancouver, BC V5V 4A2 | Electrical Permit | Residential | Renovation - Dwelling Unit(s) only | Completed | Installation / Repair - Residential - Major electrical renovation. Relocate the existing 200 amp electrical service. Complete re-wiring for the whole house(one kitchen, three bedrooms, two bathrooms, dining, living and storage area Case File CF-2021-001219 >BP: Exterior and interior alterations to provide the tenant improvements to this existing one family dwelling including new roof pitch, layout changes, new plumbing and electrical, new finishes. | Ciprian Romeo Barbu
SP-2023-00024 | 2023-01-09 | 4133 ST. GEORGE STREET, Vancouver, BC V5V 4A2 | Sprinkler Permit | Residential | New | Issued | Residential - New sprinkler system in existing 2 story home being renovated >BP: Exterior and interior alterations to provide the tenant improvements to this existing one family dwelling including new roof pitch, layout changes, new plumbing and electrical, new finishes. Revision #2: To update the Elevations with grade elevations to match the survey as requested by the Plumbing Inspector, to change the layout of the Main Floor Plan and Upper Floor Plan, revise the size of the windows on the North Elevation, new transom window and patio door revised at the West Elevation, to retain the roof eaves, and to re-pour a new slab on the Main Floor, revise the stair direction at the rear exterior deck, and to change the metal roof to an asphalt shingles roof. B.Wong - Oct 14/22 | Major Fire Protection Ltd
GP-2023-00184 | 2023-01-17 | 4133 ST. GEORGE STREET, Vancouver, BC V5V 4A2 | Gas Permit | Residential | Renovation | Issued | Residential - Gas line for on demand and fireplace >DB: Exterior and interior alterations to provide the tenant improvements to this existing one family dwelling including new roof pitch, layout changes, new plumbing and electrical, new finishes. | Christopher Alvarez Brown
EP-2023-09590 | 2023-11-02 | 4147 ST. GEORGE STREET, Vancouver, BC V5V 4A2 | Electrical Permit | Residential | Renovation | Completed | Installation / Repair - Residential - Replacement of the 100A main panel only as the main breaker of the old panel has damaged and not been working properly. | ENT Electric Ltd.
GP-2023-01058 | 2023-03-28 | 4161 ST. GEORGE STREET, Vancouver, BC V5V 4A2 | Gas Permit | Residential | Renovation | Completed | Residential - relocate the main gas line | Milani Plumbing Heating & Air Conditioning Ltd
EP-2022-04173 | 2022-05-20 | 4183 ST. GEORGE STREET, Vancouver, BC V5V 4A2 | Electrical Permit | Residential | New | Completed | Installation / Repair - Residential - Security Alarm Installation >BP: To construct a 2 storey + basement one-family dwelling with a secondary suite ($676,500.00) located in the basement with a detached accessory building (garage), at the rear providing 2 parking spaces, having vehicular access from the lane. Note: This is a 2 storey building pursuant to the Zoning and Development By-Law Note: Garage is existing non-conforming and is being renovated. must meet VBBL 2019 requirements. 1- Covenant registered at the Land Title Office under CA8079348 2- No strata titling permitted 3- No proposed bar sink 4- No A/C unit proposed 5- Schedule B: SEYED A. PISHVAEI P.Eng 604-992-9481) Structural & Geotechnical & Architectural glass guardrails. 4- HPO: Residential Builder- Buildya Development Ltd ****residential projects will now require schedule B as part of the sprinkler application**** Address Note: #1 - 4183 St. George St - One Dwelling (east portion of the basement, 1st and 2nd storey) #2 - 4183 St. George St - Secondary Suite (west portion of the basement) Addresses assigned per approved plans. Fire and Emergency street access to the secondary suite is from the south side. Street access must be provided and maintained at all times. The building addresses are to be posted and to be visible from the street in accordance with the Building By-law prior to final inspection. ******THIS PERMIT HAS BEEN ISSUED UNDER THE REQUIREMENTS OF VBBL 2019 (#12511)****** | Infinitech Security & Integration Inc.
EP-2022-00401 | 2022-01-20 | 4241 ST. GEORGE STREET, Vancouver, BC V5V 4A3 | Electrical Permit | Residential | Addition | Completed | Installation / Repair - Residential - Prewire and finish security alarm. Prewire and finish TV and network jacks. Prewire and finish doorbell. Prewire security cameras. >Addition/Alteration to this existing one family dwelling Heritage C with secondary suite. Scope of work to include Alterations on all floors and the addition of an upper floor. Sprinkler NFPA 13D The proposed work must follow the Conservation Approach (John Atkin, December 2020) submitted with this application. REUP provided by: Scott Silverthorn of Capture Energy 604-787-1952 Structural schedule B provided by: Ke Jian, Ma 604-599-8890 QP Declaration provided by: Harvey Wong, CRSP, ROHT of Kinetic OHS Services Ltd. REVIEWED UNDER VBBL 2019 | Karnpal Johal
GP-2022-00217 | 2022-01-25 | 4241 ST. GEORGE STREET, Vancouver, BC V5V 4A3 | Gas Permit | Residential | New | Completed | Residential - Natural gas rough-in for a single family residential house. Piping to be used will be Black Iron Addition/Alteration to this existing one family dwelling Heritage C with secondary suite. Scope of work to include Alterations on all floors and the addition of an upper floor. | Red Mechanical
EP-2023-10383 | 2023-11-17 | 4295 ST. GEORGE STREET, Vancouver, BC V5V 4A3 | Electrical Permit | Residential | Addition | Issued | Installation / Repair - Residential - Installation of security system | ADT Security Services Canada Inc
GP-2022-02081 | 2022-07-14 | 4305 ST. GEORGE STREET, Vancouver, BC V5V 4A3 | Gas Permit | Residential | Addition | Completed | Residential - re and re gas range | Christopher Sterling
GP-2022-02881 | 2022-09-27 | 4335 ST. GEORGE STREET, Vancouver, BC V5V 4A3 | Gas Permit | Residential | Renovation | Completed | Residential - Re and re boiler | Slavi A Asenov
EP-2023-05487 | 2023-06-19 | 4292 SLOCAN STREET, Vancouver, BC V5R 1Z4 | Electrical Permit | Residential | Renovation | Issued | Temporary Power - Residential - To provide temporary power. | Pacific Star Electric Inc
PP-2022-01653 | 2022-05-13 | 5265 TAUNTON STREET, Vancouver, BC V5R 4B2 | Plumbing Permit | Residential | Renovation | Completed | Residential - plumbing install for: >BP: Exterior alterations to remove chimney, raise, stabilize the building and interior alterations for new millwork, appliances, electrical, plumbing, lighting and finishes throughout this existing, one storey, one family dwelling with existing detached 2 car garage at the rear, on this inside with lane site. Schedule B Structural submitted by Andrew B. Mclellan, P. Eng. of Structural Solutions Eng. Inc., Tel: 604 544 1082. Schedule B Geotechnical, Temporary and Permanent submitted by Geoffrey G. Dyer, P. Eng. of Terrane Engineering Group Limited, Tel: 604 770-0355. Notes: Energy Upgrade: As per REUP (energy requirements - 2021 per D. Jung) Sprinkler installation waived as per David Jung, Renovation Center Manager, March 30, 2022. No access to crawlspace This permit has been issued under VBBL 2019. | A & C MECHANICAL
GP-2022-01484 | 2022-05-13 | 5265 TAUNTON STREET, Vancouver, BC V5R 4B2 | Gas Permit | Residential | Renovation | Completed | Residential - rough-in piping and appliance installation | A & C MECHANICAL
EP-2022-04645 | 2022-06-06 | 5265 TAUNTON STREET, Vancouver, BC V5R 4B2 | Electrical Permit | Residential | Renovation | Completed | Installation / Repair - Residential - Upgrade electrical service to 200Amp and complete new wiring in the house (except garage). -class 2 circuits" (low voltage puck light/LED strip) >BP: Exterior alterations to remove chimney, raise, stabilize the building and interior alterations for new millwork, appliances, electrical, plumbing, lighting and finishes throughout this existing, one storey, one family dwelling with existing detached 2 car garage at the rear, on this inside with lane site. Schedule B Structural submitted by Andrew B. Mclellan, P. Eng. of Structural Solutions Eng. Inc., Tel: 604 544 1082. Schedule B Geotechnical, Temporary and Permanent submitted by Geoffrey G. Dyer, P. Eng. of Terrane Engineering Group Limited, Tel: 604 770-0355. Notes: Energy Upgrade: As per REUP (energy requirements - 2021 per D. Jung) Sprinkler installation waived as per David Jung, Renovation Center Manager, March 30, 2022. No access to crawlspace This permit has been issued under VBBL 2019. Amend: Oct 19, 2022 Rough-in wiring and hookup heat pump. | Serving U Electric Ltd
EP-2023-01931 | 2023-06-09 | 5265 TAUNTON STREET, Vancouver, BC V5R 4B2 | Electrical Permit | Residential | Renovation | Cancelled | Installation / Repair - Residential - We are adding a circuit for a heat pump *MP-2022-00280 >BP: Exterior alterations to remove chimney, raise, stabilize the building and interior alterations for new millwork, appliances, electrical, plumbing, lighting and finishes throughout this existing, one storey, one family dwelling with existing detached 2 car garage at the rear, on this inside with lane site. Schedule B Structural submitted by Andrew B. Mclellan, P. Eng. of Structural Solutions Eng. Inc., Tel: 604 544 1082. Schedule B Geotechnical, Temporary and Permanent submitted by Geoffrey G. Dyer, P. Eng. of Terrane Engineering Group Limited, Tel: 604 770-0355. Revision 1 (R. Foster) issued (Oct 28, 2022) to change baseboard heating to a heat-pump central ventilation system. Changes include a new Heat pump located in the north/east corner of the building, 4.33 ft. from the property line and alterations to enclose and insulate a portion of the attic space to create a conditioned mechanical room for a new Air Handler. Notes: OK for heat pump to be located less than 5' from the property line with letter of support received from property owner at 5259 Taunton St as per David Jung, Renovation Center Manager. Separate Electrical permit required for installation of the heat pump. Notes: Energy Upgrade: As per REUP (energy requirements - 2021 per D. Jung) Sprinkler installation waived as per David Jung, Renovation Center Manager, March 30, 2022. No access to crawlspace This permit has been issued under VBBL 2019. | Douglas Millington o/a Moose Electric
MP-2022-00280 | 2022-09-26 | 5265 TAUNTON STREET, Vancouver, BC V5R 4B2 | Mechanical Permit | NULL | NULL | Completed | NULL | Ashton Service Group/Ashton Mechanical Ltd.
GP-2022-02585 | 2022-08-30 | 5265 TAUNTON STREET, Vancouver, BC V5R 4B2 | Gas Permit | Residential | Renovation | Issued | Residential - Decommission and remove furnace | Ashton Service Group/Ashton Mechanical Ltd.
NULL | NULL | 5265 TAUNTON STREET, Vancouver, BC V5R 4B2 | Mechanical Permit | NULL | NULL | Draft | NULL | Ashton Service Group/Ashton Mechanical Ltd.
EP-2024-00432 | 2024-01-22 | 5274 TAUNTON STREET, Vancouver, BC V5R 4B3 | Electrical Permit | Residential | Renovation | Issued | Installation / Repair - Residential - upgrading existing electrical service from 100 to 200 amps with EV outlet | Big Forest Electric Ltd
GP-2022-03545 | 2022-11-14 | 5287 TAUNTON STREET, Vancouver, BC V5R 4B2 | Gas Permit | Residential | Renovation | Completed | Residential - Boiler replacement | Maple Furnace Heating & Air Conditioning
EP-2022-06890 | 2022-08-16 | 5305 TAUNTON STREET, Vancouver, BC V5R 4B2 | Electrical Permit | Residential | Addition | Completed | Installation / Repair - Residential - Main House Service reconnect from Back lane | Blueridge Electrical Ltd.
GP-2023-02827 | 2023-09-27 | 5342 TAUNTON STREET, Vancouver, BC V5R 4B3 | Gas Permit | Residential | Addition | Completed | Residential - TO INSTALL 1 COMBI BOILER | BC Care Heating Services Ltd
MP-2023-01844 | 2023-10-16 | 5771 ST. MARGARETS STREET, Vancouver, BC V5R 3H6 | Mechanical Permit | NULL | NULL | Completed | NULL | Royal Vancouver Air Conditioning
EP-2023-10782 | 2024-01-03 | 5771 ST. MARGARETS STREET, Vancouver, BC V5R 3H6 | Electrical Permit | Residential | Addition | Completed | Installation / Repair - Residential - Disconnect baseboard heater add new dedicate circuit 20 amp 240 volt for AC unit MP-2023-01844: Issued (Heating and Cooling) -Carrier Heat Pump 2.5 Tons. MCA 11.8 Model # 25HHA430A003 *MP-2023-01844: Issued (Heating and Cooling) | INTROPROELECTRIC INC
GP-2023-00922 | 2023-03-15 | 5771 ST. MARGARETS STREET, Vancouver, BC V5R 3H6 | Gas Permit | Residential | Renovation | Completed | Residential - Replacing Mid-Efficiency gas Furnace with High Efficiency Gas Furnace | Ariana Heating & Air Conditioning Ltd
EP-2022-03557 | 2022-05-03 | 4387 ST. GEORGE STREET, Vancouver, BC V5V 4A3 | Electrical Permit | Residential | Renovation | Completed | Installation / Repair - Residential - Service upgrade from 100A to 200A. New pole installed with MB wire run out underground back to house for new panel. -Existing service 100A 240/120v 1ph. Heavy up to 200A 240/120v 1ph. | Hot Electric Inc.
GP-2023-01193 | 2023-04-11 | 4428 ST. GEORGE STREET, Vancouver, BC V5V 4A4 | Gas Permit | Residential | Renovation | Completed | Residential - re/re of existing hot water tank with tankless water heater | 1236318 BC Ltd DBA Aquatech Vancouver
EP-2023-06146 | 2023-07-10 | 4428 ST. GEORGE STREET, Vancouver, BC V5V 4A4 | Electrical Permit | Residential | Renovation | Completed | Installation / Repair - Residential - Upgrade service from 100 Amp to 200 Amp -The 9180 is for 7680 worth heating back up in indoor unit and 1500w of in floor heating -The ev charger was installed before >Permit Amendment Nov 11, 2023 Please add heat punp wiring to permit. NO ADDITIONAL COST. Indoor unit 240v@32 amp = 7680w Outdoor unit 240v@24amp=5760w -"Load calc. and site plans are attached" *Document(s) uploaded to "Application Documents" tab for Electrical Inspector review. Documents are at pending status at time of permit amendment approval | Mountain Point Electrical Inc.
PP-2023-01569 | 2023-05-04 | 4428 ST. GEORGE STREET, Vancouver, BC V5V 4A4 | Plumbing Permit | Residential | Renovation | Completed | Residential - Sanitary Sewer & Storm Line Replacement | PRISTINE PLUMBING & DRAINAGE LTD.
MP-2023-00920 | 2023-05-24 | 4428 ST. GEORGE STREET, Vancouver, BC V5V 4A4 | Mechanical Permit | NULL | NULL | Completed | NULL | 1236318 BC Ltd DBA Aquatech Vancouver
GP-2022-00376 | 2022-02-05 | 4435 ST. GEORGE STREET, Vancouver, BC V5V 4A5 | Gas Permit | Residential | Renovation - Dwelling Unit(s) only | Completed | Residential - BOILER REPLACEMENT | CoStar Home Energy Ltd
GP-2022-03238 | 2022-10-20 | 2538 TRINITY STREET, Vancouver, BC V5K 1E2 | Gas Permit | Residential | Renovation | Completed | Residential - Supply and Install replacement heating and hot water boiler. - To remove existing boiler and indirect water heater from mechanical room. Water heater to be relocated for increased serviceability and reused as it has a life time warranty. - To disconnect piping tied into homes heating and domestic hot water boiler. - To install new Triangle Tube Instinct floor mount condensing high efficiency gas boiler. - New pumps. - New zone valves, thermostats, and boiler trim. - To install new high efficiency boiler rated exhaust and intake pipe to serve new boiler to be ran up the existing boiler flue vent. - To install new condensate acid neutralizer to ensure no damage to existing drainage piping from mechanical room. - Reconfiguration of mechanical room piping for functionality and aesthetics. - Flushing, chemical cleaning, and treatment of pipes. - Removal and disposal of old equipment. -Equipment selected and designed by certified hydronic designer. - This project is expected to take 2-3 days, with an rush order to be placed on restoring hot water to the home. All parts and materials are available locally. We would start by removal of the old boiler, and then installing the new boiler in stages. The first being to restore the hot water within the first 24 hours of the project start date. Boiler Information: Make: Triangle Tube Model: Solo instinct 110 Benefits: · 95% AFUE · PVC/CPVC/PPs approved · Digital display interface with tsync wifi capability. . Water-cooled combustion chamber. . Modulating gas burner. . Stainless steel firetube heat exchanger. . Highly effective thermal insulation. · Built-in CSA/UL approved LWCO and manual reset high limit. · Turndown ratio of up to 8:1 · Built-in outdoor reset control of water temperature. · Reverse flow detection | JJ&A Mechanical LTD
GP-2022-01013 | 2022-03-31 | 2546 TRINITY STREET, Vancouver, BC V5K 1E2 | Gas Permit | Residential | Renovation | Completed | Residential - Replace old hot water tank with tankless water heater | Good Guys Heating Cooling Plumbing
GP-2022-01109 | 2022-04-11 | 2546 TRINITY STREET, Vancouver, BC V5K 1E2 | Gas Permit | Residential | Renovation | Completed | Residential - Replace Furnace | Good Guys Heating Cooling Plumbing
PP-2022-01175 | 2022-04-07 | 2652 TRINITY STREET, Vancouver, BC V5K 1E4 | Plumbing Permit | Residential | Addition | Completed | Residential - Adding laundry to ground floor. | Green Breeze Heating and Cooling Ltd
EP-2022-01982 | 2022-03-28 | 2652 TRINITY STREET, Vancouver, BC V5K 1E4 | Electrical Permit | Residential | Renovation | Completed | Installation / Repair - Residential - 100A upgrading to 200A service. Separating existing and house wiring. Install a car charger. Overhead service to mast from pole across laneway. >>>>Amend: June 15: Rerouting sub circuits to additional panel for future work | Reliable Electrical Contracting Ltd
GP-2023-04183 | 2023-12-22 | 2652 TRINITY STREET, Vancouver, BC V5K 1E4 | Gas Permit | Residential | Renovation | Completed | Residential - Bosch 30" Gas Cooktop #NGM8058UC | Han Appliances & Refrigeration Ltd
GP-2022-02584 | 2022-08-30 | 2659 TRINITY STREET, Vancouver, BC V5K 1E5 | Gas Permit | Residential | Renovation | Completed | Residential - hwt re&re | Ferenc Nagy
NULL | NULL | 2696 TRINITY STREET, Vancouver, BC V5K 1E4 | Gas Permit | Residential | New | Draft | Residential - Replaced a boiler with A high efficient Combie boiler | Thermo Furnace And Carpet Services Ltd
GP-2022-01621 | 2022-06-03 | 2696 TRINITY STREET, Vancouver, BC V5K 1E4 | Gas Permit | Residential | New | Completed | Residential - Installing a Combie boiler | Thermo Furnace And Carpet Services Ltd
GP-2023-03303 | 2023-10-31 | 2696 TRINITY STREET, Vancouver, BC V5K 1E4 | Gas Permit | Residential | Renovation | Completed | Residential - gas log set to Q1LI INSERT | BC Fireplace Service Inc
EP-2023-00641 | 2023-01-26 | 2705 TRINITY STREET, Vancouver, BC V5K 1E6 | Electrical Permit | Residential | Tenant Improvement | Completed | Installation / Repair - Residential - Service upgrade from 100A to 200A | VS Electric Ltd
GP-2023-00727 | 2023-03-01 | 2134 SEMLIN DRIVE, Vancouver, BC V5N 4R3 | Gas Permit | Residential | Tenant Improvement | Completed | Residential - Re and Re the furnace | Moore & Russell Heating Ltd
GP-2022-01188 | 2022-04-19 | 5 SENNOK CRESCENT, Vancouver, BC | Gas Permit | Residential | Renovation | Cancelled | Residential - Installation of 1 gas fireplace - venting and hook up only | Urban Fireplaces Ltd
EP-2022-02206 | 2022-03-28 | 6 SENNOK CRESCENT, Vancouver, BC | Electrical Permit | Residential | Addition | Completed | Installation / Repair - Residential - Installation of Tesla Backup Gateway (Automatic transfer switch) between meter and main panel for whole-home backup. 2x Tesla Powerwall batteries (20A 2-pole circuit each).Installation must comply to CEC 2021. Solar panels will be installed at a later date under separate electrical & building permit. Building permit is not required for this (separate) battery installation | Vancouver Solar And Electrical Ltd
EP-2022-04862 | 2022-06-09 | 6 SENNOK CRESCENT, Vancouver, BC | Electrical Permit | Residential | New | Completed | Installation / Repair - Residential - 9.9KW Solar PV system: 22x 445W solar panels, Solaredge inverter system. Tesla Powerwall batteries have already been installed previously under another permit. To install solar panels to this existing 1FD. | Vancouver Solar And Electrical Ltd
EP-2022-00227 | 2022-01-14 | 6 SENNOK CRESCENT, Vancouver, BC | Electrical Permit | Residential | Renovation | Completed | Installation / Repair - Residential - Replace electrical panel with service disconnect and new panel, service to remain at 100 amps. | TLX Electric Inc
GP-2023-03939 | 2024-01-17 | 6 SENNOK CRESCENT, Vancouver, BC | Gas Permit | Residential | Renovation | Issued | Residential - removed customer triangle tube and supplied and installed a new one | High Mark Mechanical Services Ltd
EP-2022-00373 | 2022-01-19 | 333 SEYMOUR STREET, Vancouver, BC V6B 5A6 | Electrical Permit | Commercial | Renovation | Completed | Installation / Repair - Commercial - Add outlets in work spaces 9th Floor (Unit #960 and #930) Interior alterations to provide tenant improvements for an existing full floor office tenant on the 9th floor in this existing commercial building on this site. | Keystone Electric Ltd
EP-2022-01127 | 2022-04-27 | 333 SEYMOUR STREET, Vancouver, BC V6B 5A6 | Electrical Permit | Commercial | Addition | Completed | Installation / Repair - Commercial - Installation of new Distribution equipment, including breakers, receptacles. This will be an addition to the existing distribution. Add (1) 250A, 3P, breaker for 145KW Chilling Unit to existing 600V, 2000A Switchboard (DP6TM). Add (1) 500KVA transformer, 'T4' to the existing 600V, 2000A Switchboard (DP6TM). T4 to feed (5) 600A, 120/208V panelboards for data center. | Sasco Contractors Ltd
EP-2022-03214 | 2022-04-21 | 333 SEYMOUR STREET, Vancouver, BC V6B 5A6 | Electrical Permit | Commercial | NULL | Expired | Annual / Operating - Annual Operating Permit to replace EP-2021-02813 Valid: April 20, 2022 to April 19, 2023 | Sasco Contractors Ltd
EP-2023-10987 | 2023-12-15 | 333 SEYMOUR STREET, Vancouver, BC V6B 5A6 | Electrical Permit | Commercial | Tenant Improvement | Completed | Installation / Repair - Commercial - UNIT 1201 Add one receptacle. 4x data points in tenancy. Move some fixtures on the track light around for better light spread in there space no new lighting. No lighting will be added for the moment **Amend 01/05/2024** will be removing existing 4x 8' track lights and the heads In the three enclosed offices and will be replacing them will LED flat panel lights. all other lighting is existing. all existing switching etc will stay the same. Lighting Compliance Form has been uploaded | Nash Pengilly
EP-2023-10977 | 2023-12-11 | 333 SEYMOUR STREET, Vancouver, BC V6B 5A6 | Electrical Permit | Commercial | Tenant Improvement | Completed | Installation / Repair - Commercial - Install rough wire for 4 security doors, re & re 4 exit signs, install 4 fire alarm manual stations and relays. >BP: Voluntary upgrade Installation of maglocks on the entrance doors to the office areas of the 8th and 10th floors elevator lobbies in this existing high rise commercial building. Notes: 1. A single tenant occupies both of 8th and 10th floors 2. Permit is reviewed for conformance to VBBL 2019 | Western Pacific Enterprises Ltd
SP-2023-02189 | 2023-12-13 | 333 SEYMOUR STREET, Vancouver, BC V6B 5A6 | Sprinkler Permit | Commercial | Tenant Improvement | Issued | Commercial - For sprinkler system alterations to the 2019 VBBL and NFPA 13, 2013 for the tenant improvements to provide interior alterations to provide tenant improvement to this new office tenant on the 12th floor (#1280) of this existing commercial building on site. Engineer of Record: Ian Mackay 604-792-7714 ian.mackay@mfpe.ca | Priority Fire Systems Ltd
EP-2023-11189 | NULL | 333 SEYMOUR STREET, Vancouver, BC V6B 5A6 | Electrical Permit | Commercial | Addition | Withdrawn | Installation / Repair - Commercial - Demolition on the existing fluroescents Supply & Install - Lighting Fixtures, exits & Lighting Control - Fire Alarm Speakers - Outlets, Floor boxes and Workstations - Panel with a feeder - Connections and feeders - Data cablings - No Grounding/Bonding - Two fire alarm Speakers are added >BP: #1280 - 12th Floor Interior alterations to provide tenant improvement to this new office tenant on the 12th floor (#1280) of this existing commercial building on site. Scope of work: Demolish select office partitions, plumbing fixtures, millwork, existing doors and carpet. New millwork, new partitions to suit new layout, electrical, plumbing and sprinkler work. TENANT: Lysander Capital Real Estate Ltd Letters of Assurance submitted: Schedule A and Architectural Schedule B by Andrew Igel, Architect, AIBC., 778.839.4280 Electrical Schedule B by Cameron Ballard, P.Eng., 604.347.9722 Plumbing/Mechanical Schedule B by Raymond Cho, P.Eng., 778.956.8555 Building Sprinklered – Separate sprinkler permit required for proposed sprinkler work. Energy checklist is currently no longer required with your Building Permit (BP) application. Some supporting documents are still required at BP stage, specifically Envelope and HVAC, if applicable. Service Water Heating and Lighting supporting documents, if applicable, must be submitted with your related trades permits (e.g. electrical and plumbing). | Mott Electric General Partnership
EP-2023-10557 | 2023-12-04 | 333 SEYMOUR STREET, Vancouver, BC V6B 5A6 | Electrical Permit | Commercial | Tenant Improvement | Issued | Installation / Repair - Commercial - Dishwasher Receptacle installation | Ino-Tek Electric Ltd.
NULL | NULL | 333 SEYMOUR STREET, Vancouver, BC V6B 5A6 | Electrical Permit | Commercial | Addition | Withdrawn | Installation / Repair - Commercial - Demolition on the existing fluroescents Supply & Install - Lighting Fixtures, exits & Lighting Control - Fire Alarm Speakers - Outlets, Floor boxes and Workstations - Panel with a feeder - Connections and feeders - Data cablings - No Grounding/Bonding - Two fire alarm Speakers are added >BP: #1280 - 12th Floor Interior alterations to provide tenant improvement to this new office tenant on the 12th floor (#1280) of this existing commercial building on site. Scope of work: Demolish select office partitions, plumbing fixtures, millwork, existing doors and carpet. New millwork, new partitions to suit new layout, electrical, plumbing and sprinkler work. TENANT: Lysander Capital Real Estate Ltd Letters of Assurance submitted: Schedule A and Architectural Schedule B by Andrew Igel, Architect, AIBC., 778.839.4280 Electrical Schedule B by Cameron Ballard, P.Eng., 604.347.9722 Plumbing/Mechanical Schedule B by Raymond Cho, P.Eng., 778.956.8555 Building Sprinklered – Separate sprinkler permit required for proposed sprinkler work. Energy checklist is currently no longer required with your Building Permit (BP) application. Some supporting documents are still required at BP stage, specifically Envelope and HVAC, if applicable. Service Water Heating and Lighting supporting documents, if applicable, must be submitted with your related trades permits (e.g. electrical and plumbing). | Mott Electric General Partnership
NULL | NULL | 333 SEYMOUR STREET, Vancouver, BC V6B 5A6 | Electrical Permit | Commercial | Addition | Withdrawn | Installation / Repair - Commercial - Demolition on the existing fluroescents Supply & Install - Lighting Fixtures, exits & Lighting Control - Fire Alarm Speakers - Outlets, Floor boxes and Workstations - Panel with a feeder - Connections and feeders - Data cablings - No Grounding/Bonding - Two fire alarm Speakers are added >BP: #1280 - 12th Floor Interior alterations to provide tenant improvement to this new office tenant on the 12th floor (#1280) of this existing commercial building on site. Scope of work: Demolish select office partitions, plumbing fixtures, millwork, existing doors and carpet. New millwork, new partitions to suit new layout, electrical, plumbing and sprinkler work. TENANT: Lysander Capital Real Estate Ltd Letters of Assurance submitted: Schedule A and Architectural Schedule B by Andrew Igel, Architect, AIBC., 778.839.4280 Electrical Schedule B by Cameron Ballard, P.Eng., 604.347.9722 Plumbing/Mechanical Schedule B by Raymond Cho, P.Eng., 778.956.8555 Building Sprinklered – Separate sprinkler permit required for proposed sprinkler work. Energy checklist is currently no longer required with your Building Permit (BP) application. Some supporting documents are still required at BP stage, specifically Envelope and HVAC, if applicable. Service Water Heating and Lighting supporting documents, if applicable, must be submitted with your related trades permits (e.g. electrical and plumbing). | Mott Electric General Partnership
EP-2023-11341 | 2023-12-22 | 333 SEYMOUR STREET, Vancouver, BC V6B 5A6 | Electrical Permit | Commercial | Addition | Issued | Installation / Repair - Commercial - Demolition on the existing fluroescents. Supply & Install Lighting Fixtures, exits & Lighting Control, Fire Alarm Speakers, Outlets, Floor boxes and Workstations, Panel with a feeder, Connections and feeders, Data cablings, Two fire alarm Speakers are added. >BP: Interior alterations to provide tenant improvement to this new office tenant on the 12th floor (#1280) of this existing commercial building on site. Scope of work: Demolish select office partitions, plumbing fixtures, millwork, existing doors and carpet. New millwork, new partitions to suit new layout, electrical, plumbing and sprinkler work. TENANT: Lysander Capital Real Estate Ltd Letters of Assurance submitted: Schedule A and Architectural Schedule B by Andrew Igel, Architect, AIBC., 778.839.4280 Electrical Schedule B by Cameron Ballard, P.Eng., 604.347.9722 Plumbing/Mechanical Schedule B by Raymond Cho, P.Eng., 778.956.8555 Building Sprinklered – Separate sprinkler permit required for proposed sprinkler work. Energy checklist is currently no longer required with your Building Permit (BP) application. Some supporting documents are still required at BP stage, specifically Envelope and HVAC, if applicable. Service Water Heating and Lighting supporting documents, if applicable, must be submitted with your related trades permits (e.g. electrical and plumbing). | Mott Electric General Partnership
PP-2024-00036 | 2024-01-05 | 333 SEYMOUR STREET, Vancouver, BC V6B 5A6 | Plumbing Permit | Commercial | Tenant Improvement | Issued | Commercial - office tenant improvement - plumbing, HVAC, Controls | MCR Mechanical Ltd
PP-2023-03057 | 2023-08-29 | 333 SEYMOUR STREET, Vancouver, BC V6B 5A6 | Plumbing Permit | Commercial | Tenant Improvement | Completed | Commercial - SUITE #1201 - Rough-in and install kitchen sink and hot water tank >BP: #1201 - 12th floor Interior alterations to provide improvements for a new office tenant on the 12th floor (#1201) of this existing commercial building. Scope of work: remove millwork, finishes, lighting. Install partition walls, doors, millwork, finishes. Electrical, Plumbing & Sprinklers to suit. | DELCO MECHANICAL SYSTEMS LTD
EP-2023-07925 | 2023-08-31 | 333 SEYMOUR STREET, Vancouver, BC V6B 5A6 | Electrical Permit | Commercial | Renovation | Completed | Installation / Repair - Commercial - Install receptacles, data, exit signs, Em light to existing office space. >BP: #1201 - 12th floor Interior alterations to provide improvements for a new office tenant on the 12th floor (#1201) of this existing commercial building. Scope of work: remove millwork, finishes, lighting. Install partition walls, doors, millwork, finishes. Electrical, Plumbing & Sprinklers to suit. Energy checklist is currently no longer required with your Building Permit (BP) application. Some supporting documents are still required at BP stage, specifically Envelope and HVAC, if applicable. Service Water Heating and Lighting supporting documents, if applicable, must be submitted with your related trades permits (e.g. electrical and plumbing). | ATOMIC ELECTRICAL SOLUTIONS LTD.
SP-2023-01581 | 2023-08-29 | 333 SEYMOUR STREET, Vancouver, BC V6B 5A6 | Sprinkler Permit | Commercial | Tenant Improvement | Completed | Commercial - SUITE #1201 - adjust 1 sprinkler >BP: #1201 - 12th floor Interior alterations to provide improvements for a new office tenant on the 12th floor (#1201) of this existing commercial building. Scope of work: remove millwork, finishes, lighting. Install partition walls, doors, millwork, finishes. Electrical, Plumbing & Sprinklers to suit. *****This application does not include any of the following: 1. Not more than 20 sprinklers (add, relocate, or remove), 2. hydraulic calculations, 3. change in occupancy and /or hazard classification, 4. warehouse storage arrangements, 5. mobile compact storage arrangements, 6. alternative solutions, 7. changes to the sprinkler system supply piping (e.g. valves, mains, cross-mains, branch-lines, etc.), or 8. flexible sprinkler pipe. | Titan Fire Protection Ltd
EP-2023-02097 | 2023-03-13 | 333 SEYMOUR STREET, Vancouver, BC V6B 5A6 | Electrical Permit | Commercial | NULL | Issued | Annual / Operating - Annual Operating Permit Annual Operating Permit to replace EP-2022-03214 Valid: April 20, 2023 to April 19, 2024 | Sasco Contractors Ltd
EP-2023-02061 | 2023-03-10 | 333 SEYMOUR STREET, Vancouver, BC V6B 5A6 | Electrical Permit | Commercial | Addition | Completed | Installation / Repair - Commercial - access control, cctv and tel/data wiring. >BP: #125 - 333 Seymour St Interior alterations to provide improvements for a new office (amenity space for building tenants) at this existing office (shell) unit on the ground floor of this commercial building on this site. Scope of work to include: new interior partition walls, ceiling, millwork/finishes, electrical/lighting, HVAC REVISION#1 - Sept 23/22 mk - revise existing demising wall location by removing and replacing part of the demising wall. - revise new entry door D1 to double glazed swing door with card access. - revised electrical lighting, emergency light layout, & power locations to suit new demising wall changes. - relocate convenient door R1 for adjacent tenant at 325 Seymour to existing existing stairwell 2. - Increase Project Value from $40,000.00 to $80,000.00. OK for Field Review per R.Rattray | Smart-Tek Communications Inc
SP-2022-01175 | 2022-07-27 | 333 SEYMOUR STREET, Vancouver, BC V6B 5A6 | Sprinkler Permit | Commercial | Tenant Improvement | Completed | Commercial - Tenant improvement #125 - 333 Seymour St Interior alterations to provide improvements for a new office (amenity space for building tenants) at this existing office (shell) unit on the ground floor of this commercial building on this site. Scope of work to include: new interior partition walls, ceiling, millwork/finishes, electrical/lighting, HVAC *****This application does not include any of the following: 1. Not more than 20 sprinklers (add, relocate, or remove), 2. hydraulic calculations, 3. change in occupancy and /or hazard classification, 4. warehouse storage arrangements, 5. mobile compact storage arrangements, 6. alternative solutions, 7. changes to the sprinkler system supply piping (e.g. valves, mains, cross-mains, branch-lines, etc.), or 8. flexible sprinkler pipe. Amend: Apr 3rd, 2023 Letter from Engineering as per Inspectors request | Elite Sprinkler Systems Ltd
EP-2023-00216 | 2023-01-11 | 333 SEYMOUR STREET, Vancouver, BC V6B 5A6 | Electrical Permit | Commercial | Tenant Improvement | Completed | Installation / Repair - Commercial - new wiring of new amenity space in building, work consists of emt, data, receptacles, lv switching and controls, new panel 200 amp, etc. Lighting documents to follow at first inspection. >BP: #125 - 333 Seymour St Interior alterations to provide improvements for a new office (amenity space for building tenants) at this existing office (shell) unit on the ground floor of this commercial building on this site. Scope of work to include: new interior partition walls, ceiling, millwork/finishes, electrical/lighting, HVAC REVISION#1 - Sept 23/22 mk - revise existing demising wall location by removing and replacing part of the demising wall. - revise new entry door D1 to double glazed swing door with card access. - revised electrical lighting, emergency light layout, & power locations to suit new demising wall changes. - relocate convenient door R1 for adjacent tenant at 325 Seymour to existing existing stairwell 2. - Increase Project Value from $40,000.00 to $80,000.00. | Elias Tkachuk Contracting Ltd
PP-2023-00080 | 2023-01-11 | 333 SEYMOUR STREET, Vancouver, BC V6B 5A6 | Plumbing Permit | Commercial | Renovation | Completed | Commercial - Add one sink and one water bottle filler which necessitates a backflow preventer 0.5 inch size. >BP: #125 - 333 Seymour St Interior alterations to provide improvements for a new office (amenity space for building tenants) at this existing office (shell) unit on the ground floor of this commercial building on this site. Scope of work to include: new interior partition walls, ceiling, millwork/finishes, electrical/lighting, HVAC REVISION#1 - Sept 23/22 mk - revise existing demising wall location by removing and replacing part of the demising wall. - revise new entry door D1 to double glazed swing door with card access. - revised electrical lighting, emergency light layout, & power locations to suit new demising wall changes. - relocate convenient door R1 for adjacent tenant at 325 Seymour to existing existing stairwell 2. - Increase Project Value from $40,000.00 to $80,000.00. OK for Field Review per R.Rattray | Arete Mechanical Ltd
EP-2022-09951 | 2022-11-28 | 333 SEYMOUR STREET, Vancouver, BC V6B 5A6 | Electrical Permit | Commercial | Addition | Completed | Installation / Repair - Commercial - Install 2 new EV chargers for the building parking lot | Xin-Tian-Di Electrical Ltd
PP-2023-01326 | 2023-04-17 | 525 SEYMOUR STREET, Vancouver, BC V6B 3H7 | Plumbing Permit | Commercial | Addition | Cancelled | Commercial - Add backflow devices | KERN BSG MANAGEMENT LTD
PP-2023-01800 | 2023-05-24 | 525 SEYMOUR STREET, Vancouver, BC V6B 3H7 | Plumbing Permit | Commercial | Addition | Completed | Commercial - Addition of backflows | KERN BSG MANAGEMENT LTD
GP-2023-03306 | 2023-10-31 | 5960 SHERBROOKE STREET, Vancouver, BC V5W 3N2 | Gas Permit | Residential | Renovation | Completed | Residential - Supply and install one Trane S9V2-VS furnace | Reid Brothers Plumbing & Heating Ltd
EP-2022-08539 | 2022-10-11 | 5995 SHERBROOKE STREET, Vancouver, BC V5W 3N3 | Electrical Permit | Residential | Tenant Improvement | Completed | Installation / Repair - Residential - Making a two bedroom suite which needs wiring and finishing. - As for the electrical scope of work, the owners are making a one bedroom suite, which has no electrical stove. We will be installing the gas stove, with lighting, finishing, plugs and switches. >BP: Exterior and interior alterations to convert crawl space to habitable space and add a secondary suite in the basement for this existing two story plus basement one family dwelling on inside with lane site. This is a non sprinklered building. Geotechnical/Structural Schedule B submitted by Makhan S. Dhillon - 604.537..6271 Note: - No strata titling is permitted. - This is a two-storey building pursuant to the Zoning and Development By-law. - An annual Vancouver Business License must be obtained prior to the rental of this approved one-family dwelling and/or secondary suite on this site. - Install interconnected, hardwired, 120 volt smoke alarms with battery back-up and silencing feature, in each sleeping unit and within 5 m outside each sleeping area on each storey as per Building By-law 9.1019. - Install carbon monoxide alarm as per Building By-la 9.32.4.2. & Bulletin 2007-007-BU/EL. - Upgrade work under Part 11 (based on value of work - energuide related 11.2.1.1.4). | S B ELECTRICAL LTD
PP-2022-03230 | 2022-09-16 | 5995 SHERBROOKE STREET, Vancouver, BC V5W 3N3 | Plumbing Permit | Residential | Renovation | Completed | Residential - Plumbing for old house : >BP: Exterior and interior alterations to convert crawl space to habitable space and add a secondary suite in the basement for this existing two story plus basement one family dwelling on inside with lane site. | Rain Coast Plumbing & Heating Ltd
EP-2022-03377 | 2022-05-12 | 6019 SHERBROOKE STREET, Vancouver, BC V5W 3N3 | Electrical Permit | Residential | Renovation | Completed | Installation / Repair - Residential - Service Upgrade from 100amp to 150amps -underground service to the laneway | C M & Sons Electrical Inc
EP-2022-00442 | 2022-02-14 | 6019 SHERBROOKE STREET, Vancouver, BC V5W 3N3 | Electrical Permit | Residential | New | Completed | Installation / Repair - Residential - Extra low voltage To construct a 2 storey laneway house building with an attached garage and 1 open parking pad, providing a total of 2 parking spaces, having vehicular access from the lane Note: Site investigation indicated that there was no peat present and is subject to final verification on site during construction. Note: Bldg 1 (principal bldg) addressed #1 - 6019 Sherbrooke Street retained on site. 1. No A/C unit proposed 2. Schedule B: ZhanChao Zhao P.Eng (604.526.1305) Structural & Geotechnical 3. HPO: Residential Builder - Christopher Brian Hiroshi Nakatsu | RAJNESH RAJU DBA: OPTIMUS SECURITY SYSTEMS
GP-2022-03354 | 2022-10-28 | 6064 SHERBROOKE STREET, Vancouver, BC V5W 3N2 | Gas Permit | Residential | Renovation | Completed | Residential - Hot Water Tank Replacement | Hillcrest Plumbing & Heating (1991) Ltd
GP-2022-01350 | 2022-05-05 | 4596 SLOCAN STREET, Vancouver, BC V5R 1Z9 | Gas Permit | Residential | Renovation | Completed | Residential - Replacement of furnace to be high efficiency furnace @ 75,000 BTU | E & G CONTRACTORS
GP-2022-03391 | 2022-11-01 | 4657 SLOCAN STREET, Vancouver, BC V5R 1Z8 | Gas Permit | Residential | Tenant Improvement | Completed | Residential - Re Re Furnace | Moore & Russell Heating Ltd
GP-2022-00706 | 2022-03-04 | 4719 SLOCAN STREET, Vancouver, BC V5R 2A2 | Gas Permit | Residential | Tenant Improvement | Completed | Residential - Replace the hot water tank | Shirzad Akhgarian O/A Highgate Plumbing, Gas & Heating
EP-2023-05335 | 2023-07-21 | 4743 SLOCAN STREET, Vancouver, BC V5R 2A2 | Electrical Permit | Residential | Addition | Issued | Installation / Repair - Residential - Single Family Dwelling with LWH. Main Service 200 A. Main House main switch 100 A. LWH Main Switch 100 A. Main House Radiant Heating. | AMTEK Electric Ltd
GP-2022-00755 | 2022-03-09 | 4763 SLOCAN STREET, Vancouver, BC V5R 2A2 | Gas Permit | Residential | Renovation | Completed | Residential - Gas furnace installation with 70,000 btu | ROMA Heating Ltd
EP-2023-05461 | 2023-07-10 | 4494 ST. GEORGE STREET, Vancouver, BC V5V 4A4 | Electrical Permit | Residential | Tenant Improvement | Completed | Installation / Repair - Residential - ¦ 1FD + 1SS/ IA-2022-00268/ CF-2023-000232 Safety check to ensure all wiring is code compliant in regards to new legal suite. **MANDATORY ELECTRICAL WORK ONLY as per COV Letter dated, May 15, 2023 | Tim Baker
PP-2023-02667 | NULL | 4494 ST. GEORGE STREET, Vancouver, BC V5V 4A4 | Plumbing Permit | Residential | Renovation | Application Incomplete | Residential - Inspection of installed plumbing fixtures. | E S K Plumbing
GP-2023-02226 | NULL | 4494 ST. GEORGE STREET, Vancouver, BC V5V 4A4 | Gas Permit | Residential | Renovation | Submitted | Residential - Inspection of gas stove >BP: Exterior and interior alterations to change the use from Single Detached House to Single Detached House with Secondary Suite with 1 off-street parking space provided in the detached garage, having vehicular access off the rear lane. **CF- 2021-007187** | NULL
GP-2022-01036 | 2022-04-04 | 4495 ST. GEORGE STREET, Vancouver, BC V5V 4A5 | Gas Permit | Residential | Renovation | Completed | Residential - Re/re of existing hot water heater with tankless water heater | 1236318 BC Ltd DBA Aquatech Vancouver
EP-2022-02550 | 2022-04-12 | 4495 ST. GEORGE STREET, Vancouver, BC V5V 4A5 | Electrical Permit | Residential | Renovation | Completed | Installation / Repair - Residential - Wiring for Heat pump. | Mountain Point Electrical Inc.
MP-2023-00300 | 2023-03-06 | 4505 ST. GEORGE STREET, Vancouver, BC V5V 4A6 | Mechanical Permit | NULL | NULL | Completed | NULL | Pro Ace Heating & Air Conditioning Services Ltd
GP-2023-00793 | 2023-03-07 | 4505 ST. GEORGE STREET, Vancouver, BC V5V 4A6 | Gas Permit | Residential | Renovation | Completed | Residential - Combi Boiler | Pro Ace Heating & Air Conditioning Services Ltd
EP-2022-10195 | 2022-12-09 | 4590 ST. GEORGE STREET, Vancouver, BC V5V 4A7 | Electrical Permit | Residential | Renovation | Issued | Installation / Repair - Residential - Upgrade existing 125A service to a 200A service Add subpanel in garage for car charger | Alpine Electric Ltd
GP-2023-02720 | 2023-09-18 | 2186 SW MARINE DRIVE, Vancouver, BC V6P 6B5 | Gas Permit | Residential | Renovation | Issued | Residential - Replacement of 2 boilers in pool mech room | Schmidt Bros Mechanical Ltd
GP-2022-03752 | 2022-11-28 | 2195 SW MARINE DRIVE, Vancouver, BC V6P 6B9 | Gas Permit | Residential | Renovation | Completed | Residential - Installing a gas furnace | Reid Brothers Plumbing & Heating Ltd
EP-2023-05493 | 2023-06-28 | 3005 ST. CATHERINES STREET, Vancouver, BC V5T 3Z2 | Electrical Permit | Residential | Renovation | Completed | Installation / Repair - Residential - Residential service upgrade to 200-amps, 120/240-volt, single phase, overhead. | Wespac Electrical Contractor Ltd
EP-2023-09815 | NULL | 3005 ST. CATHERINES STREET, Vancouver, BC V5T 3Z2 | Electrical Permit | Residential | Tenant Improvement | Application Incomplete | Installation / Repair - Residential - Control wire between heat pump and air handler | Kirkland Metal Shop Ltd
MP-2023-01924 | 2023-10-26 | 3005 ST. CATHERINES STREET, Vancouver, BC V5T 3Z2 | Mechanical Permit | NULL | NULL | Completed | NULL | BNA Systems Inc and/or Kirkland Metal Shop Ltd
NULL | NULL | 784 THURLOW STREET, Vancouver, BC V6E 1V9 | Electrical Permit | Commercial | NULL | Draft | Movie Set / Filming - To allow for Movie Set/Filming Applicant shall provide completed Contractor Declaration form, and dates of filming and associated location(s) to csinspection.clerks@vancouver.ca prior to the commencement of filming. Visit vancouver.ca/inspections for more details. | NULL
EP-2023-09536 | 2023-12-19 | 550 TERMINAL AVENUE, Vancouver, BC V6A 0C3 | Electrical Permit | Commercial | Addition | Issued | Installation / Repair - Commercial - Upgrades to ev chargers, add 3 x new 62kw, 3 x new 50A outlets, 480V xfrmr | RMS Electric Ltd
SP-2022-00236 | 2022-02-22 | 688 TERMINAL AVENUE, Vancouver, BC V6A 2M5 | Sprinkler Permit | Commercial | Addition | Issued | Commercial - adding two sprinkler heads to a added brick building added outside of existing structure Interior and exterior alteration to the existing 2-storey industrial building (vehicular dealership), construction of a new storage building, and installation of new car stakes on this site. Itemized scope of the work is: 1- Interior alterations to the second floor sales area of the car dealership building to reconfigure existing office space and customer lounge. 2- Addition of 34 auto stackers on site along the west and south property lines. 3- reconfiguring parking arrangement on site and on top of the dealership building. 4- Construct a 10'-10" x 21'-0" concrete block building at south side of property for battery storage. 5- Changing first floor work shop layout to create new Electrical Repair Room in Vehicle Service area. *****This application does not include any of the following: 1. Not more than 20 sprinklers (add, relocate, or remove), 2. hydraulic calculations, 3. change in occupancy and /or hazard classification, 4. warehouse storage arrangements, 5. mobile compact storage arrangements, 6. alternative solutions, 7. changes to the sprinkler system supply piping (e.g. valves, mains, cross-mains, branch-lines, etc.), or 8. flexible sprinkler pipe. | 1ST SHOT FIRE PROTECTION LTD
EP-2024-00420 | 2024-02-01 | 750 TERMINAL AVENUE, Vancouver, BC V6A 2M5 | Electrical Permit | Commercial | Renovation | Issued | Installation / Repair - Commercial - Installation of conduits and conductors from new outdoor unit substation to sub electrical rooms. We only supply and install the 1600 amp feeder. I noted 600x4 kcmil RW90 Cu, due to supply issues, we may end up using 1000kcmil aluminum. The conductors will be pulled through pvc conduit underground. Replacement High voltage substation installation and new outdoor unit substation will be done by high voltage contractor under another permit. | JFE Electric
EP-2023-08646 | 2023-10-27 | 753 TERMINAL AVENUE, Vancouver, BC V6A 2M2 | Electrical Permit | Commercial | NULL | Issued | Annual / Operating - Annual electrical permit -renewal for: EP-2022-08242 -Valid: Sept. 29, 2023 - Sept. 28, 2024 General electrical work though-out the building General electrical works: ballasts, lamps, switches and receptacles and other small electrical jobs | MDE Enterprises Ltd
EP-2022-08242 | 2022-09-29 | 753 TERMINAL AVENUE, Vancouver, BC V6A 2M2 | Electrical Permit | Commercial | NULL | Expired | Annual / Operating - Annual electrical permit General electrical work though-out the building General electrical works: ballasts, lamps, switches and receptacles and other small electrical jobs | MDE Enterprises Ltd
PP-2022-00583 | 2022-02-22 | 753 TERMINAL AVENUE, Vancouver, BC V6A 2M2 | Plumbing Permit | Commercial | Tenant Improvement | Completed | Commercial - Plumbing Interior alterations to provide improvements to this existing restaurant tenant (Starbucks) at this existing commercial building at this site. Advised that the fixtures are basically staying as they are, with a slight modification. To supply lay out of project. • To supply all above slab and below slab plumbing • All water lines to be insulated. • To supply plumbing hook up to owner supplied equipment • We shall provide necessary demo | Ange's Plumbing Ltd
EP-2022-01485 | 2022-02-25 | 753 TERMINAL AVENUE, Vancouver, BC V6A 2M2 | Electrical Permit | Commercial | Renovation | Completed | Installation / Repair - Commercial - Renovation of an existingStarbucks. Relocate and add new branch circuits for appliances. Relocate existing lighting and add new lighting as per designs. Existing exit/emergency to remain, add additional DC emergency lights, no fire alarm, security & data are by others -The panels and distribution is existing to remain. >BP: Interior alterations to provide improvements to this existing restaurant tenant (Starbucks) at this existing commercial building at this site. OK for field review as per Rosa Astorino - Nov 17, 2021 Letter of assurance provided by: David N. Palmer, 604-687-2511, Schedule A & Schedule B (Architectural) Stephen Kooiman, 604-298-4858, Schedule B (Mechanical & Plumbing) Hyungryul (David) Joo, 604-298-4858, Schedule B (Electrical) Scope of work: Complete interior renovation Energy Upgrade: E2 - LIGHTING - UPGRADE TO INCORPORATE AUTOMATIC LIGHTING SHUTOFF (PER 9.4.1.1 OF ASHRAE 90.1-2016) Note: Outdoor patio is under a separate Development Permit DE418827. | Charles Richard Pawluk o/a United Electrical Systems Ltd
EP-2022-02581 | 2022-03-31 | 753 TERMINAL AVENUE, Vancouver, BC V6A 2M2 | Electrical Permit | Commercial | Renovation | Completed | Installation / Repair - Commercial - extra low voltage only: Tel/data/point of sale term Speakers >BP: Interior alterations to provide improvements to this existing restaurant tenant (Starbucks) at this existing commercial building at this site. | Hook It Up Solutions Ltd
SP-2022-00575 | 2022-04-21 | 753 TERMINAL AVENUE, Vancouver, BC V6A 2M2 | Sprinkler Permit | Commercial | Tenant Improvement | Completed | Commercial - Add & relocate sprinkler heads for tenant improvement. >BP: Interior alterations to provide improvements to this existing restaurant tenant (Starbucks) at this existing commercial building at this site. OK for field review as per Rosa Astorino - Nov 17, 2021 Letter of assurance provided by: David N. Palmer, 604-687-2511, Schedule A & Schedule B (Architectural) Stephen Kooiman, 604-298-4858, Schedule B (Mechanical & Plumbing) Hyungryul (David) Joo, 604-298-4858, Schedule B (Electrical) Scope of work: Complete interior renovation Energy Upgrade: E2 - LIGHTING - UPGRADE TO INCORPORATE AUTOMATIC LIGHTING SHUTOFF (PER 9.4.1.1 OF ASHRAE 90.1-2016) Note: Outdoor patio is under a separate Development Permit DE418827. | Priority Fire Systems Ltd
EP-2022-03507 | 2022-05-04 | 753 TERMINAL AVENUE, Vancouver, BC V6A 2M2 | Electrical Permit | Commercial | Addition | Completed | Installation / Repair - Commercial - low voltage control wiring for hvac >BP: Interior alterations to provide improvements to this existing restaurant tenant (Starbucks) at this existing commercial building at this site. | Modern Systems Management Ltd
PP-2022-03024 | 2022-09-08 | 790 TERMINAL AVENUE, Vancouver, BC | Plumbing Permit | Commercial | Renovation | Completed | Commercial - Reconfigure DWV and water lines to accomidate new fixtures in existing washrooms first and second floor. Add one toilet removing two urinals in first floor existing mens washroom using urinal piping to accomidate new sink locations. Install new trench drain connecting to existing sand and oil interceptor. Adding two mop sinks, one shop sink to existing DWV and water lines. >BP: Minor Vertical Addition and Minor Renovation Interior and exterior alterations, addition of floor space on the 2nd floor, and change of use of this existing 2-storey auto repair shop building to motor vehicle repair and vehicle dealer for a new tenant. | Mainland Plumbing & Heating
EP-2022-07282 | 2022-08-31 | 790 TERMINAL AVENUE, Vancouver, BC | Electrical Permit | Commercial | Tenant Improvement | Completed | Installation / Repair - Commercial - Demolition, new lighting and lighting control, branch wiring, transformers, panels, feeders, FA devices added, data, security. >BP: Minor Vertical Addition and Minor Renovation Interior and exterior alterations, addition of floor space on the 2nd floor, and change of use of this existing 2-storey auto repair shop building to motor vehicle repair and vehicle dealer for a new tenant. | Western Pacific Enterprises Ltd
NULL | NULL | 790 TERMINAL AVENUE, Vancouver, BC | Electrical Permit | Commercial | Tenant Improvement | Draft | Installation / Repair - Commercial - Demolition, new lighting and lighting control, branch wiring, transformers, panels, feeders, FA devices added, data, security. >BP: Minor Vertical Addition and Minor Renovation Interior and exterior alterations, addition of floor space on the 2nd floor, and change of use of this existing 2-storey auto repair shop building to motor vehicle repair and vehicle dealer for a new tenant. | Western Pacific Enterprises Ltd
EP-2022-07466 | 2022-09-08 | 790 TERMINAL AVENUE, Vancouver, BC | Electrical Permit | Commercial | Renovation | Completed | Installation / Repair - Commercial - data cabling & security wiring >BP: Minor Vertical Addition and Minor Renovation Interior and exterior alterations, addition of floor space on the 2nd floor, and change of use of this existing 2-storey auto repair shop building to motor vehicle repair and vehicle dealer for a new tenant. | Affinity Systems Ltd
SP-2022-01160 | 2022-09-01 | 790 TERMINAL AVENUE, Vancouver, BC | Sprinkler Permit | Commercial | Tenant Improvement | Completed | Commercial - Sprinkler alterations, addition of floor space on the 2nd floor, and change the use of this existing 2-storey auto repair shop to motor vehicle repair and vehicle dealer. Tire storage to be limited to <5' with no more than 8 on site per OIC. | Viking Fire Protection Inc
PP-2023-02900 | 2023-08-25 | 790 TERMINAL AVENUE, Vancouver, BC | Plumbing Permit | Commercial | Renovation | Completed | Commercial - install RPBA for interior wash bay. >BP: Minor Vertical Addition and Minor Renovation Interior and exterior alterations, addition of floor space on the 2nd floor, and change of use of this existing 2-storey auto repair shop building to motor vehicle repair and vehicle dealer for a new tenant. | Mainland Plumbing & Heating
EP-2024-00232 | NULL | 790 TERMINAL AVENUE, Vancouver, BC | Electrical Permit | Commercial | Addition | Applicant Revisions | Installation / Repair - Commercial - Install ground grid, conduits, ground rebar for cement pad. Assemble 1500kva unit sub. Scope of work Install the following: 3-3 inch MV ducts for BCH 12.47 kv feed into a new cement pad, gound grid, ground rebar. Assemble 1500 kva unit sub. Seimic unit sub. The building is existing. The new transformer is replacing the existing one. The new transformer will be serving the present load plus the additional load for the car dealership. BP: Minor Vertical Addition and Minor Renovation Interior and exterior alterations, addition of floor space on the 2nd floor, and change of use of this existing 2-storey auto repair shop building to motor vehicle repair and vehicle dealer for a new tenant. | Transpower Construction (1999) Ltd
EP-2023-08754 | 2023-09-28 | 875 TERMINAL AVENUE, Vancouver, BC V6A 2M9 | Electrical Permit | Commercial | NULL | Issued | Annual / Operating - ANNUAL OPERATING PERMIT VALID: SEPT 10/2023 TO SEPT 9/2024 RENEWAL OF EP-2022-08614 Annual / Operating - To provide general repairs and maintenance when needed. | Norben Electric (2016) Ltd
EP-2022-08614 | 2022-10-12 | 875 TERMINAL AVENUE, Vancouver, BC V6A 2M9 | Electrical Permit | Commercial | NULL | Expired | Annual / Operating - ANNUAL OPERATING PERMIT VALID: SEPT 10/2022 TO SEPT 9/2023 EXPIRED PERMIT: EP-2021-06121 Annual / Operating - To provide general repairs and maintenance when needed. >BP; Building Permit for BP-2021-00569 Interior alterations to the the existing Taxicab or Limousine Station (Group F3) in this existing 1 storey building on this site. Building Review Branch Notes: Proposed work is limited to installation of steel stud, painting, electrical/mechanical demolition and rough in of surface mounted lighting and fire alarm devices. Refer to BP-2021-00569 for full scope of work, application documents, and drawings. | Norben Electric (2016) Ltd
EP-2022-05088 | 2022-06-17 | 888 TERMINAL AVENUE, Vancouver, BC V6A 0A9 | Electrical Permit | Commercial | Addition | Completed | Installation / Repair - Commercial - Installation of one 19.2KW single phase, 240 volt Level 2 EV charger, and one 50KW three phase, 480 volt Level 3 EV charger. Install one 208 volt, 50 amp receptacle in service area. | Can Tec Electric Serv Ltd.
EP-2022-02797 | 2022-04-06 | 900 TERMINAL AVENUE, Vancouver, BC V6A 4G4 | Electrical Permit | Commercial | NULL | Expired | Annual / Operating - ELECTRICAL MAINTENANCE THROUGHOUT STORE Valid: March 11, 2022 to March 10, 2023 EP-2021-02373: Expired (Annual / Operating) | Bridge Electric Corp
EP-2023-03344 | 2023-04-19 | 900 TERMINAL AVENUE, Vancouver, BC V6A 4G4 | Electrical Permit | Commercial | Renovation | Completed | Installation / Repair - Commercial - Bathrooms replacing T-bar ceilings with Drywall: Disconnect & Reconnect electrical devices. Install new LED lighting. | Grove Electric Ltd
EP-2023-03179 | 2023-04-13 | 900 TERMINAL AVENUE, Vancouver, BC V6A 4G4 | Electrical Permit | Commercial | NULL | Issued | Annual / Operating - Electrical maintenance throughout store Renewal of EP-2022-02797 Valid: March 11, 2023 to March 10, 2024 | Bridge Electric Corp
EP-2023-04679 | 2023-05-29 | 925 TERMINAL AVENUE, Vancouver, BC V6A 2M9 | Electrical Permit | Commercial | Renovation | Issued | Installation / Repair - Commercial - Service upgrade to 600Amps, 347/600V, 3phase, 4 wire service. Amend: June 27th, 2023 Not relating to the BP work description | ARC Electric Ltd
EP-2023-00815 | 2023-02-06 | 925 TERMINAL AVENUE, Vancouver, BC V6A 2M9 | Electrical Permit | Commercial | Renovation | Completed | Installation / Repair - Commercial - To upgrade main service to 600Amp, 600V, 3 phase/4 wire. To install new lighting, emergency lighting in warehouse spaces. -Distibution, and panel boards. -Transformer under 22kva. -Grounding and bonding. >BP: Alterations to the base building for future tenant improvements in this existing storage warehouse. Scope of work: - Demolish the partition walls and mezzanine for the existing office space - Install an electrical room in this existing storage warehouse - Install two new exterior doors and Pad Mount Transformer in the parking lot - Remove the fire door to the adjacent unit 875 Terminal Ave by installing a 2hr fire wall OK for field review per Adrian Cashato, April 5th, 2022 Note: Separate permits required to provide tenant improvements Energy Upgrade: E2 - Lighting - Upgrade to Local Control (per 9.4.1.1.(a) of ASHRAE 90.1-2016) Letters of Assurance rec'd: Schedule A & Schedule B Architect submitted as per Glen Stokes, AIBC, 604-633-1830 Schedule B Electrical submitted as per Mohamed Khan, 236-521-6901 Schedule B Mechanical & Plumbing submitted as per James Wroot,604-684-5995 Schedule B Plumbing submitted as per Taylor Webber, 604-546-0930 twebber@vdz.ca >>>>>>>Amend: May 26th - please see SPECIFIC LOCATION for the rest of the amendment information | ARC Electric Ltd
PP-2022-03057 | 2022-09-06 | 925 TERMINAL AVENUE, Vancouver, BC V6A 2M9 | Plumbing Permit | Commercial | Addition | Completed | Commercial - installing two new water meter to exisitng system for future ti >Alterations to the base building for future tenant improvements in this existing storage warehouse. Scope of work: - Demolish the partition walls and mezzanine for the existing office space - Install an electrical room in this existing storage warehouse - Install two new exterior doors and Pad Mount Transformer in the parking lot - Remove the fire door to the adjacent unit 875 Terminal Ave by installing a 2hr fire wall OK for field review per Adrian Cashato, April 5th, 2022 Note: Separate permits required to provide tenant improvements Energy Upgrade: E2 - Lighting - Upgrade to Local Control (per 9.4.1.1.(a) of ASHRAE 90.1-2016) Letters of Assurance rec'd: Schedule A & Schedule B Architect submitted as per Glen Stokes, AIBC, 604-633-1830 Schedule B Electrical submitted as per Mohamed Khan, 236-521-6901 Schedule B Mechanical & Plumbing submitted as per James Wroot,604-684-5995 Schedule B Plumbing submitted as per Taylor Webber, 604-546-0930 twebber@vdz.ca | Four Lakes Mechanical LTD
GP-2022-01395 | 2022-05-05 | 1243 THURLOW STREET, Vancouver, BC V6E 1X4 | Gas Permit | Commercial | Tenant Improvement | Completed | Commercial - RE & re of 2 gas dryers | Spears Sales & Service Ltd
GP-2023-00845 | 2023-03-09 | 1332 THURLOW STREET, Vancouver, BC V6E 1X6 | Gas Permit | Commercial | Tenant Improvement | Issued | Commercial - Cap 2 gas dryer lines. Customer is changing to electric | Spears Sales & Service Ltd
EP-2023-02044 | 2023-03-09 | 1380 THURLOW STREET, Vancouver, BC V6E 1X7 | Electrical Permit | Residential | New | Issued | Temporary Power - Residential - To provide temporary power. | Torro Electric Ltd
EP-2022-01611 | 2022-02-28 | 1380 THURLOW STREET, Vancouver, BC V6E 1X7 | Electrical Permit | Commercial | Renovation | Expired | Temporary Power - Commercial - To provide temporary power. To renew expired EP-2020-00092 VALID JAN 07/2021 TIL JAN 06/2022 | Torro Electric Ltd
EP-2022-00559 | 2022-02-25 | 1380 THURLOW STREET, Vancouver, BC V6E 1X7 | Electrical Permit | Residential | New | Issued | Installation / Repair - Residential - Electrical Wiring for a Fourplex >BP: Interior and exterior alterations to retain, to relocate the existing 3 storey + basement multiple dwelling building with 4 dwelling units by 2.53' to the southwest, to raise the main floor by 6", to install new foundation, and to stratify the lot Permit Amendment Nov 21, 2023 -"Please change Service Characteristics to 600V 70A 3 Ph 4 Wire" .******THIS PERMIT HAS BEEN ISSUED UNDER THE REQUIREMENTS OF VBBL 2014******** Building Review Branch Notes: - This is a Part 9 building. The proposed grade on south-west side of the lot must not be lowered any time not to trigger Part 3. - Building to be sprinklered to NFPA 13R. Bathrooms with unprotected opening located on the southwest side of the building shall be sprinklered as per VBBL 9.10.14.4.(7). - Geotechnical investigation is required during excavation. If unusual soil condition is found, a full geotechnical report is to be submitted to Project Coordinator. - All new windows and doors shall conform to AAMA/WDMA/CSA101/I.S.2/A440, NAFS. - Skylight shall conform to VBBL 9.6.1.4.(7). - Tactile warning sign shall be provided at the exterior stairs at the south corner of the lot as per VBBL 9.8.4.7. & 3.8.1.11. - The handrail in the middle of the front porch stairs separating the egress from Unit #1 & Unit #2 shall not be removed at any time. - Generic Alternative Solution is accepted for path for fire fighters as per VBBL 3.2.5.5.(3)(a). REVISION #1 (Jun 18, 2020): Related to M/A DP-2020-00026. Processed during the 2020 Pandemic. - Added a bedroom and changed interior layout of Unit #1. - Added a den and a fireplace, shifted SE ensuite window, and changed interior layout of Unit #2 THIS PERMIT HAS BEEN CONVERTED FROM PRISM | Torro Electric Ltd
GP-2022-03320 | 2022-10-27 | 6175 SHERBROOKE STREET, Vancouver, BC V5W 3N4 | Gas Permit | Residential | Tenant Improvement | Completed | Residential - replacing water heater | Coleman Heating Inc
EP-2022-01997 | 2022-03-16 | 6197 SHERBROOKE STREET, Vancouver, BC V5W 3N4 | Electrical Permit | Residential | Tenant Improvement | Completed | Installation / Repair - Residential - Existing service upgrade -Previous service size 100A 1ph 120/240V | VS Electric Ltd
GP-2022-01498 | 2022-05-13 | 6197 SHERBROOKE STREET, Vancouver, BC V5W 3N4 | Gas Permit | Residential | Renovation | Completed | Residential - Install of SUPREMEI25 GAS INSERT **Amend 01/06/2023** Adding another insert E301-S3 @ 33,000 BTU | BC Fireplace Service Inc
EP-2022-03016 | NULL | 4607 SOPHIA STREET, Vancouver, BC V5V 3W4 | Electrical Permit | Residential | Addition | Applicant Revisions | Installation / Repair - Residential - Install power for ECC receptacle. | Reliable Electrical Contracting Ltd
EP-2024-00035 | NULL | 1238 SEYMOUR STREET, Vancouver, BC V6B 6J3 | Electrical Permit | Residential | Addition | Application Incomplete | Installation / Repair - Residential - Install two 40 A EV charger at outside parking, pull 8/4 teck from the house panel which is located at the main electrical room. install two 40 amp breakers | LK Electrical LTD
PP-2022-01185 | 2022-04-13 | 1255 SEYMOUR STREET, Vancouver, BC V6B 0H1 | Plumbing Permit | Commercial | Renovation - Dwelling Unit(s) only | Completed | Commercial - Domestic Water Repipe of the a portion of the buildings hot water recirculation system DRAWINGS AND SCHED B UPLOADED | Brighter Mechanical Ltd
EP-2022-06535 | NULL | 1372 SEYMOUR STREET, Vancouver, BC | Electrical Permit | Residential | New | Application Incomplete | Installation / Repair - Residential - Electrical wiring (2pole 30amp 208volt) for a 3-Ton A/C split unit in the Elevator room on the roof. | Wolf Electric Ltd
GP-2022-03828 | 2022-12-02 | 7883 SHAUGHNESSY STREET, Vancouver, BC V6P 3X7 | Gas Permit | Residential | Tenant Improvement | Completed | Residential - Boiler Replacement | Wah Fai Plumbing & Heating Inc
GP-2022-00752 | 2022-03-11 | 7933 SHAUGHNESSY STREET, Vancouver, BC V6P 3X7 | Gas Permit | Residential | Renovation | Completed | Residential - Boiler replacement | Apple Plumbing & Heating Services
GP-2021-03785 | 2022-01-14 | 4826 SLOCAN STREET, Vancouver, BC V5R 2A3 | Gas Permit | Residential | Renovation | Completed | Residential - Removing existing old gas stove replacing with new gas stove | Jan Kolac
GP-2022-01710 | 2022-06-21 | 4838 SLOCAN STREET, Vancouver, BC V5R 2A3 | Gas Permit | Residential | Renovation | Completed | Residential - RE N RE - BOILER REPLACEMENT | CoStar Home Energy Ltd
GP-2023-00839 | 2023-03-09 | 4838 SLOCAN STREET, Vancouver, BC V5R 2A3 | Gas Permit | Residential | Renovation | Completed | Residential - Just remove one old fireplace and cap gas piping | KSS Mechanical Ltd
NULL | NULL | 4838 SLOCAN STREET, Vancouver, BC V5R 2A3 | Gas Permit | Residential | Renovation | Withdrawn | Residential - Inspector wants a permit for cap the fireplace gas pipe original the gas is caped from the original gas piping company | KSS Mechanical Ltd
PP-2023-01750 | 2023-05-17 | 4184 SLOCAN STREET, Vancouver, BC V5R 1Z3 | Plumbing Permit | Residential | New | Issued | Residential - 2FD - sump and underground | GNA Contracting Ltd
EP-2022-08853 | 2022-10-18 | 4184 SLOCAN STREET, Vancouver, BC V5R 1Z3 | Electrical Permit | Residential | New | Expired | Temporary Power - Residential - To provide temporary power. | Bindi Electrical Services Ltd
EP-2023-10262 | 2023-11-14 | 90 SKEENA STREET, Vancouver, BC V5K 4N7 | Electrical Permit | Residential | Renovation | Completed | Installation / Repair - Residential - repair to damaged service mast | Bordignon Electrical Services Ltd
PP-2022-04013 | 2022-11-10 | 3060 ST. CATHERINES STREET, Vancouver, BC V5T 3Z1 | Plumbing Permit | Residential | Renovation | Completed | Residential - relocation of fixtures >>BP: Exterior and Interior alterations to provide improvements to this existing 1 family dwelling on this site. Scope of work includes interior renovation, adding folding doors to back deck, adding parking pad and EV charger at the rear. | Plumbhartt Plumbing and Heating Ltd
GP-2022-03904 | 2022-12-08 | 3060 ST. CATHERINES STREET, Vancouver, BC V5T 3Z1 | Gas Permit | Residential | Renovation | Completed | Residential - relocating tankless on demand >BP: Exterior and Interior alterations to provide improvements to this existing 1 family dwelling on this site. Scope of work includes interior renovation, adding folding doors to back deck, adding parking pad and EV charger at the rear. | Neptune Plumbing & Heating Ltd
EP-2022-06886 | 2022-11-03 | 3060 ST. CATHERINES STREET, Vancouver, BC V5T 3Z1 | Electrical Permit | Residential | Renovation | Completed | Installation / Repair - Residential - Kitchen renovation, upstairs bathroom renovation (moving of fixtures,adding heated floor), kitchen renovation (new circuits to accommodate new appliances, addition of island, addition or pot lights). Basement laundry,bathroom, bedroom renovation . Adding 240v heated floor in bathroom and bedroom. Relocating laundry appliances. Pot lights in basement. (CF-2022-009734) >BP: Exterior and Interior alterations to provide improvements to this existing 1 family dwelling on this site. Scope of work includes interior renovation, adding folding doors to back deck, adding parking pad and EV charger at the rear. Letters of assurance submitted: Sch B (Struct): Kosta Marcakis, P.Eng., 604.254.0868 Ok for field review as per Kirat Kang - September 1, 2022 Amend: Nov 22, 2022 Delete of 240v range location, change to gas to allow for EV charger (32A max load /40amp breaker) 100amp panel change needed due to size and age of panel. Service is not being affected. Existing 120v/240v 100amp service. | Western Summit Electric Ltd
MP-2023-01542 | 2023-08-23 | 3555 ST. CATHERINES STREET, Vancouver, BC V5V 4K9 | Mechanical Permit | NULL | NULL | Completed | NULL | Reliance Comfort Limited Partnership
EP-2023-07644 | 2023-08-29 | 3555 ST. CATHERINES STREET, Vancouver, BC V5V 4K9 | Electrical Permit | Residential | Addition | Completed | Installation / Repair - Residential - HEAT PUMP INSTALL -reference: MP-2023-01542 | Reliance Comfort Limited Partnership
GP-2022-00908 | 2022-03-23 | 3676 ST. CATHERINES STREET, Vancouver, BC V5V 4L1 | Gas Permit | Residential | Renovation | Completed | Residential - - Removal of exisiting HWT - Supply and installed (1) instantaneous water heater @ 240mbh - Supply and install flue/combustion vent to sidewall | NORTHERN COMFORT SOLUTIONS LTD
EP-2023-10850 | 2023-12-05 | 4041 ST. CATHERINES STREET, Vancouver, BC V5V 4L7 | Electrical Permit | Residential | New | Issued | Temporary Power - Residential - To provide temporary power. NOTE: Work authorized by this permit is for placement of a temporary power pole only and does not authorize any site construction and/or excavation. A separate Building Permit will be required prior to commencement of any other work on this site. | G G S ELECTRICAL LTD
PP-2024-00064 | 2024-01-09 | 4219 ST. CATHERINES STREET, Vancouver, BC V5V 4M2 | Plumbing Permit | Residential | New | Issued | Residential - new sfd >BP: To construct a 2 storey single detached house with a secondary suite located in the basement with a attached garage providing 1 parking space, having vehicular access from St Catherine Street. | One Stop Mechanical Ltd
MP-2024-00087 | 2024-01-20 | 4219 ST. CATHERINES STREET, Vancouver, BC V5V 4M2 | Mechanical Permit | NULL | NULL | Issued | NULL | One Stop Mechanical Ltd
PP-2023-04035 | 2023-11-16 | 4219 ST. CATHERINES STREET, Vancouver, BC V5V 4M2 | Plumbing Permit | Residential | New | Issued | Residential - 1FD+SS - #1 & #2 - TWO OUT SIDE SUMPS WITH OUT PUMP | JVT EXCAVATING & DEMOLITION LTD
EP-2023-03021 | 2023-04-05 | 4219 ST. CATHERINES STREET, Vancouver, BC V5V 4M2 | Electrical Permit | Residential | New | Issued | Temporary Power - Residential - To provide temporary power. | E G ELECTRICAL LTD.
GP-2023-00726 | 2023-03-01 | 6790 TISDALL STREET, Vancouver, BC V6P 3M7 | Gas Permit | Residential | Tenant Improvement | Completed | Residential - Re and Re the furnace | Moore & Russell Heating Ltd
MP-2023-00217 | 2023-02-16 | 6868 TISDALL STREET, Vancouver, BC V6P 3M7 | Mechanical Permit | NULL | NULL | Issued | NULL | AKAL Plumbing & Heating Ltd
SP-2023-00673 | 2023-04-17 | 6868 TISDALL STREET, Vancouver, BC V6P 3M7 | Sprinkler Permit | Residential | New | Issued | Residential - 1FD - #1 - installation of a new fire sprinkler system >DB: To construct a 2 storey + cellar one-family dwelling sprinklered to NFPA 13D, with 1 enclosed parking spot and 1 surface parking at the rear providing a total of 2 parking spaces, having vehicular access from the lane. Note: This is a 2 storey building pursuant to the Zoning and Development By-Law 1- Covenant registered at the Land Title Office under CA9977455 2- No strata titling permitted 3- Bar/Sink proposed in Cellar 4- A/C unit proposed in the rear yard and main floor 8- The entire building, INCLUDING THE ATTACHED GARAGE (if applicable), to be sprinklered to NFPA 13D. | CENTRE LINE FIRE SPRINKLERS LTD
EP-2023-04090 | 2023-05-10 | 6868 TISDALL STREET, Vancouver, BC V6P 3M7 | Electrical Permit | Residential | New | Issued | Installation / Repair - Residential - Extra Low Voltage. Data, Voice, TV Cable, Security Camera, Alarm Prewire, Door Bell, Central Vacuum, Home Audio. >BP: To construct a 2 storey + cellar one-family dwelling ($1,107,500) sprinklered to NFPA 13D, with 1 enclosed parking spot and 1 surface parking at the rear providing a total of 2 parking spaces, having vehicular access from the lane. Note: This is a 2 storey building pursuant to the Zoning and Development By-Law 1- Covenant registered at the Land Title Office under CA9977455 2- No strata titling permitted 3- Bar/Sink proposed in Cellar 4- A/C unit proposed in the rear yard East elevation. 5- Schedule B: JASON HUI P.Eng - (778-319-3403) Geotechnical 6- Schedule B: MA KE JIAN P.Eng - (604-599-8890) Structural 7. Schedule B ******************** Structural Trusses Only PENDING 8- HPO: Residential Builder - Jia Xing Construction Ltd. 9- The entire building, INCLUDING THE ATTACHED GARAGE (if applicable), to be sprinklered to NFPA 13D. ******THIS PERMIT HAS BEEN ISSUED UNDER THE REQUIREMENTS OF VBBL #12511 (2019)****** | SECUTECH DEVELOPMENT LTD.
GP-2023-01784 | 2023-06-12 | 6868 TISDALL STREET, Vancouver, BC V6P 3M7 | Gas Permit | Residential | New | Issued | Residential - 1 Range, 1 Boiler, 1 BBQ & 1 Fireplace >BP: To construct a 2 storey + cellar one-family dwelling | AKAL Plumbing & Heating Ltd
GP-2023-01910 | 2023-06-26 | 6868 TISDALL STREET, Vancouver, BC V6P 3M7 | Gas Permit | Residential | New | Issued | Residential - 1 gas fireplace vent and connect only >BP: To construct a 2 storey + cellar one-family dwelling | The LM Fireplace Warehouse Ltd.
EP-2022-06390 | 2022-08-03 | 6868 TISDALL STREET, Vancouver, BC V6P 3M7 | Electrical Permit | Residential | New | Issued | Installation / Repair - Residential - Install a consumer’s service, wiring the house, connecting and finishing. >BP: To construct a 2 storey + cellar one-family dwelling ($1,107,500) sprinklered to NFPA 13D, with 1 enclosed parking spot and 1 surface parking at the rear providing a total of 2 parking spaces, having vehicular access from the lane. Note: This is a 2 storey building pursuant to the Zoning and Development By-Law 1- Covenant registered at the Land Title Office under CA9977455 2- No strata titling permitted 3- Bar/Sink proposed in Cellar 4- A/C unit proposed in the rear yard and main floor 5- Schedule B: JASON HUI P.Eng - (778-319-3403) Geotechnical 6- Schedule B: MA KE JIAN P.Eng - (604-599-8890) Structural 7- HPO: Residential Builder - Jia Xing Construction Ltd. 8- The entire building, INCLUDING THE ATTACHED GARAGE (if applicable), to be sprinklered to NFPA 13D. ******THIS PERMIT HAS BEEN ISSUED UNDER THE REQUIREMENTS OF VBBL #12511 (2019)****** | Cand Electric Limited
PP-2022-02183 | 2022-06-21 | 6868 TISDALL STREET, Vancouver, BC V6P 3M7 | Plumbing Permit | Residential | New | Issued | Residential - Two Sump No Pump ** Amend 09/22/2022** Three (3) outside pumps. Two (2) with pump and one (1) without pump. See engineer letter attached. | Canadian Excavating Ltd
PP-2022-04374 | 2022-12-08 | 6868 TISDALL STREET, Vancouver, BC V6P 3M7 | Plumbing Permit | Residential | New | Issued | Residential - Single Family Home W/ 29 Fixtures >BP: To construct a 2 story + cellar one-family dwelling sprinklered to NFPA 13D, with 1 enclosed parking spot and 1 surface parking at the rear providing a total of 2 parking spaces, having vehicular access from the lane. Note: This is a 2 storey building pursuant to the Zoning and Development By-Law 1- Covenant registered at the Land Title Office under CA9977455 2- No strata titling permitted 3- Bar/Sink proposed in Cellar 4- A/C unit proposed in the rear yard and main floor 5- Schedule B: JASON HUI P.Eng - (778-319-3403) Geotechnical 6- Schedule B: MA KE JIAN P.Eng - (604-599-8890) Structural 7- HPO: Residential Builder - Jia Xing Construction Ltd. 8- The entire building, INCLUDING THE ATTACHED GARAGE (if applicable), to be sprinklered to NFPA 13D. ******THIS PERMIT HAS BEEN ISSUED UNDER THE REQUIREMENTS OF VBBL #12511 (2019)****** | AKAL Plumbing & Heating Ltd
EP-2022-05248 | 2022-06-20 | 6868 TISDALL STREET, Vancouver, BC V6P 3M7 | Electrical Permit | Residential | New | Expired | Temporary Power - Residential - To provide temporary power. | Cand Electric Limited
EP-2022-02144 | 2022-03-21 | 3550 SW MARINE DRIVE, Vancouver, BC V6N 3Z2 | Electrical Permit | Residential | Tenant Improvement | Completed | Installation / Repair - Residential - upgrade the electrical service from 100A 120/240 V to 200A 120/240 V , single phase 3 wire install the new panel and re-connect existing circuits to new service | SNG Electric Ltd
EP-2023-01898 | 2023-03-08 | 3675 SW MARINE DRIVE, Vancouver, BC V6N 3Z3 | Electrical Permit | Residential | Renovation | Issued | Installation / Repair - Residential - Safety check for home that had power disconnected due to a house fire. Decommission circuits off of panel until repairs are made. Add dedicated temp plugs for restoration crews. -No change to the service. Just temporarily removing circuits off the panel while the restorations take place. | Bryan Fajkovic
GP-2023-02601 | 2023-09-06 | 3788 SW MARINE DRIVE, Vancouver, BC V6N 3Z5 | Gas Permit | Residential | Addition | Completed | Residential - RE & RE HOT WATER TANK | B C Furnace Service Ltd
EP-2023-10431 | 2023-11-20 | 3812 SW MARINE DRIVE, Vancouver, BC V6N 3Z8 | Electrical Permit | Residential | Renovation | Issued | Installation / Repair - Residential - Install new 200a service mast, meter base and feeder to existing panel install new ground plate Install 100A Sub panel in garage | Terradyne Electrical Services Inc
NULL | NULL | 3812 SW MARINE DRIVE, Vancouver, BC V6N 3Z8 | Gas Permit | Residential | Renovation | Draft | Residential - furnace & hot water tank replacement | NULL
GP-2022-02387 | 2022-08-29 | 3812 SW MARINE DRIVE, Vancouver, BC V6N 3Z8 | Gas Permit | Residential | Renovation - Dwelling Unit(s) only | Completed | Residential - FURNACE & HOT WATER TANK | Hruska Muncy Mechanical & Consulting Inc
PP-2023-01317 | 2023-04-17 | 3843 SW MARINE DRIVE, Vancouver, BC V6N 3Z7 | Plumbing Permit | Residential | Renovation | Completed | Residential - 1FD - install one outside sump without pump >Amend: May 26th -Add 30m piping for rain water leaders please | Octiscapes Site Services Ltd
EP-2023-02652 | 2023-04-06 | 3843 SW MARINE DRIVE, Vancouver, BC V6N 3Z7 | Electrical Permit | Residential | Renovation | Completed | Installation / Repair - Residential - Move existing power to laneway house, service 200 amp main, 100 amp main house, 100 amp laneway | O J ELECTRIC LTD
EP-2023-08597 | 2023-09-25 | 3843 SW MARINE DRIVE, Vancouver, BC V6N 3Z7 | Electrical Permit | Residential | Renovation - Dwelling Unit(s) only | Issued | Installation / Repair - Residential - Replace electrical sub panel and install dedicated branch circuits for dishwasher, fridge and counter receptacles. >Permit Amendment Oct 06, 2023 -"Delete Knob and Tube wiring and refeed with new wiring" | Terradyne Electrical Services Inc
GP-2023-00791 | 2023-03-06 | 8079 SHAUGHNESSY STREET, Vancouver, BC V6P 3X9 | Gas Permit | Residential | Renovation | Issued | Residential - Decommission and remove old furnace and install new furnace. | Ashton Service Group/Ashton Mechanical Ltd.
GP-2022-01323 | 2022-04-28 | 8108 SHAUGHNESSY STREET, Vancouver, BC V6P 3X8 | Gas Permit | Residential | Renovation | Completed | Residential - re re tankless | Thomson Industries Ltd
PP-2022-04443 | 2022-12-13 | 8206 SHAUGHNESSY STREET, Vancouver, BC V6P 3X8 | Plumbing Permit | Residential | Renovation | Completed | Residential - Installation of one laundry box Installation of two in floor heating zones >BP: Interior alterations to convert approx. 402 sq.ft. of crawl space to habitable space in the cellar of this existing One Family Dwelling. Scope of work includes: new interior partition wall, re&re washroom fixtures, new millwork/flooring, potlights | RJS Plumbing & Heating Inc
SP-2022-01997 | 2022-11-30 | 8206 SHAUGHNESSY STREET, Vancouver, BC V6P 3X8 | Sprinkler Permit | Residential | Renovation | Completed | Residential - adding sprinklers to existing system >BP: Interior alterations to convert approx. 402 sq.ft. of crawl space to habitable space in the cellar of this existing One Family Dwelling. Scope of work includes: new interior partition wall, re&re washroom fixtures, new millwork/flooring, potlights | Fire Busters Inc
EP-2022-09771 | 2022-11-22 | 8206 SHAUGHNESSY STREET, Vancouver, BC V6P 3X8 | Electrical Permit | Residential | Renovation | Completed | Installation / Repair - Residential - Relocate power for washer/dryer, Relocate stove recep, lights and plugs in new area. >BP: Interior alterations to convert approx. 402 sq.ft. of crawl space to habitable space in the cellar of this existing One Family Dwelling. Scope of work includes: new interior partition wall, re&re washroom fixtures, new millwork/flooring, potlights NOTE: Revised structural comfort letter will be required upon excavation and confirmation of existing footing size. Engineer's sign off will be required and additional structural drawings may be required prior to commencing any structural work. A revision to this permit will be required Structural/Geotechnical Schedule B - Jianli Guo - 604-518-1098 A sprinkler permit is required Ok for SIPs per J.Zhang | Bright West Electric Ltd
GP-2022-00152 | 2022-01-18 | 8568 SELKIRK STREET, Vancouver, BC V6P 4H9 | Gas Permit | Residential | Tenant Improvement | Completed | Residential - Installing 2 hot water tanks. | Gandy Installations Ltd
EP-2023-03667 | 2023-04-28 | 629 SKEENA STREET, Vancouver, BC V5K 4P3 | Electrical Permit | Residential | Renovation | Completed | Installation / Repair - Residential - 200A BC Hydro Service Upgrade - new private pole on rear corner of the lot with Hydro meter mounted on pole. This is for a permanent 200A Service upgrade, the private power pole is being installed to meet BC Hydro requirements as only a midspan drop is available from BC Hydro without aerial trespass, and max mid span drop for 200A is 10m, but our drop will be longer than 10m; so per BC Hydro we must provide a private pole. | Fowlstone Electric Ltd
EP-2023-10641 | 2023-12-06 | 4305 ST. CATHERINES STREET, Vancouver, BC V5V 4M4 | Electrical Permit | Residential | Renovation | Issued | Installation / Repair - Residential - ¦ 1FD- 200A SERVICE UPGRADE ¦ Service upgrade from 100amps to 200amp. | Brennan M Wauters
EP-2023-11002 | 2023-12-08 | 4315 ST. CATHERINES STREET, Vancouver, BC V5V 4M4 | Electrical Permit | Residential | New | Issued | Installation / Repair - Residential - Full new house wiring with detached garage. Heat pump and EV plug provisions. No suite or LWH. Appliance circuits and fixtures & fittings. 200A overhead service from garage. To construct a 2 storey + basement single detached house with a detached accessory building (garage) , at the rear providing 2 parking spaces, having vehicular access from the lane. 1. No Strata Titling permitted 2. Heat Pump proposed – Exterior component located in rear yard 3. Schedule B: (Ke Jian, Ma) P.Eng (604.599.8890) Struct. & Geo. 4. HPO: Residential Builder- Black Thumb Contracting Ltd - #37681 | F & S Electrical Ltd
PP-2023-03364 | 2023-09-20 | 4315 ST. CATHERINES STREET, Vancouver, BC V5V 4M4 | Plumbing Permit | Residential | New | Issued | Residential - 1FD - Supply and install ABS drainage, waste, and venting to accommodate all fixtures -Supply and install two cast iron stacks for noise reduction -Supply and install separate system for basement underground due to fixture restriction elevation limit -Supply and install new PEX pipe to accommodate all fixtures -Supply and install recirculation pipe to kitchen and primary bathroom -Insulate hot water supply and recirculation pipes -Supply and install recirculation pump and check valves in mechanical room -Supply and install brasscraft shut offs for each fixture -Install tubs, showers, valves -Supply and install main water shut off, check valve, Caleffi PRV with gauge, clothes washer box and specialty Aquor exterior hose bibs -Install fixtures, trims and faucets for completion and occupancy -Test plumbing systems and coordinate inspections for DWV static test, waterpipe pressure test and final inspection >DB: To construct a 2 storey + basement single detached house with a detached accessory building (garage), at the rear providing 2 parking spaces, having vehicular access from the lane. 1. No Strata Titling permitted 2. Heat Pump proposed – Exterior component located in rear yard ***This permit is issued under the VBBL 2019, with updated energy requirements as per bylaw # 12997 effective Jan 01, 2022.*** AMEND: SEPT 29/2023 Indoor sanitary sump needs to be added | DISPATCH PLUMBING INC
PP-2023-02429 | 2023-08-08 | 4315 ST. CATHERINES STREET, Vancouver, BC V5V 4M4 | Plumbing Permit | Residential | New | Issued | Residential - sumps | J & R Excavation & Demolition Ltd.
EP-2023-03924 | 2023-05-04 | 4315 ST. CATHERINES STREET, Vancouver, BC V5V 4M4 | Electrical Permit | Residential | New | Issued | Temporary Power - Residential - To provide temporary power. | F & S Electrical Ltd
NULL | NULL | 4334 ST. CATHERINES STREET, Vancouver, BC V5V 4M3 | Mechanical Permit | NULL | NULL | Draft | NULL | Nova Heating & Sheet Metal (2013) Ltd
NULL | NULL | 4334 ST. CATHERINES STREET, Vancouver, BC V5V 4M3 | Mechanical Permit | NULL | NULL | Draft | NULL | NULL
EP-2023-08010 | 2023-10-03 | 4334 ST. CATHERINES STREET, Vancouver, BC V5V 4M3 | Electrical Permit | Residential | Renovation | Issued | Installation / Repair - Residential - ¦ 1FD- 200A SERVICE UPGRADE ¦ Upgrade to 200A service. Overhead to meter on private power pole in laneway. Then underground to panel in garage. -Previous service is 100amp overhead to the house from the hydro pole -new outdoor ac unit is being added. 30amp unit >BP: Exterior alterations to this existing one family dwelling on this site. Scope of work includes: 1) Exterior alterations to remove existing vinyl siding and replace with hardie plank board. 2) Remove and replace windows with new energy efficient windows. | Delbrook Electric Ltd
MP-2023-01826 | 2023-10-12 | 4334 ST. CATHERINES STREET, Vancouver, BC V5V 4M3 | Mechanical Permit | NULL | NULL | Issued | NULL | Nova Heating & Sheet Metal (2013) Ltd
GP-2022-02589 | 2022-08-30 | 4348 ST. CATHERINES STREET, Vancouver, BC V5V 4M3 | Gas Permit | Residential | Addition | Completed | Residential - Re and re hwt | Christopher Sterling
EP-2022-01758 | 2022-03-16 | 4383 ST. CATHERINES STREET, Vancouver, BC V5V 4M4 | Electrical Permit | Residential | New | Issued | Installation / Repair - Residential - ROUGH IN WIRING AND FINISHING >BP: To construct a 2 storey laneway house building ($150,000) with an attached garage providing 1 parking space having vehicular access from the lane. Note: This is a 1 1/2 storey building pursuant to the Zoning & Development By-law 1. Covenant registered at the Land Title Office under BB3014705 2. No Strata Titling permitted 3. No A/C unit proposed 4. B1/B2. O. Wegner P.Eng (604.579.0110) Structural 5. HPO -Owner Builder ******THIS PERMIT HAS BEEN ISSUED UNDER THE REQUIREMENTS OF VBBL 2007 AND THE GREEN HOMES PROGRAM****** Note: See DB441347 for Building 1 (principal bldg) addressed 4387 St. Catherines. Address has been assigned per the approved plans as the fire/emergency access to the laneway house is from the north side. This access must be provided & maintained at all times in accordance with the Building By-law | Kevin Francis Wong
EP-2023-01341 | 2023-02-16 | 4635 ST. CATHERINES STREET, Vancouver, BC V5V 4M6 | Electrical Permit | Residential | Renovation | Completed | Installation / Repair - Residential - 200 amp service upgrade | David Chifan
EP-2022-01782 | 2022-03-07 | 4691 ST. CATHERINES STREET, Vancouver, BC V5V 4M6 | Electrical Permit | Residential | Tenant Improvement | Completed | Installation / Repair - Residential - -Installation and Commissioning of Electrum AW32 Charger (EVSE) -1x Quad 15/40-40/15 Amp Breaker will be installed in House Panel -EVSE will be installed inside the garage (left side - face in) -One circuit will be pulled to EVSE location using PVC conduit / Teck Cable - #8AWG -Electrum AW32 Charger to provide 7.68kW to Volvo XC40 | Trudel, Daniel, DBA: Electrum Charging Solutions Inc.
EP-2023-09258 | 2023-11-22 | 4751 ST. CATHERINES STREET, Vancouver, BC V5V 4M8 | Electrical Permit | Residential | Renovation | Issued | Installation / Repair - Residential - Adding pot lights, sub panel for the new laundry and air conditioner, re/re old plugs and switches. Related to CF-2023-008348 *MP-2023-02001: Issued (Heating and Cooling) >BP: Interior alterations to provide improvements to this single detached house on this site. OK for Field Review per W.Wong Install interconnected, hardwired, 120 volt smoke alarms with battery back-up and silencing feature, in each sleeping unit and in hallways serving sleeping units on each story. Install Carbon Monoxide Alarm. | Walia Electrical Ltd
PP-2023-03701 | 2023-10-23 | 4751 ST. CATHERINES STREET, Vancouver, BC V5V 4M8 | Plumbing Permit | Residential | Renovation | Issued | Residential - Removal and replacement of fixtures and addition of a laundry fixture Case File CF-2023-008348 >BP: Interior alterations to provide improvements to this single detached house on this site. Oct 26/2023-AMEND Basement level- one basin, one clothes washer Main floor - two toilets two basins one tub, one shower | JMG Mechanical Ltd
GP-2023-03515 | 2023-11-17 | 4751 ST. CATHERINES STREET, Vancouver, BC V5V 4M8 | Gas Permit | Residential | Renovation | Issued | Residential - 2 new gas connections to be added and one gas connection have to change location. For fire place 1-gas range 1 bar-b-q >BP: Interior alterations to provide improvements to this single detached house on this site. (Case File CF-2023-008348) | Profix Mechanical Ltd
MP-2023-02001 | 2023-11-08 | 4751 ST. CATHERINES STREET, Vancouver, BC V5V 4M8 | Mechanical Permit | NULL | NULL | Issued | NULL | Profix Mechanical Ltd
EP-2022-05053 | 2022-06-15 | 4850 ST. CATHERINES STREET, Vancouver, BC V5V 4M7 | Electrical Permit | Commercial | Tenant Improvement | Completed | Installation / Repair - Commercial - Electrical demolition and install kiosk for Grays Park AMEND: FEB 22/2023 Remove existing 100A, 1 phase, 3 wire, 240 volt Service from kiosk to be demo'd. Re-install new 100A, 1 phase, 3 wire, 240 volt Service for newly built kiosk. Overhead connection. Service Conductor: #3 AMEND: MAR 2/2023 SERVICE WILL BE REQUIRED. SERVICE CONNECTION DECLARATION UPLOADED. | Sasco Contractors Ltd
GP-2022-00705 | 2022-03-04 | 4994 ST. CATHERINES STREET, Vancouver, BC V5W 3E8 | Gas Permit | Residential | Addition | Completed | Residential - TO INSTALL 1 FURNACE AND 1 TANKLESS WATER HEATER | BC Care Heating Services Ltd
NULL | NULL | 4995 ST. CATHERINES STREET, Vancouver, BC V5W 3E9 | Electrical Permit | Residential | New | Withdrawn | Installation / Repair - Residential - Installation of electrical system on new single family home and garage in which the homeowner will reside. There is no secondary suite. Work to be completed by homeowner builder. | NULL
PP-2022-01179 | 2022-04-07 | 4995 ST. CATHERINES STREET, Vancouver, BC V5W 3E9 | Plumbing Permit | Residential | New | Completed | Residential - 1FD - new construction plumbing, heating & gas To construct a 2.5 storey one-family with a detached accessory building (garage), at the rear providing 1 parking space, having vehicular access from the lane. 1. A/C proposed – Exterior component located in rear yard, Interior component located on each floor AMEND: APR 14/2022 Add hand sink & floor for the garage to exist perm | High End Plumbing & Heating Ltd
GP-2022-01078 | 2022-04-07 | 4995 ST. CATHERINES STREET, Vancouver, BC V5W 3E9 | Gas Permit | Residential | New | Completed | Residential - new gas line rough in To construct a 2.5 storey one-family with a detached accessory building (garage), at the rear providing 1 parking space, having vehicular access from the lane. | High End Plumbing & Heating Ltd
EP-2022-03200 | 2022-04-25 | 4995 ST. CATHERINES STREET, Vancouver, BC V5W 3E9 | Electrical Permit | Residential | New | Issued | Installation / Repair - Residential - Residential New Construction >BP: To construct a 2.5 storey one-family ($650,000.00) with a detached accessory building (garage), at the rear providing 1 parking space, having vehicular access from the lane. 1. A/C proposed – Exterior component located in rear yard, Interior component located on each floor 2. Schedule A: (RANDY BENS) Architect, AIBC (604-540-5102) 3. Schedule B: (RANDY BENS) Architect, AIBC (604-540-5102) Architectural 4. Schedule B: (TIM LAM) P.Eng (604-255-7670) Structural & Geotechnical 5. HPO: (Owner Builder) Note: This is a 2.5 storey building pursuant to the Zoning and Development By-Law Address Information: Principal Dwelling: 4995 St. Catherines St. Addresses have been assigned per the approved plans, access to the main unit is from the East. This access must be provided & maintained at all times and the building addresses posted to be visible from the street in accordance with the Building By-law. **THIS PERMIT HAS BEEN ISSUED UNDER THE REQUIREMENTS OF VBBL #12511 (2019)** | Valence Electrical Inc
PP-2022-01529 | 2022-05-05 | 4995 ST. CATHERINES STREET, Vancouver, BC V5W 3E9 | Plumbing Permit | Residential | New | Completed | Residential - sump >BP: To construct a 2.5 storey one-family ($650,000.00) with a detached accessory building (garage), at the rear providing 1 parking space, having vehicular access from the lane. 1. A/C proposed – Exterior component located in rear yard, Interior component located on each floor 2. Schedule A: (RANDY BENS) Architect, AIBC (604-540-5102) 3. Schedule B: (RANDY BENS) Architect, AIBC (604-540-5102) Architectural 4. Schedule B: (TIM LAM) P.Eng (604-255-7670) Structural & Geotechnical 5. HPO: (Owner Builder) Note: This is a 2.5 storey building pursuant to the Zoning and Development By-Law Address Information: Principal Dwelling: 4995 St. Catherines St. Addresses have been assigned per the approved plans, access to the main unit is from the East. This access must be provided & maintained at all times and the building addresses posted to be visible from the street in accordance with the Building By-law. **THIS PERMIT HAS BEEN ISSUED UNDER THE REQUIREMENTS OF VBBL #12511 (2019)** | NULL
NULL | NULL | 4995 ST. CATHERINES STREET, Vancouver, BC V5W 3E9 | Electrical Permit | Residential | New | Draft | Temporary Power - Residential - To provide temporary power. | G G S ELECTRICAL LTD
MP-2022-00061 | 2022-07-30 | 4995 ST. CATHERINES STREET, Vancouver, BC V5W 3E9 | Mechanical Permit | NULL | NULL | Completed | NULL | High End Plumbing & Heating Ltd
SP-2022-01635 | 2022-10-06 | 4995 ST. CATHERINES STREET, Vancouver, BC V5W 3E9 | Sprinkler Permit | Residential | New | Completed | Residential - New sprinkler system in house on crawl space >DB: To construct a 2.5 storey one-family with a detached accessory building (garage), at the rear providing 1 parking space, having vehicular access from the lane. 1. A/C proposed – Exterior component located in rear yard, Interior component located on each floor | Major Fire Protection Ltd
EP-2022-03012 | 2022-04-13 | 2740 TRINITY STREET, Vancouver, BC V5K 1E7 | Electrical Permit | Residential | Tenant Improvement | Issued | Installation / Repair - Residential - 200 amp service upgrade plus basement wiring and clean up electrical wiring scope of work: add secondary suite to basement minor interior renovations to main and basement. addition of second floor | Alert Electric Ltd
PP-2022-01067 | 2022-03-30 | 2740 TRINITY STREET, Vancouver, BC V5K 1E7 | Plumbing Permit | Residential | Renovation | Issued | Residential - renovate and add new fixtures to home Building Permit for DP-2021-00455 Interior/exterior alterations to this one family dwelling with secondary suite scope of work: add secondary suite to basement minor interior renovations to main and basement. addition of second floor | False Creek Plumbing Inc
SP-2022-01002 | 2022-06-21 | 2740 TRINITY STREET, Vancouver, BC V5K 1E7 | Sprinkler Permit | Residential | Addition | Issued | Residential - Installation of new fire sprinkler system >Building Permit for DP-2021-00455 Interior/exterior alterations to this one family dwelling with secondary suite scope of work: add secondary suite to basement minor interior renovations to main and basement. addition of second floor | Fire Busters Inc
EP-2024-00236 | 2024-01-16 | 2768 TRINITY STREET, Vancouver, BC V5K 1E7 | Electrical Permit | Residential | Renovation - Dwelling Unit(s) only | Issued | Installation / Repair - Residential - Kitchen Renovation *New 20A Kitchen Counter Receptacle Circuit *Relocate 15A Receptacles from Mud-room *Change 7 6" fixtures to LED *Rewire Mudroom Switching *Add Undercabinet Lighting *Re&Re Appliances (i.e. disconnect/reconnect hoodfan & dishwasher) | TCA Industries Ltd
GP-2023-01551 | 2023-05-15 | 3907 TUPPER STREET, Vancouver, BC V5Z 3C1 | Gas Permit | Residential | Renovation | Completed | Residential - Installation of 1 gas fireplace - venting and hook up only | Urban Fireplaces Ltd
GP-2023-02646 | 2023-09-10 | 3961 TUPPER STREET, Vancouver, BC V5Z 3C1 | Gas Permit | Residential | Renovation | Completed | Residential - 40 Gallon hot water tank Re and Re | Airlink Heating and Plumbing Ltd
PP-2022-01246 | 2022-04-12 | 5947 SHERBROOKE STREET, Vancouver, BC V5W 3N3 | Plumbing Permit | Residential | New | Completed | Residential - 2FD+2SS - NORTH UNIT - 5947 SHERBROKE ST - #1 & #2 SOUTH UNIT - 5947 SHERBROKE ST - #1 & #2 Plumbing of a duplex house To construct a 2 storey two-family dwelling with (2) secondary suites located in the Basement with a detached accessory building (garage) and 2 open parking at the rear providing 4 parking spaces, having vehicular access from the lane. 1. Covenant registered at the Land Title Office under CA9488995 2. A/C proposed – Exterior components located in Rear Yard, Interior components located on Second Floor >>>>>>Amend: Dec. 14th -Add 2 auto washers to the main floor of the permit. | Karan Plumbing & Heating Ltd
EP-2022-03390 | 2022-05-04 | 5947 SHERBROOKE STREET, Vancouver, BC V5W 3N3 | Electrical Permit | Residential | New | Completed | Installation / Repair - Residential - Duplex house with secondary suites electrical wiring and finishing with 200 amp overhead service >BP: To construct a 2 storey two-family dwelling with (2) secondary suites located in the Basement ($1,073,000.00) with a detached accessory building (garage) and 2 open parking at the rear providing 4 parking spaces, having vehicular access from the lane. 1. Covenant registered at the Land Title Office under CA9488995 2. A/C proposed – Exterior components located in Rear Yard, Interior components located on Second Floor 3. Schedule B: (SHAHIDUL ALAM) P.Eng (604-6537475) Structural 4. Schedule B: (PAULLUS K F YOUNG) P.Eng (604-841-7748) Geotechnical 5. HPO: Residential Builder- (AVTAR ENTERPRISES LTD) | Anmol Electric Ltd.
GP-2022-01616 | 2022-05-27 | 5947 SHERBROOKE STREET, Vancouver, BC V5W 3N3 | Gas Permit | Residential | New | Completed | Residential - Gas piping of a duplex house >BP: To construct a 2 storey two-family dwelling with (2) secondary suites located in the Basement ($1,073,000.00) with a detached accessory building (garage) and 2 open parking at the rear providing 4 parking spaces, having vehicular access from the lane. 1. Covenant registered at the Land Title Office under CA9488995 2. A/C proposed – Exterior components located in Rear Yard, Interior components located on Second Floor 3. Schedule B: (SHAHIDUL ALAM) P.Eng (604-6537475) Structural 4. Schedule B: (PAULLUS K F YOUNG) P.Eng (604-841-7748) Geotechnical 5. HPO: Residential Builder- (AVTAR ENTERPRISES LTD) Note: This is a 2 storey building pursuant to the Zoning and Development By-Law Address Information: NORTH UNIT #1-5947 Sherbrooke St - One Family Dwelling (1st & 2nd floor) #2-5947 Sherbrooke St - Secondary Suite (basement) SOUTH UNIT #1-5949 Sherbrooke St - One Family Dwelling (1st & 2nd floor) #2-5949 Sherbrooke St - Secondary Suite (basement) Address and suite numbers assigned as per approved plans for Fire and Emergency response. The address numbers are to be posted to the building to be visible from the street and the suite numbers are to be posted at the suite entries in accordance with the Building By-law prior to final inspection. **THIS PERMIT HAS BEEN ISSUED UNDER THE REQUIREMENTS OF VBBL #12511 (2019)** | Karan Plumbing & Heating Ltd
EP-2022-04522 | 2022-06-01 | 5947 SHERBROOKE STREET, Vancouver, BC V5W 3N3 | Electrical Permit | Residential | New | Completed | Installation / Repair - Residential - Extra low voltage wiring and finishing >BP: To construct a 2 storey two-family dwelling with (2) secondary suites located in the Basement ($1,073,000.00) with a detached accessory building (garage) and 2 open parking at the rear providing 4 parking spaces, having vehicular access from the lane. 1. Covenant registered at the Land Title Office under CA9488995 2. A/C proposed – Exterior components located in Rear Yard, Interior components located on Second Floor 3. Schedule B: (SHAHIDUL ALAM) P.Eng (604-6537475) Structural 4. Schedule B: (PAULLUS K F YOUNG) P.Eng (604-841-7748) Geotechnical 5. HPO: Residential Builder- (AVTAR ENTERPRISES LTD) Note: This is a 2 storey building pursuant to the Zoning and Development By-Law Address Information: NORTH UNIT #1-5947 Sherbrooke St - One Family Dwelling (1st & 2nd floor) #2-5947 Sherbrooke St - Secondary Suite (basement) SOUTH UNIT #1-5949 Sherbrooke St - One Family Dwelling (1st & 2nd floor) #2-5949 Sherbrooke St - Secondary Suite (basement) Address and suite numbers assigned as per approved plans for Fire and Emergency response. The address numbers are to be posted to the building to be visible from the street and the suite numbers are to be posted at the suite entries in accordance with the Building By-law prior to final inspection. **THIS PERMIT HAS BEEN ISSUED UNDER THE REQUIREMENTS OF VBBL #12511 (2019)** | Anmol Electric Ltd.
SP-2022-00881 | 2022-06-02 | 5947 SHERBROOKE STREET, Vancouver, BC V5W 3N3 | Sprinkler Permit | Residential | New | Completed | Residential - duplex with new sprinklers >BP: To construct a 2 storey two-family dwelling with (2) secondary suites located in the Basement ($1,073,000.00) with a detached accessory building (garage) and 2 open parking at the rear providing 4 parking spaces, having vehicular access from the lane. 1. Covenant registered at the Land Title Office under CA9488995 2. A/C proposed – Exterior components located in Rear Yard, Interior components located on Second Floor 3. Schedule B: (SHAHIDUL ALAM) P.Eng (604-6537475) Structural 4. Schedule B: (PAULLUS K F YOUNG) P.Eng (604-841-7748) Geotechnical 5. HPO: Residential Builder- (AVTAR ENTERPRISES LTD) Note: This is a 2 storey building pursuant to the Zoning and Development By-Law Address Information: NORTH UNIT #1-5947 Sherbrooke St - One Family Dwelling (1st & 2nd floor) #2-5947 Sherbrooke St - Secondary Suite (basement) SOUTH UNIT #1-5949 Sherbrooke St - One Family Dwelling (1st & 2nd floor) #2-5949 Sherbrooke St - Secondary Suite (basement) Address and suite numbers assigned as per approved plans for Fire and Emergency response. The address numbers are to be posted to the building to be visible from the street and the suite numbers are to be posted at the suite entries in accordance with the Building By-law prior to final inspection. **THIS PERMIT HAS BEEN ISSUED UNDER THE REQUIREMENTS OF VBBL #12511 (2019)** | BC Fire Sprinklers Ltd
PP-2022-00375 | 2022-02-04 | 5947 SHERBROOKE STREET, Vancouver, BC V5W 3N3 | Plumbing Permit | Residential | New | Completed | Residential - 1 outside Sump without pump | ON TIME EXCAVATING & DEMOLITION LTD
GP-2023-02277 | 2023-08-01 | 2385 SLOCAN STREET, Vancouver, BC V5M 4G8 | Gas Permit | Residential | Renovation | Issued | Residential - Decommission and remove old gas furnace and install new high efficient furnace. | Ashton Service Group/Ashton Mechanical Ltd.
EP-2023-07255 | 2023-08-10 | 3075 SLOCAN STREET, Vancouver, BC V5M 3E4 | Electrical Permit | Commercial | Addition | Completed | Installation / Repair - Commercial - Install additional emergency exit lighting fixtures. -Special Inspection IA-2023-00144. The rooms are to meet By-Law Requirements for a Child Care Facility at mentioned address. | Vancouver Static Industries Ltd
EP-2023-07520 | 2023-08-18 | 3220 SLOCAN STREET, Vancouver, BC V5M 3E3 | Electrical Permit | Residential | New | Issued | Installation / Repair - Residential - Extra low voltage work only, tv, tell, internet, and security wiring. | Universal Electrical Services Ltd
MP-2023-01671 | 2023-09-13 | 3220 SLOCAN STREET, Vancouver, BC V5M 3E3 | Mechanical Permit | NULL | NULL | Issued | NULL | Lumi HVAC Ltd
EP-2023-06842 | 2023-08-14 | 3220 SLOCAN STREET, Vancouver, BC V5M 3E3 | Electrical Permit | Residential | New | Issued | Installation / Repair - Residential - Complete wiring and finishing. Main service-200 amps Unit A-3220 meter-125 amps Unit B -3220 meter-125 amps >BP: To construct a two-storey two-family dwelling ($812,250.00) with an providing 1 surface parking space, having lane access. Note: This is a 2 storey building pursuant to the Zoning and Development By-Law 1. A/C units proposed in the rear yard 2. No Bar sinks proposed 3. Schedule B: Carlito Redoblado P Eng (604-533-8423) Structural & Geotechnical 4. HPO: Residential Builder – Fairbrother # 45807 5. Entire Building to have 2 X NFPA 13-D ****ALL PROJECT COORDINATOR NOTES HAS BEEN ACCEPTED BY THE APPLICANT**** ***This permit is issued under the VBBL 2019, with updated energy requirements as per bylaw # 12997 effective Jan 01, 2022.*** | SUNSTONE ELECTRIC LTD
GP-2023-01903 | 2023-06-23 | 3220 SLOCAN STREET, Vancouver, BC V5M 3E3 | Gas Permit | Residential | New | Issued | Residential - 2 Range & 2 BBQ Gas piping >BP: To construct a two-storey two-family dwelling | Ghuman Mechanical Ltd
SP-2023-01138 | 2023-06-27 | 3220 SLOCAN STREET, Vancouver, BC V5M 3E3 | Sprinkler Permit | Residential | New | Issued | Residential - Sprinkler >BP: To construct a two-storey two-family dwelling with an providing 1 surface parking space, having lane access. Note: This is a 2 storey building pursuant to the Zoning and Development By-Law 1. A/C units proposed in the rear yard 2. No Bar sinks proposed 3. Schedule B: Carlito Redoblado P Eng (604-533-8423) Structural & Geotechnical 4. HPO: Residential Builder – Fairbrother # 45807 5. Entire Building to have 2 X NFPA 13-D | Ghuman Mechanical Ltd
EP-2023-05175 | 2023-08-22 | 3220 SLOCAN STREET, Vancouver, BC V5M 3E3 | Electrical Permit | Residential | New | Completed | Installation / Repair - Residential - ¦ 2FD- SOLAR ¦ Tie in to electrical panel for solar PV panels Disconnect it is located next to the Hydro meter, however on the SLD it needs to be before the electrical panel as we wire the disconnect after the micro inverters and before the electrical panel >BP: To construct a two-storey two-family dwelling ($812,250.00) with an providing 1 surface parking space, having lane access. Note: This is a 2 storey building pursuant to the Zoning and Development By-Law 1. A/C units proposed in the rear yard 2. No Bar sinks proposed 3. Schedule B: Carlito Redoblado P Eng (604-533-8423) Structural & Geotechnical 4. HPO: Residential Builder – Fairbrother # 45807 5. Entire Building to have 2 X NFPA 13-D ****ALL PROJECT COORDINATOR NOTES HAS BEEN ACCEPTED BY THE APPLICANT**** ***This permit is issued under the VBBL 2019, with updated energy requirements as per bylaw # 12997 effective Jan 01, 2022.*** | Rikur Energy Inc.
PP-2023-02021 | 2023-06-07 | 3220 SLOCAN STREET, Vancouver, BC V5M 3E3 | Plumbing Permit | Residential | New | Issued | Residential - 2FD - NORTH - 3220 SLOCAN ST - #1 SOUTH - 3220 SLOCAN ST - #2 Plumbing >DB: To construct a two-storey two-family dwelling with an providing 1 surface parking space, having lane access. Note: This is a 2 storey building pursuant to the Zoning and Development By-Law 1. A/C units proposed in the rear yard 2. No Bar sinks proposed 5. Entire Building to have 2 X NFPA 13-D | Ghuman Mechanical Ltd
EP-2023-00567 | 2023-01-24 | 3220 SLOCAN STREET, Vancouver, BC V5M 3E3 | Electrical Permit | Residential | New | Expired | Temporary Power - Residential - To provide temporary power. | SUNSTONE ELECTRIC LTD
PP-2023-01164 | 2023-04-04 | 3220 SLOCAN STREET, Vancouver, BC V5M 3E3 | Plumbing Permit | Residential | New | Issued | Residential - 2FD - Outside premises | Kingsman Excavating Ltd.
EP-2022-07427 | 2022-09-06 | 7709 SPARBROOK CRESCENT, Vancouver, BC V5S 3K3 | Electrical Permit | Residential | Addition | Completed | Installation / Repair - Residential - RE & RE an existing AC. Ensuring the proper breaker, wire run, disconnect and whip is installed. | Gandy Installations Ltd
GP-2022-02673 | 2022-09-07 | 7709 SPARBROOK CRESCENT, Vancouver, BC V5S 3K3 | Gas Permit | Residential | Tenant Improvement | Completed | Residential - Install furnace | Gandy Installations Ltd
GP-2022-01022 | 2022-04-01 | 4223 STAULO CRESCENT, Vancouver, BC | Gas Permit | Residential | Renovation | Completed | Residential - gas boiler install with 105,000 btu | ROMA Heating Ltd
EP-2022-04449 | 2022-06-01 | 5043 ST. MARGARETS STREET, Vancouver, BC V5R 3H4 | Electrical Permit | Residential | Renovation - Dwelling Unit(s) only | Completed | Installation / Repair - Residential - -200 amp service upgrade with new grounding plate. -30 amp EV charger. -outside outlet. | Arcwest Electric Ltd
GP-2022-03061 | 2022-10-07 | 5043 ST. MARGARETS STREET, Vancouver, BC V5R 3H4 | Gas Permit | Residential | Tenant Improvement | Completed | Residential - Decommissioning of gas furnace | 0994152 BC Ltd
MP-2022-00360 | 2022-10-11 | 5043 ST. MARGARETS STREET, Vancouver, BC V5R 3H4 | Mechanical Permit | NULL | NULL | Completed | NULL | 0994152 BC Ltd
EP-2022-08767 | 2022-11-16 | 5043 ST. MARGARETS STREET, Vancouver, BC V5R 3H4 | Electrical Permit | Residential | Tenant Improvement | Completed | Installation / Repair - Residential - Install electrical to heat pump. MP-2022-00360 | 0994152 BC Ltd
EP-2023-06153 | 2023-07-10 | 5171 ST. MARGARETS STREET, Vancouver, BC V5R 3H4 | Electrical Permit | Residential | New | Issued | Temporary Power - Residential - To provide temporary power. NOTE: Work authorized by this permit is for placement of a temporary power pole only and does not authorize any site construction and/or excavation. A separate Building Permit will be required prior to commencement of any other work on this site. | Tatla Electrical Ltd
PP-2023-03235 | 2023-09-12 | 5171 ST. MARGARETS STREET, Vancouver, BC V5R 3H4 | Plumbing Permit | Residential | New | Issued | Residential - 2FD - One sump with pump and one on gravity | East West Excavating 2022 ltd
PP-2023-03176 | 2023-09-08 | 5171 ST. MARGARETS STREET, Vancouver, BC V5R 3H4 | Plumbing Permit | Residential | New | Issued | Residential - New construction plumbing for duplex >BP: To construct a 2 storey two-family dwelling with 2 detached accessory buildings (garage) and 1 open parking at the rear providing 3 parking spaces, having vehicular access from the lane. Note: The entire building, to be sprinklered to 2 x NFPA 13D Note: This is a 2 storey building pursuant to the Zoning and Development By-Law Note: As shown by an asterisk (*) on the building permit floor plans and/or elevations, exit protection is required to be provided in accordance with Articles 9.9.4.4., 9.9.4.6., and/or 9.37.2.8. of the 2019 VBBL. 1. Heat pump proposed at Rear 2. Bar sink located in Basement 3. Schedule B: (M.S. Alam) P.Eng (604.653.7475) Structural 4. Schedule B: (M.S. Alam) P.Eng (604.653.7475) Geotechnical 5. HPO: Residential Builder- (HL Design and Construction Ltd.) | High End Plumbing & Heating Ltd
MP-2023-01712 | 2023-09-19 | 5171 ST. MARGARETS STREET, Vancouver, BC V5R 3H4 | Mechanical Permit | NULL | NULL | Issued | NULL | High End Plumbing & Heating Ltd
MP-2023-02053 | 2023-11-19 | 5171 ST. MARGARETS STREET, Vancouver, BC V5R 3H4 | Mechanical Permit | NULL | NULL | Issued | NULL | Profix Mechanical Ltd
GP-2023-03247 | 2023-10-27 | 5171 ST. MARGARETS STREET, Vancouver, BC V5R 3H4 | Gas Permit | Residential | New | Issued | Residential - 2 BBQ's & 2 Ranges BBQ complete & Range piping only >BP: To construct a 2 storey two-family dwelling ($748,500) with 2 detached accessory buildings (garage) and 1 open parking at the rear providing 3 parking spaces, having vehicular access from the lane. | MSN Gas & Heating Ltd
EP-2023-09933 | 2023-11-06 | 5171 ST. MARGARETS STREET, Vancouver, BC V5R 3H4 | Electrical Permit | Residential | New | Issued | Installation / Repair - Residential - Cable, internet, tel, vacuum, complete security alarm, cameras, vacuum, speakers, doorbell -We will be doing low voltage rough-in and wiring for all items listed and security alarm wiring and finishing. >BP: To construct a 2 storey two-family dwelling ($748,500) with 2 detached accessory buildings (garage) and 1 open parking at the rear providing 3 parking spaces, having vehicular access from the lane. | PLANET SMART HOMES LTD.
SP-2023-01964 | 2023-10-25 | 5171 ST. MARGARETS STREET, Vancouver, BC V5R 3H4 | Sprinkler Permit | Residential | New | Issued | Residential - To install fire sprinkler system in a duplex >BP: To construct a 2 storey two-family dwelling ($748,500) with 2 detached accessory buildings (garage) and 1 open parking at the rear providing 3 parking spaces, having vehicular access from the lane. Note: The entire building, to be sprinklered to 2 x NFPA 13D Note: This is a 2 storey building pursuant to the Zoning and Development By-Law Note: As shown by an asterisk (*) on the building permit floor plans and/or elevations, exit protection is required to be provided in accordance with Articles 9.9.4.4., 9.9.4.6., and/or 9.37.2.8. of the 2019 VBBL. 1. Heat pump proposed at Rear 2. Bar sink located in Basement 3. Schedule B: (M.S. Alam) P.Eng (604.653.7475) Structural 4. Schedule B: (M.S. Alam) P.Eng (604.653.7475) Geotechnical 5. HPO: Residential Builder- (HL Design and Construction Ltd.) | Max Fire Pro Ltd
EP-2023-09083 | 2023-10-26 | 5171 ST. MARGARETS STREET, Vancouver, BC V5R 3H4 | Electrical Permit | Residential | New | Issued | Installation / Repair - Residential - Wiring for duplex dwelling these are 2 seperate 200 amp services fed from seperate meterbases 2x 200 amp. >BP: To construct a 2 storey two-family dwelling ($748,500) with 2 detached accessory buildings (garage) and 1 open parking at the rear providing 3 parking spaces, having vehicular access from the lane. Note: The entire building, to be sprinklered to 2 x NFPA 13D Note: This is a 2 storey building pursuant to the Zoning and Development By-Law 1. Heat pump proposed at Rear 2. Bar sink located in Basement 3. Schedule B: (M.S. Alam) P.Eng (604.653.7475) Structural 4. Schedule B: (M.S. Alam) P.Eng (604.653.7475) Geotechnical 5. HPO: Residential Builder- (HL Design and Construction Ltd.) | Tatla Electrical Ltd
EP-2022-07011 | 2022-08-25 | 5190 ST. MARGARETS STREET, Vancouver, BC V5R 3H3 | Electrical Permit | Residential | Renovation | Completed | Installation / Repair - Residential - Removal of all knob and tube throughout the whole house Changing the service because the main panel is located in the bathroom - I am installing smoke detectors as the house didn’t not have any hard wired in So I also will be changing out there meter base and changing the location of the main panel because right now it is in a bathroom which is not allowed AMEND: SEPT 28/2022 CHANGE SERVICE TO RECONNECT/RELOCATE | ROYAL CITY ELECTRICAL INC.
GP-2022-01979 | 2022-07-04 | 5190 ST. MARGARETS STREET, Vancouver, BC V5R 3H3 | Gas Permit | Residential | New | Completed | Residential - New underground gas piping to hook up fireplace and bbq | NULL
GP-2022-02633 | 2022-09-01 | 4266 STAULO CRESCENT, Vancouver, BC | Gas Permit | Residential | Renovation | Completed | Residential - Re&Re furnace & Tankless Furnace 60.000BTU Tankless 199.000BTU | Milani Plumbing Heating & Air Conditioning Ltd
GP-2023-01199 | 2023-04-12 | 4302 STAULO CRESCENT, Vancouver, BC | Gas Permit | Residential | Renovation | Completed | Residential - Re Re furnace | Tek Climate Heating & Air Conditioning Ltd
EP-2023-03916 | 2023-06-22 | 1450 SW MARINE DRIVE, Vancouver, BC V6P 5Z9 | Electrical Permit | Commercial | New | Completed | Installation / Repair - Commercial - Install new power supply for parking lot lighting. Replace existing BC Hydro supplied parking lot lights with new LED lights. We will be running power from an existing panel within the building to the exterior fixtures. No digging will be happening during this installation. *** If work on this site could lead to ground disturbance (impacting soil) advise applicant to contact the Provincial Archaeology Branch at 250-953-3334 for a list of archaeological consultants, who when retained by the proponent, will apply on the proponent’s behalf for the necessary archaeological permits. In addition, please be advised that reports from an Archaeologist (Archaeological Overview Assessment (AOA) or Archaeological Impact Assessment (AIA) reports) and archaeological/heritage inspection permits from the First Nations may be necessary prior to the release of your City of Vancouver permits. | APP Electric Inc
EP-2022-02114 | 2022-03-28 | 1666 SW MARINE DRIVE, Vancouver, BC V6P 6A9 | Electrical Permit | Residential | Renovation | Completed | Installation / Repair - Residential - Renovation for ground floor suite - no electrical needed for underground., no excavation require. - service is staying where it is, a sub panel will be added for ground floor >BP: CF-2020-001191 Interior alterations and a change of use to provide a new Secondary Suite on the basement floor of this existing One-Family Dwelling building. Scope of work includes a new 3'-0" wide by 6'-8" high exterior entry door with a new 3'-0" wide by 5'-0" high sidelight and a new 2'-10" wide by 6'-8" high interior access door from the existing Pool Room into the Living and Kitchen area of the proposed Secondary Suite. Note: Board of Variance approved Z35749. Schedule A - Ke Jian, Ma 604-599-8890 Schedule B (Structural) - Ke Jian, Ma 604-599-8890 Schedule D (Envelope) - Shan Huang, 604-401-6588 Note: If future work on this property will involve ground disturbance, the applicant is advised to retain a professional consulting archaeologist to conduct an Archaeological Overview Assessment under First Nations permits and/or an Archaeological Impact Assessment with both Provincial Heritage Conservation Act permits and First Nations permits in place. OK for field review as per Howie Chow, December 9, 2020. Note: 1. Building inspector to determine on site if a separate sprinkler permit is required. 2. REUP not required per Energuide File #5897D00093 If work on this site could lead to the disturbance of soil advise applicant to contact the Provincial Archeology Branch at 250-953-3334 for necessary permits. In addition, please be advised that reports from an Archeologist (AIA, AOA) and permits from the First Nations may be necessary prior to the release of your City of Vancouver permits. | Bluephase Electrical Ltd
PP-2022-00305 | 2022-02-07 | 1666 SW MARINE DRIVE, Vancouver, BC V6P 6A9 | Plumbing Permit | Residential | Renovation | Completed | Residential - installation of a washroom. CF-2020-001191 Interior alterations and a change of use to provide a new Secondary Suite on the basement floor of this existing One-Family Dwelling building. Scope of work includes a new 3'-0" wide by 6'-8" high exterior entry door with a new 3'-0" wide by 5'-0" high sidelight and a new 2'-10" wide by 6'-8" high interior access door from the existing Pool Room into the Living and Kitchen area of the proposed Secondary Suite. Note: If future work on this property will involve ground disturbance, the applicant is advised to retain a professional consulting archaeologist to conduct an Archaeological Overview Assessment under First Nations permits and/or an Archaeological Impact Assessment with both Provincial Heritage Conservation Act permits and First Nations permits in place. | Creston Plumbing & Heating Ltd
EP-2022-01248 | 2022-02-16 | 1806 SW MARINE DRIVE, Vancouver, BC V6P 6B2 | Electrical Permit | Residential | New | Expired | Temporary Power - Residential - To provide temporary power. | WESTPEAK ELECTRICAL LTD
EP-2023-01497 | 2023-02-22 | 1806 SW MARINE DRIVE, Vancouver, BC V6P 6B2 | Electrical Permit | Residential | New | Issued | Temporary Power - Residential - To provide temporary power. | WESTPEAK ELECTRICAL LTD
PP-2024-00029 | 2024-01-05 | 1806 SW MARINE DRIVE, Vancouver, BC V6P 6B2 | Plumbing Permit | Residential | New | Issued | Residential - full plumbing rough in and finish on new residential house >BP: To construct a 2 and one half storey + cellar one-family dwelling ($2,733,500) with 2 attached garages providing 2 parking spaces each for a total of 4 parking spaces, having vehicular access from SW Marine Drive. | Schmidt Bros Mechanical Ltd
GP-2023-01984 | 2023-07-04 | 1849 SW MARINE DRIVE, Vancouver, BC V6P 6B3 | Gas Permit | Residential | Addition | Cancelled | Residential - 2 KitchenAid 36" Gas Cooktops | Han Appliances & Refrigeration Ltd
EP-2023-10181 | NULL | 1870 SW MARINE DRIVE, Vancouver, BC V6P 6B2 | Electrical Permit | Residential | New | Application Incomplete | Installation / Repair - Residential - Installation of security system | ADT Security Services Canada Inc
EP-2022-06334 | 2022-07-27 | 1920 SW MARINE DRIVE, Vancouver, BC V6P 6B2 | Electrical Permit | Commercial | New | Expired | Temporary Power - Commercial - To provide temporary power. | Colwin Electrical Group
EP-2022-10773 | 2023-01-03 | 1920 SW MARINE DRIVE, Vancouver, BC V6P 6B2 | Electrical Permit | Commercial | New | Completed | Installation / Repair - Commercial - Low voltage of alarm security system >BP: Retention, alteration, addition, and change of major occupancy to the existing 3 storey + mezzanine Heritage A Single Family Building (C) (Casa Mia) to develop a new 3-storey Community Care Facility (B3) containing 90 beds, all over one level of underground parking having vehicular access from SW Marine Drive. | Telus Custom Security Systems Inc
EP-2022-02395 | 2022-03-24 | 1920 SW MARINE DRIVE, Vancouver, BC V6P 6B2 | Electrical Permit | Commercial | Addition | Completed | Installation / Repair - Commercial - Low voltage Hvac controls wiring and installations >BP: Retention, alteration, addition, and change of major occupancy to the existing 3 storey + mezzanine Heritage A Single Family Building (C) (Casa Mia) to develop a new 3-storey Community Care Facility (B3) containing 90 beds, all over one level of underground parking having vehicular access from SW Marine Drive. VBBL 2014 Stage #1 - excavation and shoring - accepted Jan.28/21 Stage #2 - foundation to 2nd storey floor concrete structure - accepted May 25/21 Stage #3 - full construction - accepted Sept.7/21 | Olympic Controls Inc
NULL | NULL | 1920 SW MARINE DRIVE, Vancouver, BC V6P 6B2 | Electrical Permit | Residential | New | Withdrawn | Installation / Repair - Residential - Low voltage HVAC controls wiring and installations | Olympic Controls Inc
EP-2022-03455 | 2022-04-29 | 1920 SW MARINE DRIVE, Vancouver, BC V6P 6B2 | Electrical Permit | Commercial | Addition | Completed | Installation / Repair - Commercial - install cable for nurse call and PA system >BP: Retention, alteration, addition, and change of major occupancy to the existing 3 storey + mezzanine Heritage A Single Family Building (C) (Casa Mia) to develop a new 3-storey Community Care Facility (B3) containing 90 beds, all over one level of underground parking having vehicular access from SW Marine Drive. VBBL 2014 Stage #1 - excavation and shoring - accepted Jan.28/21 Stage #2 - foundation to 2nd storey floor concrete structure - accepted May 25/21 Stage #3 - full construction - accepted Sept.7/21 | Logical Solutions Ltd
GP-2023-02272 | 2023-07-31 | 2890 TRINITY STREET, Vancouver, BC V5K 1E9 | Gas Permit | Residential | Renovation | Completed | Residential - replace gas water heater | Joyce Heating Services Ltd
PP-2022-01568 | 2022-05-06 | 2912 TRINITY STREET, Vancouver, BC V5K 1G2 | Plumbing Permit | Residential | New | Completed | Residential - Sump >To construct a 2 storey one-family dwelling with a secondary suite ($708,250.00) with an open parking pad, providing 1 parking space, having vehicular access from the 20' Lane. | Canadian Excavating Ltd
EP-2022-02067 | 2022-03-15 | 2912 TRINITY STREET, Vancouver, BC V5K 1G2 | Electrical Permit | Residential | New | Expired | Temporary Power - Residential - To provide temporary power. NOTE: Work authorized by this permit is for placement of a temporary power pole only and does not authorize any site construction and/or excavation. A separate Building Permit will be required prior to commencement of any other work on this site. | Platinum Mechanical Systems Ltd
PP-2023-00723 | 2023-03-06 | 2912 TRINITY STREET, Vancouver, BC V5K 1G2 | Plumbing Permit | Residential | New | Completed | Residential - Lawn Irrigation System | J F P irrigation Ltd
EP-2023-02466 | 2023-03-23 | 2912 TRINITY STREET, Vancouver, BC V5K 1G2 | Electrical Permit | Residential | New | Completed | Installation / Repair - Residential - Completion of alarm >BP: **Part 5** To construct a 2 storey one-family dwelling with a secondary suite ($708,250.00) with an open parking pad, providing 1 parking space, having vehicular access from the 20' Lane. 1. Covenant registered at the Land Title Office under CA9175877 2. No Strata Titling permitted 3. Exterior Mechanical Equipment proposed – component located on roof deck. Applicant to follow mechanical equipment specification for installation, maintenance and replacement. Max sound power level of 55 dBA. 4. Bar sink located in Media Room. 5. Schedule A: (Julio Reynel-Gracia) P.Eng (778-998-0709) 6. Schedule B: (Julio Reynel-Gracia) P.Eng (778-998-0709) Architectural 7. Schedule B: (YEMING LI) P.Eng (604-385-2666) Structural & Geotechnical 8. Schedule D: (Julio Reynel-Gracia) P.Eng (778-998-0709) 9. HPO: Residential Builder- (CMGT CONSTRUCTION GROUP LTD.) Note: This is a 2 storey building pursuant to the Zoning and Development By-Law **THIS PERMIT HAS BEEN ISSUED UNDER THE REQUIREMENTS OF VBBL #12511 (2019) ** | Atlas Alarms Ltd
GP-2022-02273 | 2022-08-03 | 2912 TRINITY STREET, Vancouver, BC V5K 1G2 | Gas Permit | Residential | New | Completed | Residential - Installation of 1 gas fireplace - venting and hook up only >*Part 5** To construct a 2 storey one-family dwelling with a secondary suite ($708,250.00) with an open parking pad, providing 1 parking space, having vehicular access from the 20' Lane. 1. Covenant registered at the Land Title Office under CA9175877 2. No Strata Titling permitted 3. Heat Pump proposed – component located on roof deck. 4. Bar sink located in Media Room. 5. Schedule A: (Julio Reynel-Gracia) P.Eng (778-998-0709) 6. Schedule B: (Julio Reynel-Gracia) P.Eng (778-998-0709) Architectural 7. Schedule B: (YEMING LI) P.Eng (604-385-2666) Structural & Geotechnical 8. Schedule D: (Julio Reynel-Gracia) P.Eng (778-998-0709) 9. HPO: Residential Builder- (CMGT CONSTRUCTION GROUP LTD.) Note: This is a 2 storey building pursuant to the Zoning and Development By-Law **THIS PERMIT HAS BEEN ISSUED UNDER THE REQUIREMENTS OF VBBL #12511 (2019) ** | Urban Fireplaces Ltd
SP-2022-01258 | 2022-08-11 | 2912 TRINITY STREET, Vancouver, BC V5K 1G2 | Sprinkler Permit | Residential | New | Completed | Residential - new sprinkler system >BP:To construct a 2 storey one-family dwelling with a secondary suite ($708,250.00) with an open parking pad, providing 1 parking space, having vehicular access from the 20' Lane. | Haven Fire Protection Ltd
PP-2022-02204 | 2022-06-22 | 2912 TRINITY STREET, Vancouver, BC V5K 1G2 | Plumbing Permit | Residential | New | Completed | Residential - plumbing >To construct a 2 storey one-family dwelling with a secondary suite ($708,250.00) with an open parking pad, providing 1 parking space, having vehicular access from the 20' Lane. 1. Covenant registered at the Land Title Office under CA9175877 2. No Strata Titling permitted 3. Heat Pump proposed – component located on roof deck. 4. Bar sink located in Media Room. 5. Schedule A: (Julio Reynel-Gracia) P.Eng (778-998-0709) 6. Schedule B: (Julio Reynel-Gracia) P.Eng (778-998-0709) Architectural 7. Schedule B: (YEMING LI) P.Eng (604-385-2666) Structural & Geotechnical 8. Schedule D: (Julio Reynel-Gracia) P.Eng (778-998-0709) 9. HPO: Residential Builder- (CMGT CONSTRUCTION GROUP LTD.) Note: This is a 2 storey building pursuant to the Zoning and Development By-Law **THIS PERMIT HAS BEEN ISSUED UNDER THE REQUIREMENTS OF VBBL #12511 (2019) ** Amend: Oct 13, 2022 add one roof drain to permit | M & P Plumbing & Heating Ltd
EP-2022-08035 | 2022-10-17 | 2912 TRINITY STREET, Vancouver, BC V5K 1G2 | Electrical Permit | Residential | New | Completed | Installation / Repair - Residential - new house, secondary suite, laneway wiring *Amend Jun 09, 2023 -Rough wire for future power generator To construct a 2 storey one-family dwelling with a secondary suite with an open parking pad, providing 1 parking space, having vehicular access from the 20' Lane. 1. Covenant registered at the Land Title Office under CA9175877 2. No Strata Titling permitted 3. Exterior Mechanical Equipment proposed – component located on roof deck. Applicant to follow mechanical equipment specification for installation, maintenance and replacement. Max sound power level of 55 dBA. 4. Bar sink located in Media Room. 5. Schedule A: (Julio Reynel-Gracia) P.Eng (778-998-0709) 6. Schedule B: (Julio Reynel-Gracia) P.Eng (778-998-0709) Architectural 7. Schedule B: (YEMING LI) P.Eng (604-385-2666) Structural & Geotechnical 8. Schedule D: (Julio Reynel-Gracia) P.Eng (778-998-0709) 9. HPO: Residential Builder- (CMGT CONSTRUCTION GROUP LTD.) | Platinum Mechanical Systems Ltd
EP-2022-07784 | 2022-09-20 | 2912 TRINITY STREET, Vancouver, BC V5K 1G2 | Electrical Permit | Residential | New | Completed | Installation / Repair - Residential - Low voltage wiring for alarm, cameras, data, TVs. Finish work includes cameras and wall plating only >BP:To construct a 2 storey one-family dwelling with a secondary suite ($708,250.00) with an open parking pad, providing 1 parking space, having vehicular access from the 20' Lane. Amended - Sept 20th Reduced value of work to $9,500 from $12,500 | Mauger Consulting Services Ltd
GP-2022-02809 | 2022-09-23 | 2912 TRINITY STREET, Vancouver, BC V5K 1G2 | Gas Permit | Residential | New | Completed | Residential - GAS LINE FOR ONE COOKTOP, 4 BBQ , ONE BOILER, ONE FIRE PLACE PIPING ONLY >BP: **Part 5** To construct a 2 storey one-family dwelling with a secondary suite ($708,250.00) with an open parking pad, providing 1 parking space, having vehicular access from the 20' Lane. 1. Covenant registered at the Land Title Office under CA9175877 2. No Strata Titling permitted 3. Heat Pump proposed – component located on roof deck. 4. Bar sink located in Media Room. 5. Schedule A: (Julio Reynel-Gracia) P.Eng (778-998-0709) 6. Schedule B: (Julio Reynel-Gracia) P.Eng (778-998-0709) Architectural 7. Schedule B: (YEMING LI) P.Eng (604-385-2666) Structural & Geotechnical 8. Schedule D: (Julio Reynel-Gracia) P.Eng (778-998-0709) 9. HPO: Residential Builder- (CMGT CONSTRUCTION GROUP LTD.) Note: This is a 2 storey building pursuant to the Zoning and Development By-Law | M & P Plumbing & Heating Ltd
PP-2022-03134 | 2022-09-09 | 2912 TRINITY STREET, Vancouver, BC V5K 1G2 | Plumbing Permit | Residential | New | Completed | Residential - Lawn Irrigation >BP: To construct a 2 storey one-family dwelling with a secondary suite ($708,250.00) with an open parking pad, providing 1 parking space, having vehicular access from the 20' Lane. | J F P irrigation Ltd
GP-2023-03898 | 2023-12-06 | 2930 TRINITY STREET, Vancouver, BC V5K 1G2 | Gas Permit | Residential | Renovation | Completed | Residential - Re & Re Boiler | Eaton's Heating Ltd
PP-2022-03833 | NULL | 2250 TRIMBLE STREET, Vancouver, BC | Plumbing Permit | Commercial | Renovation | Draft | Commercial - Installation of prv valve cew1589480. | Water Design-COV - Paolo Bandiera
GP-2022-01102 | 2022-04-07 | 7761 SPARBROOK CRESCENT, Vancouver, BC V5S 3K3 | Gas Permit | Residential | Addition | Completed | Residential - re and re gas hwt | Christopher Sterling
EP-2023-02817 | 2023-04-04 | 575 SLOCAN STREET, Vancouver, BC | Electrical Permit | Commercial | Addition | Completed | Installation / Repair - Commercial - Addition of emergency lights and exits on main floor rooms and wash rooms. -No structural work (IA-2023-00054) | AMF Services Ltd
PP-2022-03385 | 2022-09-26 | 624 SLOCAN STREET, Vancouver, BC V5K 3X7 | Plumbing Permit | Residential | New | Completed | Residential - Strom and Sewer hook up Oct 5/2023-AMEND adding 2nd pump sump. see attached letter NOTE: Engineering Assurance letter will be submitted to the Plumbing Inspector on the site. Letter shall conform to the requirements of Vancouver Bulletin 2000-008-EL/PL. | Mash Construction Ltd.
EP-2022-02601 | 2022-03-31 | 624 SLOCAN STREET, Vancouver, BC V5K 3X7 | Electrical Permit | Residential | Tenant Improvement | Expired | Temporary Power - Residential - To provide temporary power. VALID Mar 31, 2022 to Mar 30, 2023 **Amendment Apr 19, 2022** change from 60 Amp 120/240 volt single phase to 100 Amp 120/240 volt single phase DB – NOT ISSUED: Work authorized by this permit is for placement of a temporary power pole only and does not authorize any site construction and/or excavation. A separate Building Permit will be required prior to commencement of any other work on this site. | ABOULGASSEM SULEIMAN DBA AHLAM ELECTRIC
NULL | NULL | 626 SLOCAN STREET, Vancouver, BC V5K 3X7 | Electrical Permit | Residential | Tenant Improvement | Draft | Installation / Repair - Residential - REVISE AS NEEEDED | RVS Electrical Ltd
GP-2023-01546 | NULL | 629 SLOCAN STREET, Vancouver, BC V5K 3X8 | Gas Permit | Residential | Tenant Improvement | Draft | Residential - replace gas Boiler and Hwt with Combination Boiler . | NULL
PP-2022-03674 | 2022-10-31 | 786 SLOCAN STREET, Vancouver, BC V5K 3X9 | Plumbing Permit | Residential | Renovation | Issued | Residential - renovation, fixtures update (CF-2021-007072) >Exterior and interior alterations to remove work without permit and complete residential improvements to an existing one family dwelling building with summer kitchen on this site. A business license will be required if either the upper floor or ground floor are to be rented. Exterior alterations includes: 1) Removal of unauthorized awning at the rear over sundeck 2) To validate exterior window located within the garage. 3) To remove unauthorized sunroom at the rear over sundeck. Note: 1) An annual Vancouver Business License must be obtained prior to rental of the one-family dwelling. For information on how to obtain this required license, call our Call Centre at 3-1-1 or 604.873.7000. | One Stop Mechanical Ltd
EP-2022-09789 | 2022-11-18 | 786 SLOCAN STREET, Vancouver, BC V5K 3X9 | Electrical Permit | Residential | Renovation | Issued | Installation / Repair - Residential - 1 Washroom renovation electrical wiring Exterior and interior alterations to remove work without permit and complete residential improvements to an existing one family dwelling building with summer kitchen on this site. A business license will be required if either the upper floor or ground floor are to be rented. Exterior alterations includes: 1) Removal of unauthorized awning at the rear over sundeck 2) To validate exterior window located within the garage. 3) To remove unauthorized sunroom at the rear over sundeck. Related to CF-2021-007072 | E G ELECTRICAL LTD.
GP-2023-04008 | NULL | 1633 STEPHENS STREET, Vancouver, BC V6K 3V4 | Gas Permit | Residential | Tenant Improvement | Submitted | Residential - RE & RE OF A FURNACE **If work on this site could lead to the disturbance of soil please contact the Provincial Archeology Branch at 250-953-3334 | Hillcrest Plumbing & Heating (1967) Ltd
EP-2022-07708 | 2022-10-06 | 601 SMITHE STREET, Vancouver, BC V6B 5G1 | Electrical Permit | Commercial | Renovation | Completed | Installation / Repair - Commercial - RE & RE Heat Pump -this is a new installation / Addition Security Office and 2nd floor balcony | Just Mechanical Ltd
PP-2023-00756 | 2023-03-14 | 601 SMITHE STREET, Vancouver, BC V6B 5G1 | Plumbing Permit | Commercial | Tenant Improvement | Completed | Commercial - We will be installing two sinks and glass rinsers. >BP: Interior alterations to provide improvements to this existing Heritage M & A Theatre building on this site. Scope of Work: To update the three bars (Seymour bar, Smithe bar & kiosk, Westcoast Energy hall, and President's lounge) on levels 1 to 3. | True Constructible Solutions Ltd
EP-2023-02035 | 2023-03-09 | 601 SMITHE STREET, Vancouver, BC V6B 5G1 | Electrical Permit | Commercial | Renovation | Completed | Installation / Repair - Commercial - Relocate existing electrical devices affected by renovation, and upgrade existing lighting in bar areas, including the following areas. Smithe bar, Smithe kiosk, Presidents bar, Westcoast energy bar, and Seymour bar. >BP: Interior alterations to provide improvements to this existing Heritage M & A Theatre building on this site. Scope of Work: To update the three bars (Seymour bar, Smithe bar & kiosk, Westcoast Energy hall, and President's lounge) on levels 1 to 3. OK for Field Review per W.Wong, May 25th, 2022 Schedule A & Schedule B Architecture signed as per Michelle Fenton, 604-558-3327 ext 101 michelle@khoradesign.ca Schedule B Plumbing signed as per Recep Ahmet Ozata, 604-684-5995 ahmetcozata@amegroup.ca Schedule B Electrical signed as per Roger Dupuis, P.Eng, 604-569-6500 E2 - Lighting - Upgrade to Local Control (per 9.4.1.1.(a) of ASHRAE 90.1-2016) Note: Energy checklist is currently no longer required with your Building Permit (BP) application. Some supporting documents are still required at BP stage, specifically Envelope and HVAC, if applicable. Service Water Heating and Lighting supporting documents, if applicable, must be submitted with your related trades permits (e.g. electrical and plumbing). All energy upgrades will be checked during inspections stage. It is the applicant’s responsibility to identify and note all required upgrades including energy upgrades on their BP drawings at BP stage. | ARC Electric Ltd
EP-2023-03980 | 2023-05-08 | 670 SMITHE STREET, Vancouver, BC V6B 1E3 | Electrical Permit | Commercial | Renovation | Completed | Installation / Repair - Commercial - Wiring for new lighting layout + bar. Existing circuits were used. BP: To change the major occupancy and use of 902 Granville St from Retail Limited Food (E) to Restaurant - Class 1 (A2), and to combine with the existing Restaurant - Class 1, Dublin Calling, at 670 Smithe St (from first to third floor) to become a single-tenant 3-storey building on this site. Scope of work includes interior alterations to remove the demising wall between two suites (902 Granville St and 670 Smithe St) and to add new bar, seating and washrooms. Building Review Notes: - Proposed occupant load for the main floor is 206 persons. Total occupant load for the entire building cannot exceed 800 persons. - Liquor License capacity for the second storey is 259 persons, for the third storey is 283 persons. - Upgrade for Small Suite is F1, S2, N1, A2. ** Reviewed under the VBBL 2019 ** | J & L Ferda Electrical and Plumbing
PP-2023-01620 | 2023-05-09 | 670 SMITHE STREET, Vancouver, BC V6B 1E3 | Plumbing Permit | Commercial | Renovation | Completed | Commercial - Drainage+waterlines for new bar. Drainage + waterlines for new bathroom >BP: To change the major occupancy and use of 902 Granville St from Retail Limited Food (E) to Restaurant - Class 1 (A2), and to combine with the existing Restaurant - Class 1, Dublin Calling, at 670 Smithe St (from first to third floor) to become a single-tenant 3-storey building on this site. Scope of work includes interior alterations to remove the demising wall between two suites (902 Granville St and 670 Smithe St) and to add new bar, seating and washrooms. | J & L Ferda Electrical and Plumbing
SP-2023-00840 | 2023-05-25 | 670 SMITHE STREET, Vancouver, BC V6B 1E3 | Sprinkler Permit | Commercial | Tenant Improvement | Completed | Commercial - Relocate sprinkler heads due to removal of ceilings and walls >BP: To change the major occupancy and use of 902 Granville St from Retail Limited Food (E) to Restaurant - Class 1 (A2), and to combine with the existing Restaurant - Class 1, Dublin Calling, at 670 Smithe St (from first to third floor) to become a single-tenant 3-storey building on this site. Scope of work includes interior alterations to remove the demising wall between two suites (902 Granville St and 670 Smithe St) and to add new bar, seating and washrooms. | Acme Fire and Safety co
EP-2022-01712 | 2022-03-03 | 800 SMITHE STREET, Vancouver, BC V6Z 2E1 | Electrical Permit | Commercial | Tenant Improvement | Completed | Installation / Repair - Commercial - Installation of new Hot Water Tank power cables for new Electric Hot Water Tanks that are to replace old hot water tank heaters. Installation of a new Sub Panel to feed HWT’s. >BP: Interior alterations related to voluntary replacement of three horizontal electric domestic hot water storage tanks Block 71 in this existing institutional building (Law Courts). Scope of Work: New piping will be installed and connected back to existing systems. New concrete house keeping pad will be provided for each new tank. New electrical power for the new tanks will be fed from existing electrical panels. All redundant heating water piping and associated heating water pump will be removed. Existing abandoned steam and condensate drain systems will also be removed. Letter of assurance by: Bassam M. Yammine, P.Eng, 604-609-0500(ext 107), Schedule B (Plumbing); S. S.Dhaliwal, P.Eng, 604-0609-0500(ext 108), Schedule B (Electrical) To be processed in conjunction with Block 51/61 (BP-2021-04669) OK for field Review -Rob Rattray, DBI - August 31, 2021 -Christine Fong, BRB - September 1, 2021 | Charles Richard Pawluk o/a United Electrical Systems Ltd
EP-2022-01691 | 2022-03-03 | 800 SMITHE STREET, Vancouver, BC V6Z 2E1 | Electrical Permit | Commercial | Tenant Improvement | Completed | Installation / Repair - Commercial - Install new Security Access Power Supplies for door access control, throughout Robson Square Court House. Remove old power supplies. Install Fire Alarm Module Relay’s to link in existing Security Access Control System. This is a stand alone electrical permit. No building permit is associated with this job. | Charles Richard Pawluk o/a United Electrical Systems Ltd
PP-2023-01692 | 2023-05-15 | 800 SMITHE STREET, Vancouver, BC V6Z 2E1 | Plumbing Permit | Commercial | Renovation | Completed | Commercial - Pipiing for electric hot water tanks >BP: Block 71 Interior alterations related to voluntary replacement of three horizontal electric domestic hot water storage tanks Block 71 in this existing institutional building (Law Courts). Scope of Work: New piping will be installed and connected back to existing systems. New concrete house keeping pad will be provided for each new tank. New electrical power for the new tanks will be fed from existing electrical panels. All redundant heating water piping and associated heating water pump will be removed. Existing abandoned steam and condensate drain systems will also be removed. | Slopeside Mechanical Systems Ltd
EP-2022-09875 | 2022-11-28 | 800 SMITHE STREET, Vancouver, BC V6Z 2E1 | Electrical Permit | Commercial | Tenant Improvement | Issued | Installation / Repair - Commercial - Electrical work associated with elevator 17, 21, 22 modernization including: replace all existing fluorescent luminaires in elevator machine room/pit with new LED's. Provide new GFCI receptacle in elevator pit c/w new dedicated circuit from nearest EM panel, replace existing receptacles in machine room with new GFCI's. Existing elevator controller shall be replaced by others, provide new connection to existing relay contacts. Replace existing elevator safety switch with new. Provide new relay for smoke/heat detector to initiate automatic emergency elevator recall function. | Action Electric Ltd
NULL | NULL | 800 SMITHE STREET, Vancouver, BC V6Z 2E1 | Electrical Permit | Commercial | Addition | Draft | Installation / Repair - Commercial - Security camera installation, running CAT6 | Phantom Security Corp
EP-2023-09063 | 2023-11-27 | 1050 SMITHE STREET, Vancouver, BC V6E 4T4 | Electrical Permit | Commercial | Tenant Improvement | Issued | Installation / Repair - Commercial - Existing lobby smokes to remain and be reprogrammed for FEO. Add relays for FEO connection to elevators. Updates to annunciator. Verification of the above. Install new green running man exit at main lobby. Power and conduit to elevator lobby panel as required. Replace elevator Disconnects (x2) with new 200amp C/W fuses, conduit and wire to controller as required. Replace elevator cab Light disconnects (x2) C/W fuses, conduit and wire to controller as required. Run new 120v 15amp cct from panel M to machine room for Network fixture with new fused disconnect. Run New 30amp cct from Panel M for Heat pump Power run from Panel M to machine room to be run up elevator shaft. New #6 ground wire from main Bldg ground to machine room to buss bar and controllers as required. Replace GFCI in elevator machine room and in Pit Replace light fixtures in machine room and pit and and switches as required. Run cat6 cable for network cable from telcom rm to machine rm Provide and install indoor wall mounted heat pump units. Existing EM lighting to remain. | Sasco Contractors Ltd
EP-2022-01885 | 2022-03-10 | 1677 SOMERSET CRESCENT, Vancouver, BC V6M 1S3 | Electrical Permit | Residential | Renovation | Completed | Installation / Repair - Residential - Wiring secondary suite and relocate main kitchen wire. -Existing service is 200A, 120/240V, 3 wire/1phase. Just install sub panel for secondary suite. >BP:Interior alterations and change of use from one-family-dwelling to one- family-dwelling with secondary suite on the main floor of this building. Scope of work includes: 1) Windows to be removed at family and guest room. 2) Existing fireplace to be removed at family room. 3) Existing wall to be removed between main kitchen and hallway. 4) Existing door to be removed between family and living room. 5) Existing Wok Kitchen to be removed. 6) Existing Stairs and wall to be removed at dining. 7) Existing doors and wall to be removed at mud room and bathroom. 8) Existing main kitchen to be relocated. 9) Proposed new millwork and finishes. 10) Proposed secondary suite on main floor. | Powerful Electric Ltd
GP-2022-01085 | 2022-04-07 | 1677 SOMERSET CRESCENT, Vancouver, BC V6M 1S3 | Gas Permit | Residential | Renovation | Completed | Residential - move a gas outlet to new location Interior alterations and change of use from one-family-dwelling to one- family-dwelling with secondary suite on the main floor of this building. | A Mark Heating & Mechanical Ltd
PP-2022-01188 | 2022-04-07 | 1677 SOMERSET CRESCENT, Vancouver, BC V6M 1S3 | Plumbing Permit | Residential | Renovation | Completed | Residential - move two sink to new location Interior alterations and change of use from one-family-dwelling to one- family-dwelling with secondary suite on the main floor of this building. Scope of work includes: 1) Windows to be removed at family and guest room. 2) Existing fireplace to be removed at family room. 3) Existing wall to be removed between main kitchen and hallway. 4) Existing door to be removed between family and living room. 5) Existing Wok Kitchen to be removed. 6) Existing Stairs and wall to be removed at dining. 7) Existing doors and wall to be removed at mud room and bathroom. 8) Existing main kitchen to be relocated. 9) Proposed new millwork and finishes. 10) Proposed secondary suite on main floor. | A Mark Heating & Mechanical Ltd
EP-2023-06282 | 2023-07-12 | 5560 SOMERSET CRESCENT, Vancouver, BC V6M 1S6 | Electrical Permit | Residential | Addition | Issued | Installation / Repair - Residential - Installation of security system | ADT Security Services Canada Inc
SP-2023-01389 | 2023-08-09 | 4856 SLOCAN STREET, Vancouver, BC V5R 2A3 | Sprinkler Permit | Residential | New | Issued | Residential - 2FD+2SS - FRONT/WEST - 4856 SLOCAN ST - #1 & #2 BACK/EAST - 4854 SLOCAN ST - #1 & #2 New sprinkler system >BP: To construct a new three-storey two family dwelling unit with two secondary suites containing a total of four dwelling units at the front of the site and to stratify the lot. Building review branch notes: *Non-stratification covenant for secondary suite CA8852258* *Building to be sprinklered to NFPA 13D * Reviewed under the provisions of VBBL 2019 | Haven Fire Protection Ltd
EP-2023-02733 | 2023-03-29 | 4856 SLOCAN STREET, Vancouver, BC V5R 2A3 | Electrical Permit | Commercial | New | Issued | Temporary Power - Commercial - To provide temporary power. | SAAB ELECTRIC LTD
EP-2023-10365 | 2023-11-30 | 4856 SLOCAN STREET, Vancouver, BC V5R 2A3 | Electrical Permit | Residential | New | Issued | Installation / Repair - Residential - New electrical wiring and service >BP: To construct a new three-storey two family dwelling unit with two secondary suites containing a total of four dwelling units ($1,600,000) at the front of the site and to stratify the lot. Building review branch notes: *Non-stratification covenant for secondary suite CA8852258* *Building to be sprinklered to NFPA 13D * Reviewed under the provisions of VBBL 2019 Refer to DP-2020-00012 for related development permit Refer to BP-2022-03001 for Infill dwelling building permit | SAAB ELECTRIC LTD
MP-2023-01754 | 2023-09-27 | 4856 SLOCAN STREET, Vancouver, BC V5R 2A3 | Mechanical Permit | NULL | NULL | Issued | NULL | M & P Plumbing & Heating Ltd
PP-2023-03298 | 2023-09-15 | 4856 SLOCAN STREET, Vancouver, BC V5R 2A3 | Plumbing Permit | Residential | New | Issued | Residential - 2FD+2SS - FRONT/WEST - 4856 SLOCAN ST - #1& #2 FRONT/EAST - 4854 SLOCAN ST - #1 & #2 plumbing >BP: To construct a new three-storey two family dwelling unit with two secondary suites containing a total of four dwelling units ($1,600,000) at the front of the site and to stratify the lot. Building review branch notes: *Non-stratification covenant for secondary suite CA8852258* *Building to be sprinklered to NFPA 13D * Reviewed under the provisions of VBBL 2019 | M & P Plumbing & Heating Ltd
GP-2024-00175 | 2024-01-23 | 2015 SW MARINE DRIVE, Vancouver, BC V6P 6B4 | Gas Permit | Residential | New | Issued | Residential - 1 Boiler, 1 BBQ, 2 Fireplaces, 1 Oven, 1 Generator, 1 Boiler (for Pool) and 1 Firepit Installation of gas lines for new house >BP: To construct a 2 storey one-family dwelling ($2,034,800) with with a detached accessory building (garage) ($10,000) and an open parking pad, providing 6 parking space, having vehicular access from the 20' Lane. 1. Covenant registered at the Land Title Office under CA9252183 2. No Strata Titling permitted Revision #1 3. HP proposed – Exterior component located in Front Yard, Interior component located in second floor 4. Bar sink located in cellar 5. Schedule B: (Julio Reynel-Gracia) P.Eng (778.998.0709) Architectural 6. Schedule B: (Youhai Wang) P.Eng (604.868.5638) Structural 7. Schedule B: (P.K.L. Fong) P.Eng (604.837.3205) Geotechnical 8. Schedule B: (Cynthia R Prescott) P.Eng (604.291.9899) Structural (Pool) 9. Schedule B: (P.K.L. Fong) P.Eng (604.837.3205) Geotechnical (Pool) 10. Schedule D:(Julio Reynel-Gracia) P.Eng (778.998.0709) 11. HPO: Residential Builder- Big Guys Enterprises Ltd. ** DB Revised to include Generator**: Revision #1 Jan 10, 24 SS A. Addition of heat pumps/generator ***Amend - Jan 26, 2024 - Add 1 Firepit and 1 Boiler (for pool) | Custom Air Conditioning Ltd
SP-2023-02149 | 2023-11-24 | 2015 SW MARINE DRIVE, Vancouver, BC V6P 6B4 | Sprinkler Permit | Residential | New | Issued | Residential - new sprinkler system >BP: ****PART 5 BUILDING**** To construct a 2 storey one-family dwelling with with a detached accessory building (garage) and an open parking pad, providing 6 parking space, having vehicular access from the 20' Lane. 1. Covenant registered at the Land Title Office under CA9252183 2. No Strata Titling permitted 3. A/C proposed – Exterior component located in East, Interior component located in second floor 4. Bar sink located in cellar 5. Schedule B: (Julio Reynel-Gracia) P.Eng (778.998.0709) Architectural 6. Schedule B: (Youhai Wang) P.Eng (604.868.5638) Structural 7. Schedule B: (P.K.L. Fong) P.Eng (604.837.3205) Geotechnical 8. Schedule B: (Cynthia R Prescott) P.Eng (604.291.9899) Structural (Pool) 9. Schedule B: (P.K.L. Fong) P.Eng (604.837.3205) Geotechnical (Pool) 10. Schedule D:(Julio Reynel-Gracia) P.Eng (778.998.0709) 11. HPO: Residential Builder- Big Guys Enterprises Ltd. | Alco Fire Protection Ltd
GP-2023-02624 | 2023-09-07 | 2015 SW MARINE DRIVE, Vancouver, BC V6P 6B4 | Gas Permit | Residential | New | Issued | Residential - Installation of 1 gas fireplace - venting and hook up only >BP: To construct a 2 storey one-family dwelling ($2,034,800) with with a detached accessory building (garage) ($10,000) and an open parking pad, providing 6 parking space, having vehicular access from the 20' Lane **Amendment- January 02, 2024 - updated contact number for Steve from 778 846 3010 to 604 322 3015** | Urban Fireplaces Ltd
EP-2023-10033 | 2023-11-07 | 2015 SW MARINE DRIVE, Vancouver, BC V6P 6B4 | Electrical Permit | Residential | New | Issued | Installation / Repair - Residential - Alarm/CCTV/Tel/TV/Data/Audio rough in and complete >BP: ****PART 5 BUILDING**** To construct a 2 storey one-family dwelling ($2,034,800) with with a detached accessory building (garage) ($10,000) and an open parking pad, providing 6 parking space, having vehicular access from the 20' Lane. 1. Covenant registered at the Land Title Office under CA9252183 2. No Strata Titling permitted 3. A/C proposed – Exterior component located in East, Interior component located in second floor 4. Bar sink located in cellar 5. Schedule B: (Julio Reynel-Gracia) P.Eng (778.998.0709) Architectural 6. Schedule B: (Youhai Wang) P.Eng (604.868.5638) Structural 7. Schedule B: (P.K.L. Fong) P.Eng (604.837.3205) Geotechnical 8. Schedule B: (Cynthia R Prescott) P.Eng (604.291.9899) Structural (Pool) 9. Schedule B: (P.K.L. Fong) P.Eng (604.837.3205) Geotechnical (Pool) 10. Schedule D:(Julio Reynel-Gracia) P.Eng (778.998.0709) 11. HPO: Residential Builder- Big Guys Enterprises Ltd. **THIS PERMIT HAS BEEN ISSUED UNDER THE REQUIREMENTS OF VBBL #12511 (2019) ** | Summit Digital Systems Ltd
PP-2023-00359 | 2023-02-02 | 2015 SW MARINE DRIVE, Vancouver, BC V6P 6B4 | Plumbing Permit | Residential | New | Issued | Residential - 1FD - #1 - plumbing for new home >DB: To construct a 2 storey one-family dwelling with with a detached accessory building (garage) and an open parking pad, providing 6 parking space, having vehicular access from the 20' Lane. 1. Covenant registered at the Land Title Office under CA9252183 2. No Strata Titling permitted 3. A/C proposed – Exterior component located in East, Interior component located in second floor 4. Bar sink located in cellar AMEND: NOV 21/2023 Addition of two outside sumps. ENGINEER LTR TO BE PROVIDED ON SITE | Custom Air Conditioning Ltd
MP-2023-00193 | 2023-02-16 | 2015 SW MARINE DRIVE, Vancouver, BC V6P 6B4 | Mechanical Permit | NULL | NULL | Issued | NULL | Custom Air Conditioning Ltd
NULL | NULL | 2015 SW MARINE DRIVE, Vancouver, BC V6P 6B4 | Mechanical Permit | NULL | NULL | Draft | NULL | NULL
NULL | NULL | 2015 SW MARINE DRIVE, Vancouver, BC V6P 6B4 | Mechanical Permit | NULL | NULL | Draft | NULL | Custom Air Conditioning Ltd
EP-2023-06124 | 2023-07-10 | 2015 SW MARINE DRIVE, Vancouver, BC V6P 6B4 | Electrical Permit | Residential | New | Issued | Installation / Repair - Residential - ROUGH & FINISH ELECTRICAL WORK FOR MAIN HOUSE AND DETACHED GARAGES. 600AMP SINGLE PHASE SERVICE. (FOR BOTH MAIN HOUSE AND LANEWAY HOUSE) 500A TO BE USED FOR MAIN HOUSE, 125A FOR LANEWAY (SEPARATE PERMIT FOR LANEWAY) INCLUDINGS, HEAT PUMPS, EV CHARGERS, POOL, ELEVATOR ETC. >BP: ****PART 5 BUILDING**** To construct a 2 storey one-family dwelling ($2,034,800) with with a detached accessory building (garage) ($10,000) and an open parking pad, providing 6 parking space, having vehicular access from the 20' Lane. 1. Covenant registered at the Land Title Office under CA9252183 2. No Strata Titling permitted 3. A/C proposed – Exterior component located in East, Interior component located in second floor 4. Bar sink located in cellar 5. Schedule B: (Julio Reynel-Gracia) P.Eng (778.998.0709) Architectural 6. Schedule B: (Youhai Wang) P.Eng (604.868.5638) Structural 7. Schedule B: (P.K.L. Fong) P.Eng (604.837.3205) Geotechnical 8. Schedule B: (Cynthia R Prescott) P.Eng (604.291.9899) Structural (Pool) 9. Schedule B: (P.K.L. Fong) P.Eng (604.837.3205) Geotechnical (Pool) 10. Schedule D:(Julio Reynel-Gracia) P.Eng (778.998.0709) 11. HPO: Residential Builder- Big Guys Enterprises Ltd. **THIS PERMIT HAS BEEN ISSUED UNDER THE REQUIREMENTS OF VBBL #12511 (2019) ** | Chatha Electrical Services Ltd
EP-2023-06056 | 2023-07-06 | 2015 SW MARINE DRIVE, Vancouver, BC V6P 6B4 | Electrical Permit | Residential | New | Issued | Temporary Power - Residential - To provide temporary power. | Chatha Electrical Services Ltd
EP-2022-05130 | 2022-06-17 | 2015 SW MARINE DRIVE, Vancouver, BC V6P 6B4 | Electrical Permit | Residential | New | Expired | Temporary Power - Residential - To provide temporary power. NOTE: Work authorized by this permit is for placement of a temporary power pole only and does not authorize any site construction and/or excavation. A separate Building Permit will be required prior to commencement of any other work on this site. | Chatha Electrical Services Ltd
GP-2024-00193 | 2024-01-24 | 2111 SW MARINE DRIVE, Vancouver, BC V6P 6B7 | Gas Permit | Residential | Renovation | Issued | Residential - RE&RE boiler | Milani Plumbing Heating & Air Conditioning Ltd
EP-2022-09724 | 2022-11-17 | 2136 SW MARINE DRIVE, Vancouver, BC V6P 6B5 | Electrical Permit | Residential | Addition | Completed | Installation / Repair - Residential - Dig and Install 35/5 pole Transfer existing meter base New pole mount kit for meter base New connections at weather head, New guy assembly to existing anchor | Trueline Power and Consulting Ltd
EP-2022-10809 | 2023-01-04 | 7044 STIRLING STREET, Vancouver, BC V5P 4H5 | Electrical Permit | Residential | Renovation | Completed | Installation / Repair - Residential - Existing 60 amp electrical service upgrade to 100 amp service | Buddy Electric Ltd
GP-2022-02670 | 2022-09-07 | 7112 STIRLING STREET, Vancouver, BC V5P 4H5 | Gas Permit | Residential | New | Completed | Residential - Residential boiler replacement | SOS Plumbing and Heating Ltd
NULL | NULL | 7112 STIRLING STREET, Vancouver, BC V5P 4H5 | Gas Permit | Residential | New | Draft | Residential - Replace boiler | NULL
EP-2023-02125 | 2023-03-13 | 7136 STIRLING STREET, Vancouver, BC V5P 4H5 | Electrical Permit | Residential | Addition | Issued | Installation / Repair - Residential - New electrical service to be installed due to laneway house being built. Replacement of underground teck cable from meter base to main panel. | Skyview Electrical Ltd
GP-2022-00458 | 2022-02-14 | 7229 STIRLING STREET, Vancouver, BC V5P 4H6 | Gas Permit | Residential | Renovation | Completed | Residential - new water heater upgrade | Pro Ace Heating & Air Conditioning Services Ltd
PP-2023-02895 | 2023-08-16 | 2025 STEPHENS STREET, Vancouver, BC V6K 3W2 | Plumbing Permit | Commercial | Tenant Improvement | Completed | Commercial - Replacement of the Domestic Water System Built in 1996 | Cambridge Plumbing Systems Ltd
EP-2023-10658 | 2023-11-30 | 2036 STEPHENS STREET, Vancouver, BC V6K 3W1 | Electrical Permit | Residential | Addition | Issued | Installation / Repair - Residential - . Installation new Rogers security system, taking over existing sensors (for System Upgraders) | Intek Communications Inc
EP-2022-00802 | 2022-02-10 | 3919 SW MARINE DRIVE, Vancouver, BC V6N 4A2 | Electrical Permit | Residential | Renovation | Completed | Installation / Repair - Residential - Install of EV charger | NULL
NULL | NULL | 3919 SW MARINE DRIVE, Vancouver, BC V6N 4A2 | Electrical Permit | Residential | Renovation | Draft | Installation / Repair - Residential - Install electric vehicle charger | NULL
EP-2023-04484 | 2023-06-01 | 3940 SW MARINE DRIVE, Vancouver, BC V6N 3Z9 | Electrical Permit | Residential | Renovation | Cancelled | Installation / Repair - Residential - Adding circuit for heat pump NO MP AT THIS TIME | Douglas Millington o/a Moose Electric
MP-2023-01001 | 2023-06-05 | 3954 SW MARINE DRIVE, Vancouver, BC V6N 4A3 | Mechanical Permit | NULL | NULL | Issued | NULL | AKAL Plumbing & Heating Ltd
EP-2023-06339 | 2023-07-31 | 3954 SW MARINE DRIVE, Vancouver, BC V6N 4A3 | Electrical Permit | Residential | Renovation | Issued | Installation / Repair - Residential - Renovation project prewire all house new electrical cables and communication cables with legal suite.Termination and connection all the junciont box and electrical equipment. Upgrade 100 amps 240v 1 Phase service to 200 amps (CF-2022-008363) >BP: Exterior and interior alterations to provide improvements and to change the use from single detached house to single detached house with a secondary suite at this existing residential building on this site. Scope of work includes replacing existing doors/windows , remove rear stairs at deck, remove side entrance, new secondary suite, updates to the kitchen and master bedroom, new lighting and plumbing, reconstruct the staircase. Revision #1: Replacing existing exterior vinyl siding with new noncumbustible Hardie siding. Work Value increased by $15,000 to $215,000 CF-2022-008363 ReUP (3 pts required; 3 pts slected) Minor Air sealing: Target 10% ACH improvement Attic Insulation: R28 if <R12, R40 if >12 EV charger: Level 2 charger installation in carport/garage Schedule B (Struct): Tsung-Hua Yang #40189, 604-729-0585, Efinity Consulting Ltd. Ok for Field Review as per Kirat Kang, December 1, 2022. | AIGO TECHNOLOGY INC
PP-2023-01255 | 2023-04-12 | 3954 SW MARINE DRIVE, Vancouver, BC V6N 4A3 | Plumbing Permit | Residential | Renovation | Issued | Residential - Single Family Home New Fixtures >BP: Exterior and interior alterations to provide improvements and to change the use from single detached house to single detached house with a secondary suite at this existing residential building on this site. Scope of work includes replacing existing doors/windows , remove rear stairs at deck, remove side entrance, new secondary suite, updates to the kitchen and master bedroom, new lighting and plumbing, reconstruct the staircase. CF-2022-008363 | AKAL Plumbing & Heating Ltd
GP-2023-01745 | 2023-06-05 | 4005 SW MARINE DRIVE, Vancouver, BC V6N 4A5 | Gas Permit | Residential | Renovation | Completed | Residential - Re&re Tankless water heater | Milani Plumbing Heating & Air Conditioning Ltd
EP-2023-00776 | 2023-01-30 | 4085 SW MARINE DRIVE, Vancouver, BC V6N 4A5 | Electrical Permit | Residential | Renovation | Expired | Temporary Power - Residential - To provide temporary power. | Root 3 Electric Ltd
EP-2023-10899 | 2023-12-08 | 4085 SW MARINE DRIVE, Vancouver, BC V6N 4A5 | Electrical Permit | Residential | Renovation | Issued | Installation / Repair - Residential - Whole house reno and new 200A service. >BP: Exterior and interior alterations to renovate this existing Single Detached House on this site. The scope is to remove and replace - replace plumbing/electrical fixtures, sprinkler and gas appliances - door, trim/mounding, cabinetry, drywall, insulations - Two windows on the basement level. | JIU DING ELECTRIC LTD
SP-2024-00083 | 2024-01-25 | 4085 SW MARINE DRIVE, Vancouver, BC V6N 4A5 | Sprinkler Permit | Residential | New | Issued | Residential - Install sprinkler system >BP: Exterior and interior alterations to renovate this existing Single Detached House on this site. The scope is to remove and replace - replace plumbing/electrical fixtures, sprinkler and gas appliances - door, trim/mounding, cabinetry, drywall, insulations - Two windows on the basement level. | Alpine Sprinkler Systems Ltd
NULL | NULL | 4085 SW MARINE DRIVE, Vancouver, BC V6N 4A5 | Electrical Permit | Residential | Renovation | Withdrawn | Temporary Power - Residential - To provide temporary power. | Pacific Western Power & Control Ltd
PP-2023-03464 | 2023-12-18 | 4085 SW MARINE DRIVE, Vancouver, BC V6N 4A5 | Plumbing Permit | Residential | Renovation | Issued | Residential - Rough in water lines and drainage. >BP: Exterior and interior alterations to renovate this existing Single Detached House on this site. The scope is to remove and replace - replace plumbing/electrical fixtures, sprinkler and gas appliances - door, trim/mounding, cabinetry, drywall, insulations - Two windows on the basement level. | Clearly Plumbing and Drainage Ltd
GP-2023-02850 | 2023-09-28 | 4085 SW MARINE DRIVE, Vancouver, BC V6N 4A5 | Gas Permit | Residential | Renovation | Issued | Residential - Installing gas lines. | Clearly Plumbing and Drainage Ltd
EP-2022-00135 | 2022-01-13 | 8633 SW MARINE DRIVE, Vancouver, BC V6P 6A2 | Electrical Permit | Commercial | Renovation | Completed | Installation / Repair - Commercial - install temp. sub panel fed from bldg for bldg remediation and sub feed to trailer -re and re walkway fixtures (reference: EP-2021-03168: Expired) >BP: Exterior alterations only to repair the building envelope on this 4 storey multi family residential buildings (Group C ). Scope of work includes: rehab of internal courtyard wall surfaces, replacing existing walkway membrane on two level walkway, replacing the walkway exit stairs, replacing roof membrane at main roof, replacement of existing windows and sliding doors. | PRO-CAN ELECTRIC LTD
PP-2023-00288 | 2023-01-27 | 8772 SW MARINE DRIVE, Vancouver, BC V6P 6A4 | Plumbing Permit | Commercial | Tenant Improvement | Completed | Commercial - Replacement of the Domestic Water System | Cambridge Plumbing Systems Ltd
EP-2022-01303 | 2022-02-22 | 2476 TRINITY STREET, Vancouver, BC V5K 1E1 | Electrical Permit | Residential | Renovation | Completed | Installation / Repair - Residential - New dip service pole at alley fence line with meter, UG to house and feed new 200A Panel. Renovation of kitchen and bathrooms. Add smoke alarms in all bedrooms, halls and associated areas. Remove sub panels and consolidate wiring into one new panel. Add power conduit to re-feed garage and capacity for future EV. -New service please. We are increasing from current 100A to 200A. Plan for EV was just an empty conduit for future. Load calc attached with all future loads accounted for. >BP: Interior/exterior renovation of existing one-family dwelling; Layout changes include kitchen renovation and additional floor area to a new bathroom on the 2nd floor. Window replacement. | ACE Integrated Systems Ltd
GP-2022-01231 | 2022-04-25 | 2476 TRINITY STREET, Vancouver, BC V5K 1E1 | Gas Permit | Residential | Renovation | Completed | Residential - Installation of gas stove | Drips & Drains Plumbing and Heating Ltd
PP-2022-01332 | 2022-04-22 | 2476 TRINITY STREET, Vancouver, BC V5K 1E1 | Plumbing Permit | Residential | Renovation | Completed | Residential - Rough in and finishing plumbing serving 2 bathrooms, 1 kitchen and 1 laundry. Interior/exterior renovation of existing one-family dwelling; Layout changes include kitchen renovation and additional floor area to a new bathroom on the 2nd floor. Window replacement. | Drips & Drains Plumbing and Heating Ltd
EP-2022-06417 | 2022-07-29 | 1375 SLOCAN STREET, Vancouver, BC V5K 3Y5 | Electrical Permit | Residential | Renovation | Completed | Installation / Repair - Residential - add a sub panel to existing 100amp service to make electrical upgrade to basement complete for two bedrooms ,bathroom, utility room,rec room and hard wired smoke alarms as required *Permit Amendment Jul 07, 2023 -Rough wire only for work description. All wiring left safe. Declaration received future work to be completed by others >BP: Interior alterations to renovate the basement in this existing one family dwelling. Scope of work includes: 1) Installation of new flooring. 2) New interior doors. 3) New bathroom fixtures. 4) New lighting fixtures. 5) New partition walls. 6) New sump cover door. 7) New light switches and outlets. | Panther Electric Ltd
GP-2023-03194 | 2023-10-23 | 5050 SOMERVILLE STREET, Vancouver, BC V5W 3H2 | Gas Permit | Residential | New | Completed | Residential - Gas range re/re | Super Tech Appliances Installation Ltd
GP-2024-00044 | 2024-01-08 | 5068 SOMERVILLE STREET, Vancouver, BC V5W 3H2 | Gas Permit | Residential | Renovation | Issued | Residential - INSTALL GAS FIREPLACE IN LIVING ROOM AREA OF THE BASEMENT SUITE WHERE A PREVIOUS GAS FP WAS INSTALLED >BP: Interior and exterior alterations and to change the use of this existing Single-Family Dwelling to Single Family Dwelling with secondary suite for this existing three storey building on this site. Work to include enclosing existing attached carport, interior alterations to entire building, and exterior alterations to provide a partial covered deck, a rear yard, and surface parking, thereby, granting relaxation of the Height (No. of storeys), Floor Space Ratio, and External Design regulations of the RS-1 District Schedule at the Board of Variance, Z32685, on April 30, 2008. Structural B1/B2 letters of assurance received as per Andrew McLellan. 604.708.1052. Existing non-conforming front yard, south side yard, building depth, and rear yard reviewed and noted by T. Potter. May 30, 2008. | The LM Fireplace Warehouse Ltd.
GP-2022-01815 | 2022-06-14 | 5086 SOMERVILLE STREET, Vancouver, BC V5W 3H2 | Gas Permit | Residential | Renovation | Completed | Residential - re/re hot water tank | Ferenc Nagy
PP-2023-00755 | 2023-03-07 | 5238 SOMERVILLE STREET, Vancouver, BC V5W 3H4 | Plumbing Permit | Residential | Renovation | Completed | Residential - Plumbing works >BP: Exterior and interior alterations to renovate this existing single detached house on this site. The scope includes windows and doors changes. | RAHELU PLUMBING & HEATING LTD.
EP-2023-04862 | 2023-07-11 | 5238 SOMERVILLE STREET, Vancouver, BC V5W 3H4 | Electrical Permit | Residential | Renovation | Completed | Installation / Repair - Residential - Remove old wiring and change new wiring in many places. No service change. Garage wiring is existing Electrical rouh wiring and finishing Heat Pump.MP-2023-01201 >BP: Exterior and interior alterations to renovate this existing single detached house on this site. The scope includes windows and doors changes. Structural/ Geotechnical (permeant/ non-permanent) Schedule B provided Henry S.N Hsu | Boss Electric Ltd.
SP-2023-01201 | 2023-07-12 | 5238 SOMERVILLE STREET, Vancouver, BC V5W 3H4 | Sprinkler Permit | Residential | Renovation | Completed | Residential - Install sprinkler heads -Entire building shall be sprinklered to NFPA13D standard >BP: Exterior and interior alterations to renovate this existing single detached house on this site. The scope includes windows and doors changes. Structural/ Geotechnical (permeant/ non-permanent) Schedule B provided Henry S.N Hsu | RAHELU PLUMBING & HEATING LTD.
GP-2023-02091 | 2023-07-13 | 5238 SOMERVILLE STREET, Vancouver, BC V5W 3H4 | Gas Permit | Residential | Tenant Improvement | Completed | Residential - Removed old boiler and installed new combi boiler >BP: Exterior and interior alterations to renovate this existing single detached house on this site. | RAHELU PLUMBING & HEATING LTD.
MP-2023-01201 | 2023-06-29 | 5238 SOMERVILLE STREET, Vancouver, BC V5W 3H4 | Mechanical Permit | NULL | NULL | Completed | NULL | Lumi HVAC Ltd
GP-2022-01526 | 2022-05-17 | 5282 SOMERVILLE STREET, Vancouver, BC V5W 3H4 | Gas Permit | Residential | Renovation | Completed | Residential - Hot water tank replacement | Hillcrest Plumbing & Heating (1991) Ltd
GP-2022-02931 | 2022-09-28 | 5282 SOMERVILLE STREET, Vancouver, BC V5W 3H4 | Gas Permit | Residential | Renovation | Completed | Residential - boiler Re&re | Flame Co Heating Services Ltd
EP-2022-07434 | 2022-09-04 | 5092 SLOCAN STREET, Vancouver, BC V5R 2A5 | Electrical Permit | Residential | New | Expired | Temporary Power - Residential - To provide temporary power. | CROWN ELECTRICAL CONTRACTOR LTD
SP-2022-01145 | 2023-09-14 | 5092 SLOCAN STREET, Vancouver, BC V5R 2A5 | Sprinkler Permit | Commercial | New | Issued | Commercial - For all sprinkler work to the 2019 VBBL; NFPA 13R, 2013; for work to construct a 4-storey (per VBBL) Multiple Dwelling, containing a total of 6 dwelling units and 2 lock-off units with total of 4 surface parking spaces having vehicular access lane. Engineer of Record: Farzad Hemmati 604-649-4574 farzadh@bmactc.com | Spectrum Fire Protection Ltd
PP-2023-02614 | 2023-07-27 | 5092 SLOCAN STREET, Vancouver, BC V5R 2A5 | Plumbing Permit | Commercial | New | Issued | Commercial - Plumbing >To construct a 4-storey (per VBBL) Multiple Dwelling, containing a total of 6 dwelling units and 2 lock-off units with total of 4 surface parking spaces having vehicular access from the lane. Building Review Branch Notes: - Building Permit for DP-2020-00019. - This is a three and one-half story building per Z&D By-Law and 4 story per VBBL. - Building to be sprinklered to NFPA 13R standard. - Refer to AL-2022-00064 for single exit from 3rd and 4th level units and shared exit for units at 2nd and 3rd level (3.3.1.3(12) and 3.3.4.4(3)) - Sprinkler permit is applied under SP-2022-01145 *Review as per VBBL 2019 (#13259) | AMBER MECHANICAL LTD
PP-2023-02785 | 2023-08-08 | 5092 SLOCAN STREET, Vancouver, BC V5R 2A5 | Plumbing Permit | Commercial | New | Issued | Commercial - Installing Sumps >BP: To construct a 4-storey (per VBBL) Multiple Dwelling, containing a total of 6 dwelling units and 2 lock-off units with total of 4 surface parking spaces having vehicular access from the lane. | Apollo Excavating & Civil Works Ltd.
EP-2023-03375 | 2023-08-16 | 5092 SLOCAN STREET, Vancouver, BC V5R 2A5 | Electrical Permit | Commercial | New | Issued | Installation / Repair - Commercial - Electrical installation for a 4-storey Multiple Dwelling, containing a total of 6 dwelling units and 2 lock-off units with total of 4 surface parking spaces. >BP: To construct a 4-storey (per VBBL) Multiple Dwelling, containing a total of 6 dwelling units and 2 lock-off units with total of 4 surface parking spaces having vehicular access from the lane. Building Review Branch Notes: - Building Permit for DP-2020-00019. - This is a three and one-half story building per Z&D By-Law and 4 story per VBBL. - Building to be sprinklered to NFPA 13R standard. - Refer to AL-2022-00064 for single exit from 3rd and 4th level units and shared exit for units at 2nd and 3rd level (3.3.1.3(12) and 3.3.4.4(3)) - Sprinkler permit is applied under SP-2022-01145 *Review as per VBBL 2019 (#13259) | CROWN ELECTRICAL CONTRACTOR LTD
NULL | NULL | 5092 SLOCAN STREET, Vancouver, BC V5R 2A5 | Sprinkler Permit | Residential | New | Withdrawn | Residential - New sprinkler system installation | Spectrum Fire Protection Ltd
EP-2023-08102 | 2023-09-07 | 5092 SLOCAN STREET, Vancouver, BC V5R 2A5 | Electrical Permit | Residential | New | Issued | Temporary Power - Residential - To provide temporary power. | CROWN ELECTRICAL CONTRACTOR LTD
EP-2022-08185 | 2022-09-28 | 3688 TANNER STREET, Vancouver, BC V5R 5P6 | Electrical Permit | Residential | Tenant Improvement | Completed | Installation / Repair - Residential - Upgrade existing underground 100A 120/240V 1P3W main service to a 200A 120/240V 1P3W main service; with a 100A subfeed to the existing 100A panel. | Arc-Tech Services Inc
GP-2022-03845 | 2022-12-02 | 3688 TANNER STREET, Vancouver, BC V5R 5P6 | Gas Permit | Residential | Addition | Completed | Residential - Gas fireplace installation | Vaglio Fireplace LTD
GP-2022-03803 | 2022-12-01 | 7 TAMATH CRESCENT, Vancouver, BC | Gas Permit | Residential | Tenant Improvement | Completed | Residential - installing an on demand hot water system | Campbell Care Plumbing, Heating & Air Ltd.
EP-2022-02710 | 2022-04-04 | 5850 ST. MARGARETS STREET, Vancouver, BC V5R 3H5 | Electrical Permit | Residential | Renovation | Completed | Installation / Repair - Residential - Relocate 100amp meter to combine with new LWH. basement and LWH -Electrical panel in Basement. | Beyond Electric Ltd
NULL | NULL | 5850 ST. MARGARETS STREET, Vancouver, BC V5R 3H5 | Plumbing Permit | Residential | New | Draft | Residential - Laneway | NULL
EP-2023-09074 | 2023-10-07 | 5871 ST. MARGARETS STREET, Vancouver, BC V5R 3H6 | Electrical Permit | Residential | New | Issued | Temporary Power - Residential - To provide temporary power. | STAT ELECTRICS LIMITED
GP-2023-01899 | 2023-06-23 | 2143 STEPHENS STREET, Vancouver, BC V6K 3W4 | Gas Permit | Residential | New | Completed | Residential - re and re gas range | Christopher Sterling
PP-2022-00027 | 2022-01-07 | 2210 STEPHENS STREET, Vancouver, BC V6K 3W6 | Plumbing Permit | Residential | Renovation | Completed | Residential - Replacing water main | Anastase Vlassopoulos DBA Taso Services
EP-2023-09025 | 2023-10-23 | 2216 STEPHENS STREET, Vancouver, BC V6K 3W6 | Electrical Permit | Residential | Renovation | Issued | Installation / Repair - Residential - Connect 15a 240v Heat pump. 60amp sub panel and 2 new outside receptacle in back of house. Mechanical Permit *An approved mechanical permit is required for the installation of air conditioning or heat pump unit at the time of installation before an electrical inspection will be performed | JJL Electrical Services Ltd
MP-2023-02276 | 2023-12-20 | 2216 STEPHENS STREET, Vancouver, BC V6K 3W6 | Mechanical Permit | NULL | NULL | Completed | NULL | Vancouver City Plumbing Inc
EP-2023-10924 | 2023-12-05 | 5575 STAMFORD STREET, Vancouver, BC V5R 4K6 | Electrical Permit | Residential | New | Issued | Temporary Power - Residential - To provide temporary power. | SWIFT ELECTRIC LTD
SP-2023-01835 | 2023-10-04 | 5575 STAMFORD STREET, Vancouver, BC V5R 4K6 | Sprinkler Permit | Residential | New | Issued | Residential - Install Sprinkler Heads >BP: To construct a 2-storey duplex with two secondary suite located in the basement with a detached accessory building (garage) at the rear providing 2 parking spaces and an open surface parking, having vehicular access from the lane. The entire building to be sprinklered to 2x NFPA 13D. Note: This is a 2 storey building pursuant to the Zoning and Development By-Law **THIS PERMIT HAS BEEN ISSUED UNDER THE REQUIREMENTS OF VBBL 2019** This permit is issued under the VBBL 2019, with updated energy requirements as per bylaw # 12997 effective Jan 01, 2022. As shown by an asterisk (*) on the building permit floor plans and/or elevations, exit protection is required to be provided in accordance with Articles 9.9.4.4., 9.9.4.6., and/or 9.37.2.8. of the 2019 VBBL. To achieve the required FSR a floor space exclusion of 2% has been applied to this application as per section 10.15.1 of the district schedule, to accommodate improved building performance. 1. Covenant registered at the Land Title Office under CB570749 2. No strata titling permitted for secondary suites 3. External mechanical unit proposed in rear yard 4. Schedule B Jason Hui, P.Eng (778-319-3403) Structural and Geotechnical 5. BC Housing Sabhra Construction Ltd Oct 5/2023-AMEND Provided Revised drawings and calculations | RAHELU PLUMBING & HEATING LTD.
GP-2023-03013 | 2023-10-11 | 5575 STAMFORD STREET, Vancouver, BC V5R 4K6 | Gas Permit | Residential | New | Issued | Residential - 4 Ranges & 1 BBQ GAS PIPING WORKS >BP: To construct a 2-storey duplex with two secondary suite located in the basement with a detached accessory building (garage) at the rear providing 2 parking spaces and an open surface parking, having vehicular access from the lane. **Amend - November 17, 2023 - Added 2 more ranges** | RAHELU PLUMBING & HEATING LTD.
PP-2023-02918 | 2023-08-17 | 5575 STAMFORD STREET, Vancouver, BC V5R 4K6 | Plumbing Permit | Residential | New | Issued | Residential - 2FD+2SS - FRONT - 5575 STAMFORD ST - #1 & #2 BACK - 5577 STAMFORD ST - #1 & #2 Plumbing Works >DB: To construct a 2-storey duplex with two secondary suite located in the basement with a detached accessory building (garage) at the rear providing 2 parking spaces and an open surface parking, having vehicular access from the lane. The entire building to be sprinklered to 2x NFPA 13D. Note: This is a 2 storey building pursuant to the Zoning and Development By-Law **THIS PERMIT HAS BEEN ISSUED UNDER THE REQUIREMENTS OF VBBL 2019** This permit is issued under the VBBL 2019, with updated energy requirements as per bylaw # 12997 effective Jan 01, 2022. 1. Covenant registered at the Land Title Office under CB570749 2. No strata titling permitted for secondary suites 3. External mechanical unit proposed in rear yard | RAHELU PLUMBING & HEATING LTD.
MP-2023-01535 | 2023-08-21 | 5575 STAMFORD STREET, Vancouver, BC V5R 4K6 | Mechanical Permit | NULL | NULL | Issued | NULL | RAHELU PLUMBING & HEATING LTD.
EP-2023-08225 | 2023-11-20 | 5575 STAMFORD STREET, Vancouver, BC V5R 4K6 | Electrical Permit | Residential | New | Issued | Installation / Repair - Residential - ¦ 2FD + 2SS- 400A ¦ we are doing electrical prewiring and finishing and extra low voltage prewiring -this is one 400A service with duplex meters 2 X 200A -No dcc be used *An approved mechanical permit is required for the installation of air conditioning or heat pump unit at the time of installation before an electrical inspection will be performed >BP: To construct a 2-storey duplex with two secondary suite located in the basement with a detached accessory building (garage) at the rear providing 2 parking spaces and an open surface parking, having vehicular access from the lane. The entire building to be sprinklered to 2x NFPA 13D. 1. Covenant registered at the Land Title Office under CB570749 2. No strata titling permitted for secondary suites 3. External mechanical unit proposed in rear yard 4. Schedule B Jason Hui, P.Eng (778-319-3403) Structural and Geotechnical 5. BC Housing Sabhra Construction Ltd All rooms adjacent to North and South exposing building face shall be sprinklered. Combustible projections or roof soffits on an exposing building face shall not project to less than .45m from the property line and shall be in compliance with VBBL 2019 9.10.15.5.(9) | SWIFT ELECTRIC LTD
PP-2023-02050 | 2023-06-22 | 5575 STAMFORD STREET, Vancouver, BC V5R 4K6 | Plumbing Permit | Residential | New | Issued | Residential - 2FD+2SS - Installation of sump | Bison Excavation & Demolition
EP-2022-09785 | 2022-11-18 | 5575 STAMFORD STREET, Vancouver, BC V5R 4K6 | Electrical Permit | Residential | New | Expired | Temporary Power - Residential - To provide temporary power. NOTE: Work authorized by this permit is for placement of a temporary power pole only and does not authorize any site construction and/or excavation. A separate Building Permit will be required prior to commencement of any other work on this site. | SWIFT ELECTRIC LTD
PP-2022-02471 | 2022-07-19 | 5580 STAMFORD STREET, Vancouver, BC V5R 4K5 | Plumbing Permit | Residential | New | Completed | Residential - New lane way house >BP: To construct a 2 storey laneway house building ($216,500) with an open parking pad providing 1 parking space over gravel, having vehicular access from the 20' Lane. Note: This is a 1 ½ storey building pursuant to the Zoning & Development By-law. 1. No Strata Titling permitted 2. No A/C Unit proposed 3. Schedule B: (Antony Wang) P.Eng (604.618.6236) Structural & Geotechnical 5. BC Housing (Van Phong Hoang) | Infinity Pacific Mechanical Ltd
EP-2023-02246 | 2023-03-15 | 5580 STAMFORD STREET, Vancouver, BC V5R 4K5 | Electrical Permit | Residential | New | Issued | Temporary Power - Residential - To provide temporary power. | Skyview Electrical Ltd
EP-2022-01859 | 2022-03-08 | 5580 STAMFORD STREET, Vancouver, BC V5R 4K5 | Electrical Permit | Residential | New | Expired | Temporary Power - Residential - To provide temporary power. Amend: Mar 21, 2022 Special permission form to transfer power from main electrical service located on garage to temporary electrical pole, as requested by electrical inspector. | Skyview Electrical Ltd
PP-2022-01301 | 2022-04-19 | 5580 STAMFORD STREET, Vancouver, BC V5R 4K5 | Plumbing Permit | Residential | New | Completed | Residential - instill one outside sump | H R DEMOLITION LTD
GP-2023-04191 | 2023-12-24 | 5607 STAMFORD STREET, Vancouver, BC V5R 4K7 | Gas Permit | Residential | Renovation | Issued | Residential - Installing a furnace as well as a hot water on demand | Thermo Furnace And Carpet Services Ltd
GP-2022-04084 | 2022-12-21 | 5640 STAMFORD STREET, Vancouver, BC V5R 4K5 | Gas Permit | Residential | Renovation - Dwelling Unit(s) only | Completed | Residential - TANKLESS REPLACEMENT | CoStar Home Energy Ltd
MP-2023-00752 | 2023-05-02 | 4656 TODD STREET, Vancouver, BC V5R 3P8 | Mechanical Permit | NULL | NULL | Issued | NULL | Ashton Service Group/Ashton Mechanical Ltd.
EP-2023-04413 | 2023-05-31 | 4656 TODD STREET, Vancouver, BC V5R 3P8 | Electrical Permit | Residential | Renovation | Completed | Installation / Repair - Residential - Electrical supply for Heat Pump MP-2023-00752 | Milani Electric Limited
MP-2023-00893 | 2023-05-19 | 4656 TODD STREET, Vancouver, BC V5R 3P8 | Mechanical Permit | NULL | NULL | Completed | NULL | Milani Electric Limited
EP-2023-01621 | 2023-02-27 | 5882 TODERICK STREET, Vancouver, BC V5R 4N1 | Electrical Permit | Residential | Addition | Completed | Installation / Repair - Residential - Install 40 AMP breaker in the main panel and pull wire to the back garage (trench required) and help client to mount a Tesla wall connector. | Amor Energy Corporation
GP-2022-00004 | 2022-01-05 | 1933 TURNER STREET, Vancouver, BC V5L 1Z9 | Gas Permit | Residential | Renovation | Completed | Residential - Furnace and hot water tank replacement, install gas line for range To alter the exterior and interior of the existing one-family dwelling building to remove an unauthorized rear addition and to renovate all three floors. Scope of work includes adding a new landing at the rear, adding and removing openings on all sides of the building, adding an internal staircase to connect the main and basement and changing the layout of all floors. | Westmount Heating Ltd
EP-2022-01045 | 2022-02-10 | 1933 TURNER STREET, Vancouver, BC V5L 1Z9 | Electrical Permit | Residential | Renovation | Completed | Installation / Repair - Residential - Renovation of a house & change of a new panel & wrings & finishing. -we are not changing,relocating, or increasing a service. we are just installing a new ground plate & tel bonding. >BP: To alter the exterior and interior of the existing one-family dwelling building to remove an unauthorized rear addition and to renovate all three floors. Scope of work includes adding a new landing at the rear, adding and removing openings on all sides of the building, adding an internal staircase to connect the main and basement and changing the layout of all floors. Notes: - Schedule B, Structural & Geotechnical, David Jung, 604-762-1054 - REUP Submitted by Jordan Galaugher, 604-465-1822 Scope of work to include energy upgrade in accordance with Article 11.2.1.4 of the 2019 Vancouver Building By-law and as per the Energy Efficiency Upgrade Details noted in the Energuide Report. | Choice Electrical Ltd
GP-2022-02868 | 2022-09-26 | 1948 TURNER STREET, Vancouver, BC V5L 2A1 | Gas Permit | Residential | Addition | Completed | Residential - re and re gas dryer | Christopher Sterling
EP-2022-09635 | 2022-11-16 | 1974 TURNER STREET, Vancouver, BC V5L 2A1 | Electrical Permit | Residential | Tenant Improvement | Completed | Installation / Repair - Residential - Service upgrade. Install ground fault receptacles on ungrounded circuitry. | BPM Electric Ltd
GP-2022-03639 | 2022-11-19 | 2029 TURNER STREET, Vancouver, BC V5L 2A2 | Gas Permit | Residential | Renovation - Dwelling Unit(s) only | Completed | Residential - Tankless Water Heater Replacement | General Heating Ltd
GP-2022-03867 | 2022-12-07 | 2068 TURNER STREET, Vancouver, BC V5L 2A3 | Gas Permit | Residential | Renovation | Completed | Residential - replacing boiler. | A & J GAS SERVICES LTD
PP-2022-00585 | 2022-02-22 | 2073 TURNER STREET, Vancouver, BC V5L 2A2 | Plumbing Permit | Residential | Renovation | Completed | Residential - replace sewer main to city connection | Milani Plumbing Heating & Air Conditioning Ltd
GP-2022-03132 | 2022-10-13 | 5326 SOMERVILLE STREET, Vancouver, BC V5W 3H4 | Gas Permit | Residential | Renovation | Completed | Residential - Replace gas furnace on ground floor. | Canadian Care Heating & Cooling Ltd
EP-2023-04934 | 2023-06-13 | 2835 SOPHIA STREET, Vancouver, BC V5M 4P9 | Electrical Permit | Commercial | Addition | Completed | Installation / Repair - Commercial - Running new power feeds for two air conditioner units, installing disconnects, and overcurrent protection for common area patio. -Power feeds are only 18A/208V/3ph from 1 mechanical panel to the 2 new 18A/3ph inside AC units, not RTUs *An approved mechanical permit is required for the installation of air conditioning or heat pump unit at the time of installation before an electrical inspection will be performed | Houle Electric Limited
EP-2022-01969 | 2022-03-11 | 2835 SOPHIA STREET, Vancouver, BC V5M 4P9 | Electrical Permit | Residential | Tenant Improvement | Completed | Installation / Repair - Residential - Extending landscape conduit to the exterior wall in patio garden for lights and plugs. | Houle Electric Limited
NULL | NULL | 3322 SOPHIA STREET, Vancouver, BC V5V 3T5 | Gas Permit | Residential | Renovation | Draft | Residential - Replace gas furnace on main floor. | NULL
GP-2022-01916 | 2022-06-25 | 3322 SOPHIA STREET, Vancouver, BC V5V 3T5 | Gas Permit | Residential | Renovation | Completed | Residential - Replace gas furnace and water heating system on ground floor. | Canadian Care Heating & Cooling Ltd
EP-2023-01165 | 2023-03-31 | 3432 SOPHIA STREET, Vancouver, BC V5V 3T6 | Electrical Permit | Residential | Addition | Completed | Installation / Repair - Residential - Installation of electrical needs for EV charger | UES Electrical Services Incorporated
GP-2023-04152 | 2023-12-21 | 3436 SOPHIA STREET, Vancouver, BC V5V 3T6 | Gas Permit | Residential | Renovation | Issued | Residential - replacement of lennox furnace | Hillcrest Plumbing & Heating (1991) Ltd
EP-2022-00988 | 2022-03-30 | 5793 ST. GEORGE STREET, Vancouver, BC V5W 2Y4 | Electrical Permit | Residential | Tenant Improvement | Completed | Installation / Repair - Residential - Service upgrade form 100 to 200 amps. Electrical install of AC. | Moore And Russell Heating And Air Conditioning Ltd
GP-2023-04064 | 2023-12-15 | 5919 ST. MARGARETS STREET, Vancouver, BC V5R 3H6 | Gas Permit | Residential | Renovation | Issued | Residential - RE&RE boiler | Milani Plumbing Heating & Air Conditioning Ltd
MP-2023-01918 | 2023-10-26 | 5965 ST. MARGARETS STREET, Vancouver, BC V5R 3H6 | Mechanical Permit | NULL | NULL | Completed | NULL | Moore & Russell Heating Ltd
GP-2023-03245 | 2023-10-26 | 5965 ST. MARGARETS STREET, Vancouver, BC V5R 3H6 | Gas Permit | Residential | Tenant Improvement | Completed | Residential - RE&RE Furnace | Moore & Russell Heating Ltd
EP-2023-09707 | 2023-11-30 | 5965 ST. MARGARETS STREET, Vancouver, BC V5R 3H6 | Electrical Permit | Residential | Tenant Improvement | Issued | Installation / Repair - Residential - Install of heat pump *MP-2023-01918: Issued (Heating and Cooling) *"BSMT range disconnected" ¦ Revised load calc uploaded | Moore And Russell Heating And Air Conditioning Ltd
EP-2024-00233 | 2024-01-09 | 1928 STEPHENS STREET, Vancouver, BC V6K 3V9 | Electrical Permit | Residential | Renovation | Completed | Installation / Repair - Residential - Removing existing knob and tube wiring and installing new cables, receptacles, lighting boxes and switches on upper level. | CF Electrical Services ltd
EP-2023-02695 | 2023-03-29 | 1988 STEPHENS STREET, Vancouver, BC V6K 3V9 | Electrical Permit | Commercial | Renovation | Completed | Installation / Repair - Commercial - Maintenance replacement of fire alarm control unit. Note: This permit has been issued based on Bulletin 2018-004-BU/EL. | Fina Electrical Systems Ltd
GP-2023-02994 | 2023-10-10 | 2268 SW MARINE DRIVE, Vancouver, BC V6P 6C2 | Gas Permit | Residential | Renovation - Dwelling Unit(s) only | Completed | Residential - Installing hot water tank | Reid Brothers Plumbing & Heating Ltd
EP-2023-03725 | 2023-05-01 | 2550 SW MARINE DRIVE, Vancouver, BC V6P 6C2 | Electrical Permit | Residential | Renovation | Completed | Installation / Repair - Residential - Replacement of 100-amp service for the house due to existing service being damaged and not repairable. If work on this site could lead to the disturbance of soil advise applicant to contact the Provincial Archeology Branch at 250-953-3334 for necessary permits. In addition, please be advised that reports from an Archeologist (AIA, AOA) and permits from the First Nations may be necessary prior to the release of your City of Vancouver permits. | Wespac Electrical Contractor Ltd
GP-2022-01243 | 2022-04-20 | 8125 ST. GEORGE STREET, Vancouver, BC V5X 3S4 | Gas Permit | Residential | Tenant Improvement | Completed | Residential - Hot water tank replacement | Gregori Plumbing, Heating & Air Conditioning Ltd
PP-2023-01306 | 2023-04-28 | 8276 ST. GEORGE STREET, Vancouver, BC V5X 3S5 | Plumbing Permit | Commercial | Addition | Completed | Commercial - Rough in for new bathroom and bar sink >BP: Building Permit for DP-2022-00392: Interior alterations to the existing Creative Products Manufacturing use and add 1656 square feet to the rear portion and convert it from mezzanine to second floor and adding mezzanine floor of 814 square feet to this existing 2 story building and making it to a 2 story building with mezzanine. Total floor area addition is 2470 square feet. Whole building will be sprinklered. Design occupant load is 25. Note: This application is reviewed under VBBL 2019. | True Blue Plumbing Limited
EP-2023-00939 | 2023-02-06 | 8276 ST. GEORGE STREET, Vancouver, BC V5X 3S5 | Electrical Permit | Commercial | Renovation | Completed | Installation / Repair - Commercial - Add Lights , plugs, baseboard heaters, exit signs, emergency lights, fire alarm devices and 2 sub panels on level 2 and 3. -Main Service is 600 amp 3 phase, 208 volt. >BP: Building Permit for DP-2022-00392: Interior alterations to the existing Creative Products Manufacturing use and add 1656 square feet to the rear portion and convert it from mezzanine to second floor and adding mezzanine floor of 814 square feet to this existing 2 story building and making it to a 2 story building with mezzanine. Total floor area addition is 2470 square feet. Whole building will be sprinklered. Design occupant load is 25. Note: This application is reviewed under VBBL 2019. | Ling-Tec Electrical Service Ltd
EP-2023-07092 | 2023-08-04 | 8276 ST. GEORGE STREET, Vancouver, BC V5X 3S5 | Electrical Permit | Commercial | Addition | Completed | Installation / Repair - Commercial - To complete security camera system. >BP: Building Permit for DP-2022-00392: Interior alterations to the existing Creative Products Manufacturing use and add 1656 square feet to the rear portion and convert it from mezzanine to second floor and adding mezzanine floor of 814 square feet to this existing 2 story building and making it to a 2 story building with mezzanine. Total floor area addition is 2470 square feet. Whole building will be sprinklered. Design occupant load is 25. Note: This application is reviewed under VBBL 2019. | CBA Electrical & Security Systems Ltd
EP-2023-06933 | 2023-08-03 | 8276 ST. GEORGE STREET, Vancouver, BC V5X 3S5 | Electrical Permit | Commercial | Addition | Completed | Installation / Repair - Commercial - Installation of a complete security system. >BP: Building Permit for DP-2022-00392: Interior alterations to the existing Creative Products Manufacturing use and add 1656 square feet to the rear portion and convert it from mezzanine to second floor and adding mezzanine floor of 814 square feet to this existing 2 story building and making it to a 2 story building with mezzanine. Total floor area addition is 2470 square feet. Whole building will be sprinklered. Design occupant load is 25. Note: This application is reviewed under VBBL 2019. | CBA Electrical & Security Systems Ltd
SP-2022-01904 | 2023-04-24 | 8276 ST. GEORGE STREET, Vancouver, BC V5X 3S5 | Sprinkler Permit | Commercial | Tenant Improvement | Completed | Commercial - Sprinkler alterations to the existing Creative Products Manufacturing use and add 1656 square feet to the second floor and adding mezzanine floor of 814 square feet to this existing 2 story building and making it to a 2 story building with mezzanine. Total floor area addition is 2470 square feet. Whole building will be sprinklered. | Yu Fire Protection Inc.
GP-2022-00159 | 2022-01-19 | 145 TALISMAN AVENUE, Vancouver, BC V5Y 2L6 | Gas Permit | Residential | Renovation | Completed | Residential - Replace hot water tank and boiler with a new combi boiler | Conor Whyte Plumbing And Heating Limited
MP-2023-00988 | 2023-06-02 | 195 TALISMAN AVENUE, Vancouver, BC V5Y 2L6 | Mechanical Permit | NULL | NULL | Completed | NULL | Westmount Heating Ltd
EP-2023-04769 | 2023-06-21 | 195 TALISMAN AVENUE, Vancouver, BC V5Y 2L6 | Electrical Permit | Residential | Renovation | Completed | Installation / Repair - Residential - Install 30 amp feed to heat pump , install 30 amp feed to heat strip *MP-2023-00988: Issued (Heating and Cooling) | York Electrical Ltd
PP-2023-02173 | 2023-06-20 | 286 TALISMAN AVENUE, Vancouver, BC V5Y 2L7 | Plumbing Permit | Residential | New | Issued | Residential - 1x outside sump with pumps, 1x outside gravity sump | J & R Excavation & Demolition Ltd.
EP-2023-06000 | 2023-07-05 | 286 TALISMAN AVENUE, Vancouver, BC V5Y 2L7 | Electrical Permit | Residential | New | Issued | Temporary Power - Residential - To provide temporary power. | Nelcan Electric Ltd
EP-2023-08369 | 2023-10-06 | 286 TALISMAN AVENUE, Vancouver, BC V5Y 2L7 | Electrical Permit | Residential | New | Issued | Installation / Repair - Residential - ¦ 1FD- 200A/ DCC- 11520W EV ¦ New Build single detached home with 200 amp underground service to a private pole. Detached garage also on property . Heat pump and -Level 2 EV charging with load management in garage -No generator *An approved mechanical permit is required for the installation of air conditioning or heat pump unit at the time of installation before an electrical inspection will be performed >BP: To construct a 2 storey with cellar single detached house with a detached accessory building (garage) at the rear providing 2 parking spaces, having vehicular access from the lane. The entire building to be sprinklered to NFPA 13D. Note: This is a 2 storey building pursuant to the Zoning and Development By-Law ******THIS PERMIT HAS BEEN ISSUED UNDER THE REQUIREMENTS OF VBBL 2019****** ***This permit is issued under the VBBL 2019, with updated energy requirements as per bylaw # 12997 effective Jan 01, 2022.*** 1. A/C unit proposed in side within building envelope 2. Bar sink located in lower floor 3. Schedule A Bettina Balcaen AIBC (778-846-3279) 4. Schedule B Bettina Balcaen AIBC (778-846-3279) Architectural 5. Schedule B Jeff Allester P.Eng (604-228-0518) Structural 6. Schedule B Paullus K.F. Young P.Eng (604-841-7748) Geotechnical 7. BC Housing Lepp Construction Inc. (604-250-3736) All mechanical equipment shall conform to the Vancouver Noise Control by-law # 6555. A/C unit located in North side yard is accepted with the condition of maximum sound rating of 45 on an approved sound meter. All rooms adjacent to East and West exposing building face shall be sprinklered. | Nelcan Electric Ltd
PP-2023-03369 | 2023-09-21 | 286 TALISMAN AVENUE, Vancouver, BC V5Y 2L7 | Plumbing Permit | Residential | New | Issued | Residential - water pipe and drainage for the entire house >BP: To construct a 2 storey with cellar single detached house with a detached accessory building (garage) at the rear providing 2 parking spaces, having vehicular access from the lane. The entire building to be sprinklered to NFPA 13D. Note: This is a 2 storey building pursuant to the Zoning and Development By-Law ******THIS PERMIT HAS BEEN ISSUED UNDER THE REQUIREMENTS OF VBBL 2019****** ***This permit is issued under the VBBL 2019, with updated energy requirements as per bylaw # 12997 effective Jan 01, 2022.*** 1. A/C unit proposed in side within building envelope 2. Bar sink located in lower floor 3. Schedule A Bettina Balcaen AIBC (778-846-3279) 4. Schedule B Bettina Balcaen AIBC (778-846-3279) Architectural 5. Schedule B Jeff Allester P.Eng (604-228-0518) Structural 6. Schedule B Paullus K.F. Young P.Eng (604-841-7748) Geotechnical 7. BC Housing Lepp Construction Inc. (604-250-3736) | Pacific Peak to Peak Plumbing & Heating Ltd
MP-2024-00102 | 2024-01-24 | 286 TALISMAN AVENUE, Vancouver, BC V5Y 2L7 | Mechanical Permit | NULL | NULL | Issued | NULL | Nickel Heating & Ventilation
GP-2022-02228 | 2022-07-28 | 3656 TRINITY STREET, Vancouver, BC V5K 1G6 | Gas Permit | Residential | Tenant Improvement | Completed | Residential - decommissioning and removal of gas furnace | 0994152 BC Ltd
EP-2022-06798 | NULL | 3656 TRINITY STREET, Vancouver, BC V5K 1G6 | Electrical Permit | Residential | Tenant Improvement | Applicant Revisions | Installation / Repair - Residential - electrical to heat pump unit -An approved mechanical permit is required for heat pump installation before an electrical inspection will be performed | 0994152 BC Ltd
SP-2022-00498 | 2022-04-06 | 3176 TRIMBLE STREET, Vancouver, BC V6R 4A2 | Sprinkler Permit | Residential | New | Completed | Residential - new laneway house >BP: To construct a 2 storey laneway house building ($160,750) with an attached garage and an open parking pad providing 1 parking space having vehicular access from the lane ****The entire building, INCLUDING THE ATTACHED GARAGE, to be sprinklered to NFPA 13R**** Note: Parking for the site has been provided under DB (construction of LWH) Note: This is a 1 1/2 storey building pursuant to the Zoning & Development By-law 1. Covenant registered at the Land Title Office under (CA8095274) 2. No Strata Titling permitted 3. A/C unit proposed 4. Structural schedule B: Ke Jian, GBS Engineering group Ltd. (604.599.8890) 5. Geotechnical schedule B: Heqing Jian, GeoCan Engineering Inc. (778.987.7461) 6. HPO: Vandot Home Services & Development Ltd "Combustible projections or roof soffits on an exposing building face shall not project to less than .45m from the property line and shall be in compliance with VBBL 2019 9.10.15.5.(11)" Any alterations or conversions to the attached garage (if applicable) to habitable living space shall not be permitted without first obtaining the approval of the Director of Planning and the Chief Building Official. Thermal protection measures and Laneway house design guidelines shall be required to be met prior to the approval of the conversion. ******THIS PERMIT HAS BEEN ISSUED UNDER THE REQUIREMENTS OF VBBL 2019****** See DB-2020-01986 for Bldg 1 on site (principal bldg) addressed 4397 W 19th Ave. Address: 3176 Trimble St - Laneway House | Yu Fire Protection Inc.
EP-2022-02477 | 2022-03-29 | 3176 TRIMBLE STREET, Vancouver, BC V6R 4A2 | Electrical Permit | Residential | New | Completed | Installation / Repair - Residential - Complete Security Alarm,CCTV,Tel/TV/Data,intercom >BP: To construct a 2 storey laneway house building ($160,750) with an attached garage and an open parking pad providing 1 parking space having vehicular access from the lane ****The entire building, INCLUDING THE ATTACHED GARAGE, to be sprinklered to NFPA 13R**** | AIGO TECHNOLOGY INC
EP-2023-05987 | 2023-07-05 | 2236 TRINITY STREET, Vancouver, BC V5L 1C1 | Electrical Permit | Residential | Tenant Improvement | Completed | Installation / Repair - Residential - Upgrade subpanel (house panel) from 60A, 240V to 100A, 240V. No changes to the main service, just changing house panel from 60 to 100 Amp by Insurance company request. | Shanai Enterprise Inc
PP-2023-03240 | NULL | 3860 TRAFALGAR STREET, Vancouver, BC | Plumbing Permit | Commercial | Renovation | Withdrawn | Commercial - Adding five toilets, three sinks, to the basement bathrooms. Drainage to connect to existing cast iron. copper to be replaced with PEX | Paradigm Service & Installations Ltd
PP-2023-03482 | NULL | 3860 TRAFALGAR STREET, Vancouver, BC | Plumbing Permit | Commercial | Renovation | Application Incomplete | Commercial - Underground sanitary drainage work for two bathrooms | Paradigm Service & Installations Ltd
GP-2023-00081 | 2023-01-09 | 6690 TODERICK STREET, Vancouver, BC V5S 3N1 | Gas Permit | Residential | Renovation | Completed | Residential - supply and install 2 gas fireplace inserts and venting | Delco Fireplaces Ltd
EP-2022-03475 | 2022-04-29 | 183 TERMINAL AVENUE, Vancouver, BC V6A 4G2 | Electrical Permit | Commercial | NULL | Expired | Annual / Operating - Annual operating permit for 183 Terminal - Vancity Centre Head Office RENEWAL OF EP-2021-03183 VALID FROM: MAY 5/2022 TO MAY 4/2023 | Bemister Electric Ltd.
EP-2022-07024 | NULL | 183 TERMINAL AVENUE, Vancouver, BC V6A 4G2 | Electrical Permit | Commercial | Tenant Improvement | Application Incomplete | Installation / Repair - Commercial - Add A customer supplied ev charger | Bemister Electric Ltd.
SP-2023-01299 | 2023-07-20 | 183 TERMINAL AVENUE, Vancouver, BC V6A 4G2 | Sprinkler Permit | Commercial | Tenant Improvement | Completed | Commercial - Returning existing sprinkler system back to base building for shell space protection This permit has been issued to the 2019 VBBL and NFPA 13, 2013 to return this space, as described below, to base building sprinkler coverage (relocate and remove sprinklers to ensure sprinkler coverage to the base building design, VBBL, and NFPA 13). >BP: Interior demolitions to shell space in this existing Financial Institution on the ground floor of this existing commercial building. This application does not include any of the following: • hydraulic calculations, • change in occupancy and /or hazard classification, • storage arrangements (e.g. warehouse, mobile compact storage arrangements), • New alternative solutions and/or modifications to existing alternative solutions. • changes to the sprinkler system supply piping (e.g. valves, mains, cross-mains, branch-lines, etc.), or • flexible sprinkler pipe. Notes: 1. Separate documents and application are required for the tenant improvement. 2. *** No alterations permitted to the existing water curtain sprinkler system.*** | Tyco Integrated Fire & Security Canada Inc/Tyco Feu Et Securite Integres Canada Inc
EP-2023-06532 | 2023-07-19 | 183 TERMINAL AVENUE, Vancouver, BC V6A 4G2 | Electrical Permit | Commercial | Renovation | Completed | Installation / Repair - Commercial - Disconnect all electrical devices including Power, Data, Tel Etc.; on the exterior walls and all interiorr walls being removed. Disconnect all data, low voltage cabling end to end. >BP: Interior demolitions to shell space in this existing Financial Institution on the ground floor of this existing commercial building. Letter of assurance submitted: - Sch A/B (Arch): Mark Hamilton, AIBC, 604.682.6881 x285 - Sch B (Mech, Plumb): Stephen Kooiman, P.Eng., 604.298.4858 - Sch B (Elect): Hyungryul (David) Joo, 604.298.4858 Notes: 1. Sprinkler contractor: Johnson Control International PLC 2. This permit is only for interior demolitions. A separate permit is required for new tenet. | Mountain Pacific Electrical Ltd
EP-2023-03668 | 2023-05-17 | 183 TERMINAL AVENUE, Vancouver, BC V6A 4G2 | Electrical Permit | Commercial | NULL | Issued | Annual / Operating - Annual operating permit for Vancity Centre -renewal of EP-2022-03475 -Valid: May 5, 2023 - May 4, 2024 | Bemister Electric Ltd.
NULL | NULL | 183 TERMINAL AVENUE, Vancouver, BC V6A 4G2 | Electrical Permit | Commercial | Tenant Improvement | Draft | Installation / Repair - Commercial - Install UPS, maintenance bypass and UPS panel | Bemister Electric Ltd.
PP-2023-03104 | 2023-09-01 | 183 TERMINAL AVENUE, Vancouver, BC V6A 4G2 | Plumbing Permit | Commercial | Renovation | Completed | Commercial - Plumbing Demolition >BP: Interior demolitions to shell space in this existing Financial Institution on the ground floor of this existing commercial building. | Alpha Mechanical Contracting Ltd
NULL | NULL | 183 TERMINAL AVENUE, Vancouver, BC V6A 4G2 | Mechanical Permit | NULL | NULL | Draft | NULL | Modern Niagara Vancouver Inc
EP-2023-09339 | 2023-10-17 | 242 TERMINAL AVENUE, Vancouver, BC V6A 2L4 | Electrical Permit | Commercial | NULL | Issued | Annual / Operating - Misc Work throughout Renewal of EP-2022-09756 Valid: October 05, 2023 until October 04, 2024 | Mott Electric General Partnership
EP-2022-09756 | 2022-11-17 | 242 TERMINAL AVENUE, Vancouver, BC V6A 2L4 | Electrical Permit | Commercial | NULL | Expired | Annual / Operating - Annual electrical inspection and required repairs. Renewal of EP-2021-07391 Valid: October 05, 2022 until October 04, 2023 | Mott Electric General Partnership
EP-2022-09760 | 2022-11-18 | 250 TERMINAL AVENUE, Vancouver, BC V6A 2L4 | Electrical Permit | Commercial | NULL | Expired | Annual / Operating - Annual Operating permit Valid October 5. 2022 until October 4,2023 | Mott Electric General Partnership
EP-2023-09340 | 2023-10-17 | 250 TERMINAL AVENUE, Vancouver, BC V6A 2L4 | Electrical Permit | Commercial | NULL | Issued | Annual / Operating - Misc work throughout Renewal of EP-2022-09760 Valid October 5. 2023 until October 4,2024 | Mott Electric General Partnership
EP-2022-06468 | 2022-08-03 | 295 TERMINAL AVENUE, Vancouver, BC V6A 2L7 | Electrical Permit | Commercial | NULL | Expired | Special Event - Provide generator and temporary electrical distribution for special event, " Bastid's BBQ 2022" for stage with audio and lighting, and vendors. This is a one day event setting up and operating on August 6, 2022. parking lot for 295 Terminal Ave. | 0880441 BC Ltd
EP-2023-05261 | 2023-06-29 | 5735 SOPHIA STREET, Vancouver, BC V5W 2W3 | Electrical Permit | Residential | New | Completed | Installation / Repair - Residential - To continue work (other company EP-2023-04428 withdrew their application) Service upgrade from 125amps to 200amps single phase 120/240v. single meter | Tatla Electrical Ltd
NULL | NULL | 5735 SOPHIA STREET, Vancouver, BC V5W 2W3 | Electrical Permit | Residential | New | Draft | Installation / Repair - Residential - Adding a second service to a house. | Haben Weldu
EP-2023-04428 | NULL | 5735 SOPHIA STREET, Vancouver, BC V5W 2W3 | Electrical Permit | Residential | Addition | Withdrawn | Installation / Repair - Residential - adding a new service a new 200 amp service , sub panel for the main house , 2 - 30 amp heat pump, level 2 car charger | Haben Weldu
NULL | NULL | 5735 SOPHIA STREET, Vancouver, BC V5W 2W3 | Electrical Permit | Residential | New | Withdrawn | Installation / Repair - Residential - Adding a new service to house | Haben Weldu
SP-2023-00623 | 2023-04-11 | 5751 SOPHIA STREET, Vancouver, BC V5W 2W3 | Sprinkler Permit | Residential | New | Issued | Residential - Install sprinklers in duplex >BP: To construct a two and a half storey two-family dwelling with a detached accessory building (garage) at the rear providing 2 parking spaces, having vehicular access from the lane. 1. A/C units proposed in rear yard & second storey 2. Schedule B: Julian Bozsik (604.431.0055) Structural & Geotechnical 3. HPO: Residential Builder - Nucasa Development | Gold Key Fire Protection Ltd
GP-2023-01151 | 2023-04-05 | 5751 SOPHIA STREET, Vancouver, BC V5W 2W3 | Gas Permit | Residential | New | Completed | Residential - 5751 sophia to install 1 boiler 1 range 1 bbq 1 fire pit 5753 sophia to install 1 boiler 1 range 1 bbq 1 fire pit >BP: To construct a two and a half storey two-family dwelling with a detached accessory building (garage) at the rear providing 2 parking spaces, having vehicular access from the lane. | Symbolistic Heating Ltd