EP-2023-02511 | 2023-03-24 | 5751 SOPHIA STREET, Vancouver, BC V5W 2W3 | Electrical Permit | Residential | New | Completed | Installation / Repair - Residential - Install tv, telephone, alarm prewire and complete. >BP: To construct a two and a half storey two-family dwelling ($874,750) with a detached accessory building (garage) at the rear providing 2 parking spaces, having vehicular access from the lane. Note: This Building Permit will remain in a suspended status until the associated (green) Demolition Permit BP-2022-01463 is completed. 1. A/C units proposed in rear yard & second storey 2. Schedule B: Julian Bozsik (604.431.0055) Structural & Geotechnical 3. HPO: Residential Builder - Nucasa Development ******THIS PERMIT HAS BEEN ISSUED UNDER THE REQUIREMENTS OF VBBL #12511 (2019)****** | Tvisha Technologies Ltd
PP-2022-03506 | 2022-10-03 | 5751 SOPHIA STREET, Vancouver, BC V5W 2W3 | Plumbing Permit | Residential | New | Issued | Residential - Installing new plumbing fixtures inside the duplex To construct a two and a half storey two-family dwelling with a detached accessory building (garage) at the rear providing 2 parking spaces, having vehicular access from the lane. 1. A/C units proposed in rear yard & second storey 2. Schedule B: Julian Bozsik (604.431.0055) Structural & Geotechnical 3. HPO: Residential Builder - Nucasa Development | SUNSHINE PLUMBING LTD
EP-2022-08284 | 2022-10-31 | 5751 SOPHIA STREET, Vancouver, BC V5W 2W3 | Electrical Permit | Residential | New | Issued | Installation / Repair - Residential - New Wiring for: >BP: To construct a two and a half storey two-family dwelling ($874,750) with a detached accessory building (garage) at the rear providing 2 parking spaces, having vehicular access from the lane. Note: This Building Permit will remain in a suspended status until the associated (green) Demolition Permit BP-2022-01463 is completed. 1. A/C units proposed in rear yard & second storey 2. Schedule B: Julian Bozsik (604.431.0055) Structural & Geotechnical 3. HPO: Residential Builder - Nucasa Development | ALPHA ONE ELECTRIC LTD
PP-2022-03563 | 2022-10-07 | 5751 SOPHIA STREET, Vancouver, BC V5W 2W3 | Plumbing Permit | Residential | New | Issued | Residential - SUMP | East West Excavating 2022 ltd
MP-2022-00727 | 2022-12-16 | 5751 SOPHIA STREET, Vancouver, BC V5W 2W3 | Mechanical Permit | NULL | NULL | Issued | NULL | SUNSHINE PLUMBING LTD
EP-2022-04710 | 2022-06-05 | 5751 SOPHIA STREET, Vancouver, BC V5W 2W3 | Electrical Permit | Residential | New | Expired | Temporary Power - Residential - To provide temporary power. | ALPHA ONE ELECTRIC LTD
GP-2023-02372 | 2023-08-14 | 5760 SOPHIA STREET, Vancouver, BC V5W 2W4 | Gas Permit | Residential | Renovation | Completed | Residential - Replace hot water tank with navien tankless water heater. Run new 636 pvc direct venting for appliance. Test. | JJ&A Mechanical LTD
GP-2023-00682 | 2023-02-24 | 5790 SOPHIA STREET, Vancouver, BC V5W 2W4 | Gas Permit | Residential | Renovation - Dwelling Unit(s) only | Completed | Residential - RE & RE FURNACE and HWT | 484081 BC LTD
GP-2023-00464 | 2023-02-09 | 5796 SOPHIA STREET, Vancouver, BC V5W 2W4 | Gas Permit | Residential | Renovation | Completed | Residential - Adding a Gas Range upstairs Homeowner permit- Lisa Gibson is the owner but her daughter - (Mahara Gibson -Seinoun) is applying on her behalf >BP: Exterior and interior alterations and a change of use from single detached house to single detached house with secondary suite with two parking spaces (one in garage and one on parking pad) provided with access from the rear lane. Exterior work to add new doors at the rear elevation. | NULL
PP-2022-04042 | 2023-02-28 | 5796 SOPHIA STREET, Vancouver, BC V5W 2W4 | Plumbing Permit | Residential | Renovation | Completed | Residential - Fixture update of Kitchen, 2 bathrooms and re-Location of Laundry. -CF-2022-013064 >DB: Exterior and interior alterations and a change of use from single detached house to single detached house with secondary suite with two parking spaces (one in garage and one on parking pad) provided with access from the rear lane. Exterior work to add new doors at the rear elevation and to reinstate originally approved open deck at the rear. | Mahara Gibson-Zeinoun
EP-2022-09440 | 2022-11-14 | 5796 SOPHIA STREET, Vancouver, BC V5W 2W4 | Electrical Permit | Residential | Renovation | Completed | Installation / Repair - Residential - Upgrading main service to 200 amps. Installing sub panel upstairs. Adding pot lighting throughout the main floor. Adding a dryer upstairs. renovating kitchen and bring it up to the current code. replacing plugs and switched with new ones. **Amend 11/24/2022** no service upgrade | Buchanan Electrical Limited
NULL | NULL | 5796 SOPHIA STREET, Vancouver, BC V5W 2W4 | Gas Permit | Residential | Renovation | Draft | Residential - Addition of Gas fireplace. | PRINCESS PLUMBING
EP-2023-03975 | 2023-05-11 | 5816 SOPHIA STREET, Vancouver, BC V5W 2W4 | Electrical Permit | Residential | Renovation | Completed | Installation / Repair - Residential - Electrical supply for Dsplit *MP-2023-00786 | Milani Electric Limited
MP-2023-00786 | 2023-05-08 | 5816 SOPHIA STREET, Vancouver, BC V5W 2W4 | Mechanical Permit | NULL | NULL | Completed | NULL | Milani Electric Limited
MP-2023-01600 | 2023-08-31 | 5819 SOPHIA STREET, Vancouver, BC V5W 2W3 | Mechanical Permit | NULL | NULL | Issued | NULL | 1236318 BC Ltd DBA Aquatech Vancouver
EP-2023-08053 | 2023-10-17 | 5819 SOPHIA STREET, Vancouver, BC V5W 2W3 | Electrical Permit | Residential | Renovation | Completed | Installation / Repair - Residential - Wiring of 2 mini split heat pumps -heat pump MCA is 35 amp and 25 amp. The indoor ductless heats are being powered from the outdoor unit and are NOT getting deticated circuits. *MP-2023-01600: Issued (Heating and Cooling) | Mountain Point Electrical Inc.
GP-2023-02860 | 2023-09-28 | 5819 SOPHIA STREET, Vancouver, BC V5W 2W3 | Gas Permit | Residential | Renovation | Issued | Residential - re/re of hot water tank with tankless water heater | 1236318 BC Ltd DBA Aquatech Vancouver
EP-2022-00883 | 2022-02-16 | 5851 SOPHIA STREET, Vancouver, BC V5W 2W3 | Electrical Permit | Residential | Tenant Improvement | Cancelled | Installation / Repair - Residential - Service upgrade from 100 amps to 200 amps | Moore And Russell Heating And Air Conditioning Ltd
EP-2024-00047 | 2024-01-02 | 5883 SOPHIA STREET, Vancouver, BC V5W 2W3 | Electrical Permit | Residential | New | Issued | Temporary Power - Residential - To provide temporary power. | IDEAL ELECTRICAL LTD
EP-2024-00626 | 2024-01-31 | 5894 SOPHIA STREET, Vancouver, BC V5W 2W4 | Electrical Permit | Residential | Renovation | Issued | Installation / Repair - Residential - Hot tub hook up rough in LV wiring for light fixture >BP: Exterior alterations to add a spa and raised patio on the rear of this existing Single Detached House. Ok for Field Review as per Jamie Zhang, April 26th, 2023 Letters of Assurance rec'd: - Schedule A & Schedule B Architectural - Brooke Dedrick - 778-984-5963 - Schedule B Structural & Geotech (permanent) - Saeid Sadeghi - 604-913-6604 | Kato Electrical Inc
EP-2022-06789 | 2022-08-22 | 6307 SOPHIA STREET, Vancouver, BC V5W 2W7 | Electrical Permit | Residential | Tenant Improvement | Completed | Installation / Repair - Residential - No change to existing service. Electrical installation for heat pump. BP not required. Mechanical permit obtained (MP-2022-00099) | Moore And Russell Heating And Air Conditioning Ltd
MP-2022-00099 | 2022-08-12 | 6307 SOPHIA STREET, Vancouver, BC V5W 2W7 | Mechanical Permit | NULL | NULL | Completed | NULL | Moore And Russell Heating And Air Conditioning Ltd
EP-2022-06946 | NULL | 6307 SOPHIA STREET, Vancouver, BC V5W 2W7 | Electrical Permit | Residential | Tenant Improvement | Withdrawn | Installation / Repair - Residential - No change to existing service Electrical installation for heat pump BP not required Mechanical permit: MP-2022-00099 (Issued) | Moore And Russell Heating And Air Conditioning Ltd
GP-2023-01000 | 2023-03-21 | 6331 SOPHIA STREET, Vancouver, BC V5W 2W7 | Gas Permit | Residential | Renovation | Completed | Residential - Decommission and remove old furnace and install Heat Pump | Ashton Service Group/Ashton Mechanical Ltd.
MP-2023-00436 | 2023-03-22 | 6331 SOPHIA STREET, Vancouver, BC V5W 2W7 | Mechanical Permit | NULL | NULL | Issued | NULL | Ashton Service Group/Ashton Mechanical Ltd.
PP-2022-04125 | 2022-12-06 | 6370 SOPHIA STREET, Vancouver, BC V5W 2W6 | Plumbing Permit | Residential | Renovation - Dwelling Unit(s) only | Completed | Residential - - relocate kitchen sink + laundry box + fridge box + dishwasher **NOTE: Any structural work will require a building permit | Royal T Plumbing Heating and Gas Ltd
GP-2023-03478 | 2023-11-09 | 6412 SOPHIA STREET, Vancouver, BC V5W 2W8 | Gas Permit | Residential | Renovation | Completed | Residential - replace furnace | Pioneer Plumbing & Heating Inc
GP-2022-02210 | 2022-07-28 | 6451 SOPHIA STREET, Vancouver, BC V5W 2W9 | Gas Permit | Residential | New | Completed | Residential - 2FD - FRONT 6451 SOPHIA ST BACK - 6453 SOPHIA ST Complete 2 boilers, 2 Ranges and piping only for 2 bbq. To construct a two-storey two-family dwelling, with a detached accessory building (garage) at the rear providing 2 parking spaces, having vehicular access from the lane. Note: This is a 2 storey building pursuant to the Zoning and Development By-Law 1. A/C units proposed in rear yard | Deep Gas Fitting Ltd.
SP-2022-01204 | 2022-08-05 | 6451 SOPHIA STREET, Vancouver, BC V5W 2W9 | Sprinkler Permit | Residential | New | Completed | Residential - 2FD - FRONT - 6451 SOPHIA ST BACK - 6453 SOPHIA ST Piping and fixture installation To construct a two-storey two-family dwelling, with a detached accessory building (garage) at the rear providing 2 parking spaces, having vehicular access from the lane. Note: This is a 2 storey building pursuant to the Zoning and Development By-Law 1. A/C units proposed in rear yard | RG Plumbing Ltd
EP-2022-06372 | 2022-07-28 | 6451 SOPHIA STREET, Vancouver, BC V5W 2W9 | Electrical Permit | Residential | New | Completed | Installation / Repair - Residential - tv,telephone,alarm prewire and complete >BP: To construct a two-storey two-family dwelling ($647,450), with a detached accessory building (garage) at the rear providing 2 parking spaces, having vehicular access from the lane. Note: This is a 2 storey building pursuant to the Zoning and Development By-Law 1. A/C units proposed in rear yard 2. Schedule B: Jason Hui (778.319.3403) Structural & Geotechnical 3. HPO: Residential Builder - Goldenland Construction Inc. ******THIS PERMIT HAS BEEN ISSUED UNDER THE REQUIREMENTS OF VBBL #12511 (2019)****** | Tvisha Technologies Ltd
PP-2022-02263 | 2022-06-28 | 6451 SOPHIA STREET, Vancouver, BC V5W 2W9 | Plumbing Permit | Residential | New | Completed | Residential - plumbing To construct a two-storey two-family dwelling, with a detached accessory building (garage) at the rear providing 2 parking spaces, having vehicular access from the lane. Note: This is a 2 storey building pursuant to the Zoning and Development By-Law 1. A/C units proposed in rear yard 2. Schedule B: Jason Hui (778.319.3403) Structural & Geotechnical 3. HPO: Residential Builder - Goldenland Construction Inc. | Ajit's Plumbing Heating & Electrical Contracting Ltd
EP-2022-05717 | 2022-07-08 | 6451 SOPHIA STREET, Vancouver, BC V5W 2W9 | Electrical Permit | Residential | New | Completed | Installation / Repair - Residential - duplex house roughing and finishing, 200 amp main service with each unit panel @100A >BP: To construct a two-storey two-family dwelling ($647,450), with a detached accessory building (garage) at the rear providing 2 parking spaces, having vehicular access from the lane. Note: This is a 2 storey building pursuant to the Zoning and Development By-Law 1. A/C units proposed in rear yard 2. Schedule B: Jason Hui (778.319.3403) Structural & Geotechnical 3. HPO: Residential Builder - Goldenland Construction Inc. ******THIS PERMIT HAS BEEN ISSUED UNDER THE REQUIREMENTS OF VBBL #12511 (2019)****** | Bindi Electrical Services Ltd
EP-2022-00906 | 2022-02-07 | 6451 SOPHIA STREET, Vancouver, BC V5W 2W9 | Electrical Permit | Residential | New | Expired | Temporary Power - Residential - To provide temporary power. NOTE: Work authorized by this permit is for placement of a temporary power pole only and does not authorize any site construction and/or excavation. A separate Building Permit will be required prior to commencement of any other work on this site. | Bindi Electrical Services Ltd
PP-2022-01783 | 2022-06-08 | 6451 SOPHIA STREET, Vancouver, BC V5W 2W9 | Plumbing Permit | Residential | New | Completed | Residential - Sump, sanitary and storm connection | GNA Contracting Ltd
PP-2022-04244 | 2022-11-25 | 8336 ST. GEORGE STREET, Vancouver, BC V5X 3S7 | Plumbing Permit | Commercial | Renovation | Completed | Commercial - install 12inch storm line, 6inch sanitary line and 2inch water servive line from property line into building. City of Vancouver operationds to make connections at property line. >BP: Interior alterations to change the use from an existing Print Shop to a Manufacturing Food Products with Ancillary Retail in this 1-storey Commercial-Industrial Building on this site. Scope of work includes new kitchen and food production area. New interior walls, lighting and sprinkler updates. New Café area. Kitchen with exhaust to roof for class 1 cooking operation. Note: This application is reviewed under VBBL 2019. | Mainland Plumbing & Heating
EP-2022-09804 | 2022-11-21 | 2433 SPRUCE STREET, Vancouver, BC V6H 4C8 | Electrical Permit | Commercial | Tenant Improvement | Completed | Installation / Repair - Commercial - Install 12 plugs, install 6 occupancy sensor switch and relocate lights. >BP: Level 1 - 2433 Spruce St Interior alterations to provide tenant improvements for this existing office tenant on the first floor in this existing commercial building. Scope of Work: New wall and floor finishes, relocation of existing light fixtures and ceiling tiles, demolition of partition walls, and construction of three glass partition walls. | Blueline Electrical Services Ltd
SP-2022-01318 | 2022-08-18 | 2433 SPRUCE STREET, Vancouver, BC V6H 4C8 | Sprinkler Permit | Commercial | Tenant Improvement | Completed | Commercial - ADD AND RELOCATE 9 SPRINKLER HEADS >BP: Level 1 - 2433 Spruce St Interior alterations to provide tenant improvements for this existing office tenant on the first floor in this existing commercial building. Scope of Work: New wall and floor finishes, relocation of existing light fixtures and ceiling tiles, demolition of partition walls, and construction of three glass partition walls. *****This application does not include any of the following: 1. Not more than 20 sprinklers (add, relocate, or remove), 2. hydraulic calculations, 3. change in occupancy and /or hazard classification, 4. warehouse storage arrangements, 5. mobile compact storage arrangements, 6. alternative solutions, 7. changes to the sprinkler system supply piping (e.g. valves, mains, cross-mains, branch-lines, etc.), or 8. flexible sprinkler pipe. | Priority Fire Systems Ltd
PP-2023-00347 | 2023-02-01 | 2433 SPRUCE STREET, Vancouver, BC V6H 4C8 | Plumbing Permit | Commercial | Tenant Improvement | Completed | Commercial - cap off plumbing piping to old sink >BP: Level 1 - 2433 Spruce St Interior alterations to provide tenant improvements for this existing office tenant on the first floor in this existing commercial building. Scope of Work: New wall and floor finishes, relocation of existing light fixtures and ceiling tiles, demolition of partition walls, and construction of three glass partition walls. | Aquarius Mechanical Services Inc
EP-2023-04188 | 2023-05-12 | 2433 SPRUCE STREET, Vancouver, BC V6H 4C8 | Electrical Permit | Commercial | Tenant Improvement | Completed | Installation / Repair - Commercial - Install power, lighting, lighting controls, 5 data lines & 3 exit signs. >BP: #1128 - Lower Floor Interior alterations to provide tenant improvements for this existing office on the lower floor in this existing commercial building. Scope of Work: Removal of walls. New wall, lighting, ceiling tiles, fixtures, furniture and millwork. Ok for DTI, as per Kirat Kang - March 13, 2023 | Blueline Electrical Services Ltd
PP-2023-02076 | 2023-06-13 | 2433 SPRUCE STREET, Vancouver, BC V6H 4C8 | Plumbing Permit | Commercial | Tenant Improvement | Completed | Commercial - Change 2 existing toilets from flush valve type to tank type Change 2 existing drop in sinks to pedestal sinks >BP: #1128 - Lower Floor Interior alterations to provide tenant improvements for this existing office on the lower floor in this existing commercial building. Scope of Work: Removal of walls. New wall, lighting, ceiling tiles, fixtures, furniture and millwork. | Aquarius Mechanical Services Inc
PP-2023-02567 | 2023-07-19 | 2433 SPRUCE STREET, Vancouver, BC V6H 4C8 | Plumbing Permit | Commercial | Tenant Improvement | Completed | Commercial - Relocating 1 basin in the washroom >BP: Lower Level - washroom and portion of the corridor Interior alterations to provide improvement to the washrooms and part of the corridor on the lower level of this existing commercial building. Scope of work: remove a partition wall and plumbing fixtures. Install new light fixtures in one washroom. New walls, fixtures and millwork. | Aquarius Mechanical Services Inc
EP-2023-06780 | 2023-07-26 | 2433 SPRUCE STREET, Vancouver, BC V6H 4C8 | Electrical Permit | Commercial | Renovation | Completed | Installation / Repair - Commercial - Installation of intrusion system. >BP: #1128 - Lower Floor Interior alterations to provide tenant improvements for this existing office on the lower floor in this existing commercial building. Scope of Work: Removal of walls. New wall, lighting, ceiling tiles, fixtures, furniture and millwork. Ok for DTI, as per Kirat Kang - March 13, 2023 | Fusion Security Inc
EP-2023-06670 | 2023-07-24 | 2433 SPRUCE STREET, Vancouver, BC V6H 4C8 | Electrical Permit | Commercial | Tenant Improvement | Completed | Installation / Repair - Commercial - Install 3 pot lights and 1 OS switch. >BP: Lower Level - washroom and portion of the corridor Interior alterations to provide improvement to the washrooms and part of the corridor on the lower level of this existing commercial building. Scope of work: remove a partition wall and plumbing fixtures. Install new light fixtures in one washroom. New walls, fixtures and millwork. Energy checklist is currently no longer required with your Building Permit (BP) application. Some supporting documents are still required at BP stage, specifically Envelope and HVAC, if applicable. Service Water Heating and Lighting supporting documents, if applicable, must be submitted with your related trades permits (e.g. electrical and plumbing) | Blueline Electrical Services Ltd
NULL | NULL | 2433 SPRUCE STREET, Vancouver, BC V6H 4C8 | Electrical Permit | Commercial | Addition | Draft | Installation / Repair - Commercial - rr | Mac's Electric Ltd
SP-2023-01101 | 2023-06-21 | 2433 SPRUCE STREET, Vancouver, BC V6H 4C8 | Sprinkler Permit | Commercial | Tenant Improvement | Completed | Commercial - Add and relocate sprinkler heads for tenant improvement. >BP: Interior alterations to provide tenant improvements for this existing office on the lower floor in this existing commercial building. Scope of Work: Removal of walls. New wall, lighting, ceiling tiles, fixtures, furniture and millwork. *****This application does not include any of the following: 1. Not more than 20 sprinklers (add, relocate, or remove), 2. hydraulic calculations, 3. change in occupancy and /or hazard classification, 4. warehouse storage arrangements, 5. mobile compact storage arrangements, 6. alternative solutions, 7. changes to the sprinkler system supply piping (e.g. valves, mains, cross-mains, branch-lines, etc.), or 8. flexible sprinkler pipe. | Priority Fire Systems Ltd
NULL | NULL | 2575 SPRUCE STREET, Vancouver, BC V6H 2P8 | Plumbing Permit | Commercial | Tenant Improvement | Withdrawn | Commercial - Replacing heating boiler in mechanical room | JJM Mechanical Group Ltd
NULL | NULL | 2575 SPRUCE STREET, Vancouver, BC V6H 2P8 | Gas Permit | Commercial | Tenant Improvement | Withdrawn | Commercial - Replacement of heating boiler | JJM Mechanical Group Ltd
EP-2023-00543 | 2023-01-24 | 2885 SPRUCE STREET, Vancouver, BC V6H 2R4 | Electrical Permit | Commercial | New | Completed | Installation / Repair - Commercial - Repair damaged fire alarm signal circuit. Circuit damaged between L3 & L4 West common area bells. | Wireway Electric Ltd
EP-2022-06854 | 2022-08-16 | 2935 SPRUCE STREET, Vancouver, BC V6H 3N6 | Electrical Permit | Commercial | Renovation | Completed | Installation / Repair - Commercial - Emergency Panel change out from an EST 6616 to a Mircom FA-1000. This change out will be completed according to Vancouver Bulletin 2018-004-BU/EL Note 2 regarding modification of existing FAS triggered by failure, routine maintenance and operation of FAS equipment. Existing devices will be reused and the panel will retain the functionality of the original panel in regards to a conventional fire alarm system. Note: This permit has been issued based on Bulletin 2018-004-BU/EL. | Elite Fire Protection Ltd
EP-2022-07563 | 2022-09-09 | 1800 SPYGLASS PLACE, Vancouver, BC V5Z 4K8 | Electrical Permit | Commercial | NULL | Expired | Annual / Operating - To provide general repairs and maintenance when needed.120/208volt, 400amp, 3 phase Renewal of EP-2021-06112 Valid: August 31,2022 till August 30/2023 | Norben Electric (2016) Ltd
EP-2023-08166 | 2023-09-08 | 1800 SPYGLASS PLACE, Vancouver, BC V5Z 4K8 | Electrical Permit | Commercial | NULL | Issued | Annual / Operating - To provide general repairs and maintenance when needed.120/208volt, 400amp, 3 phase Renewal of EP-2022-07563 Valid: August 31,2023 till August 30/2024 | Norben Electric (2016) Ltd
NULL | NULL | 1800 SPYGLASS PLACE, Vancouver, BC V5Z 4K8 | Gas Permit | Residential | Renovation | Draft | Residential - test | NORTH STAR PLUMBING & HEATING LTD.
EP-2022-00506 | 2022-01-24 | 1850 SPYGLASS PLACE, Vancouver, BC | Electrical Permit | Commercial | New | Completed | Installation / Repair - Commercial - Access Control Installation - NO MAGLOCKS | Rose Security Services Inc
EP-2024-00262 | 2024-01-18 | 1850 SPYGLASS PLACE, Vancouver, BC | Electrical Permit | Commercial | Addition | Issued | Installation / Repair - Commercial - Supply and install 3 parking lot poles with (6) 129W luminaires. | Bay Hill Contracting Ltd
EP-2024-00175 | 2024-01-08 | 1850 SPYGLASS PLACE, Vancouver, BC | Electrical Permit | Commercial | Addition | Issued | Installation / Repair - Commercial - Surveillance Camera Installation | Rose Security Services Inc
EP-2022-08984 | 2022-10-24 | 1859 SPYGLASS PLACE, Vancouver, BC V5Z 4K6 | Electrical Permit | Commercial | Addition | Completed | Installation / Repair - Commercial - Supply and install 2x EV chargers to visitor parking stall area to be shared use. Chargers will be fed from existing house panel with 2x 40A breakers. | Hall Electrical Ltd
EP-2022-08986 | 2022-10-24 | 1869 SPYGLASS PLACE, Vancouver, BC V5Z 4K7 | Electrical Permit | Commercial | Addition | Completed | Installation / Repair - Commercial - Supply and install 2x EV chargers to visitor parking area for shared use. Chargers to be fed from existing house panel with 2x 40A circuits. | Hall Electrical Ltd
EP-2023-06897 | 2023-07-28 | 1873 SPYGLASS PLACE, Vancouver, BC V5Z 4G6 | Electrical Permit | Commercial | Renovation | Completed | Installation / Repair - Commercial - EMERGENCY - Maintenance replacement of fire alarm panel. Note: The issuance of this permit is based on Bulletin 2018-004-BU/EL. | Fina Electrical Systems Ltd
EP-2022-03770 | 2022-05-09 | 1890 SPYGLASS PLACE, Vancouver, BC | Electrical Permit | Commercial | Addition | Completed | Installation / Repair - Commercial - The following wires will be installed : Power cable from the breaker panel to the above control panel (15 amp breaker, single - phase, TECK 90 cable) •Multi conductor instrumentation cable from the above control panel to the plant PLC panel (Armoured Instrumentation cable) •Ethernet cable from the above control panel to the server rack (Armoured Ethernet Cable) Amend: May 19, 2022 Upload photos on site work | Deva Solutions Inc
PP-2023-02092 | 2023-06-20 | 1890 SPYGLASS PLACE, Vancouver, BC | Plumbing Permit | Commercial | Renovation | Completed | Commercial - Install one toilet and sink in a new washroom. | Division 15 Mechanical Ltd
EP-2023-05409 | 2023-07-14 | 1890 SPYGLASS PLACE, Vancouver, BC | Electrical Permit | Commercial | Renovation | Issued | Installation / Repair - Commercial - Upgrades and additions to the COV False Creek Energy Centre as per uploaded drawings. General description as follows: Add new 12.47kv/4.16kv 3MVA transformer. Add an extension to MCC-2. Add new panel UPS-2. Connect 2x 655HP and 2x 608HP 4.16kv compressors and starters. Replace ATS-1 and MCC-2 feeder cables. Relocate a UPS, VFD, ground bus and server rack. Connect 2x 130hp pumps, 2x 30hp pumps, 2x oil pump panels, 1x chiller recovery panel, 6x auto strainer panels. Add various instruments, control cabinets, instrumentation and control cabling. Modify VFD cabinets. Remove/decommission various control panels and cabling. | Western Pacific Enterprises Ltd
EP-2022-08575 | 2022-10-11 | 1890 SPYGLASS PLACE, Vancouver, BC | Electrical Permit | Commercial | Renovation | Completed | Installation / Repair - Commercial - To supply and install heat trace on dedicated circuit on underground treatment pipe. | ARC Electric Ltd
EP-2022-05329 | 2022-06-23 | 1890 SPYGLASS PLACE, Vancouver, BC | Electrical Permit | Commercial | Renovation | Completed | Installation / Repair - Commercial - Low Voltage Wiring for control transformers. Extra low voltage control wiring for Various existing HVAC equipment - Supply Fans, Exhaust Fans, Fan coil units, Damper Actuators, and Chiller | ESC Automation Inc
EP-2022-09939 | 2022-11-23 | 6432 ST. GEORGE STREET, Vancouver, BC V5W 2Y6 | Electrical Permit | Residential | New | Completed | Installation / Repair - Residential - - Supply and install new 200A meter base - Supply and install new 2" Mast and Emily Knob - Supply and install new 250KCM Cable from meter base to new 200A Panel - Supply and install New 200A 30/60cct Panel with new breakers - Supply and install new 100A Sub Panel Breaker and install feeder cable to the existing sub panel in the work shop. - Supply and install new #6 bare ground and ground plate (2ft bury) for system ground per new CEC requirement for service upgrades - Supply and install new Gas water bond as per new CEC requirement for service upgrades -Relocate existing circuits that are in the FPE Stablock panel into the new 100A Siemens panel -Remove existing FPE Panel -Relabel Siemens panel for 100A -Supply and install new breakers: 1 2P 30A 1 2P 20A 1 2P 15A 1 1P 20A 1 1P 15A -Test all circuits | TDR Electric Inc
EP-2023-05373 | 2023-06-28 | 6432 ST. GEORGE STREET, Vancouver, BC V5W 2Y6 | Electrical Permit | Residential | Addition | Completed | Installation / Repair - Residential - -Supply and install 6 AWG 3C Teck from junction box to the Customer provided EV Charger location -Test connections and commission installation -Tidy site and dispose of garbage correctly and safely | TDR Electric Inc
GP-2022-00462 | 2022-02-11 | 6329 TISDALL STREET, Vancouver, BC V5Z 3N5 | Gas Permit | Residential | Renovation | Completed | Residential - Re&Re Furnace BTU:90 000 | Milani Plumbing Heating & Air Conditioning Ltd
PP-2024-00102 | 2024-01-12 | 6525 TISDALL STREET, Vancouver, BC V6P 3M4 | Plumbing Permit | Residential | Tenant Improvement | Completed | Residential - sewer line replacement, sanitary and storm sewers | Kerrisdale Roofing & Drains Ltd
PP-2023-03295 | 2023-09-15 | 3265 SW MARINE DRIVE, Vancouver, BC V6N 3Y7 | Plumbing Permit | Residential | New | Issued | Residential - 1FD+SS - #1 & #2 - Installing Sump | Hans Demolition and Excavating Ltd.
EP-2023-01082 | 2023-02-07 | 3265 SW MARINE DRIVE, Vancouver, BC V6N 3Y7 | Electrical Permit | Residential | New | Issued | Temporary Power - Residential - To provide temporary power. | Eagle West Electrical Ltd.
EP-2023-03907 | 2023-05-04 | 1937 TRIUMPH STREET, Vancouver, BC V5L 1K6 | Electrical Permit | Commercial | New | Issued | Temporary Power - Commercial - To provide temporary power. | High Point Electric Ltd
EP-2023-06387 | 2023-07-14 | 1937 TRIUMPH STREET, Vancouver, BC V5L 1K6 | Electrical Permit | Commercial | New | Completed | Interim - Commercial - Below grade conduits, in-slab conduits & boxes, grounding Interim permit for EP-2023-05806 >BP: To construct a new 5-storey commercial building consisting of: Storage Garage having vehicular access from the lane at level 1; Brewery (Group F, Division 2) at level 2; Office/Production Studio (Group D, Group F Division 2) at levels 3 and 4; and Office (Group D) at level 5. Stage I (excavation/ shoring) issued April 22, 22 Stage II (foundation to grade) issued November 7/22 | Quality Guaranteed Services Inc
EP-2023-05806 | 2023-08-22 | 1937 TRIUMPH STREET, Vancouver, BC V5L 1K6 | Electrical Permit | Commercial | New | Issued | Installation / Repair - Commercial - Power distribution, fire alarm, lighting and low voltage electrical work for new commercial building. >BP: To construct a new 5-storey commercial building consisting of: Storage Garage having vehicular access from the lane at level 1; Brewery (Group F, Division 2) at level 2; Office/Production Studio (Group D, Group F Division 2) at levels 3 and 4; and Office (Group D) at level 5. Stage I (excavation/ shoring) issued April 22, 22 Stage II (foundation to grade) issued November 7/22 | Quality Guaranteed Services Inc
SP-2022-01387 | NULL | 1937 TRIUMPH STREET, Vancouver, BC V5L 1K6 | Sprinkler Permit | Commercial | New | Applicant Revisions | Commercial - Installation of a new sprinkler system in a new building >BP: To construct a new 5-storey commercial building consisting of: Storage Garage having vehicular access from the lane at level 1; Brewery ( Group F, Division 2) at level 2; Office/Production Studio (Group D, Group F Division 2) at levels 3 and 4; and Office (Group D) at level 5. | NULL
EP-2023-11326 | 2023-12-21 | 1937 TRIUMPH STREET, Vancouver, BC V5L 1K6 | Electrical Permit | Commercial | New | Issued | Temporary Power - Commercial - To provide temporary power. | Quality Guaranteed Services Inc
EP-2022-03917 | 2022-05-11 | 1937 TRIUMPH STREET, Vancouver, BC V5L 1K6 | Electrical Permit | Commercial | New | Expired | Temporary Power - Commercial - To provide temporary power. | High Point Electric Ltd
EP-2022-04602 | 2022-06-21 | 2033 TRIUMPH STREET, Vancouver, BC V5L 4X3 | Electrical Permit | Commercial | Tenant Improvement | Completed | Installation / Repair - Commercial - ELECTRICAL WORK AND FIRE ALARM SYSTEM [FAS] RELATED CHANGES FOR ELEVATOR #1 MODERNIZATION ONLY AS PER VBBL BULLETIN #2018-004-BU/EL. >BP: Interior alterations for an elevator upgrade to this existing 3-storey multiple dwelling building to meet the CSA-B44 requirements. | Action Electric Ltd
EP-2023-03894 | 2023-05-05 | 2033 TRIUMPH STREET, Vancouver, BC V5L 4X3 | Electrical Permit | Commercial | NULL | Issued | Annual / Operating - Maintenance of existing operating electrical equipment. | Action Electric Ltd
EP-2023-03225 | 2023-04-18 | 2066 TRIUMPH STREET, Vancouver, BC V5L 1K8 | Electrical Permit | Commercial | Renovation | Issued | Installation / Repair - Commercial - Maintenance replacement of existing single zone panel with a new fire alarm contol unit. Note: This permit has been issued based on Bulletin 2018-004-BU/EL. | Fina Electrical Systems Ltd
PP-2022-00740 | 2022-03-04 | 2135 TRIUMPH STREET, Vancouver, BC V5L 1L1 | Plumbing Permit | Residential | Renovation | Completed | Residential - plumbing and gas renovation work; 2 bathroom, 1 kitchen and two laundry, domestic hot water Interior alterations to provide improvements to this existing one family dwelling on this site. | Riley Plumbing Ltd
GP-2022-00803 | 2022-03-15 | 2135 TRIUMPH STREET, Vancouver, BC V5L 1L1 | Gas Permit | Residential | Renovation | Completed | Residential - Install brand new gas lines for new furnace, new On Demand domestic water heater, gas range box and BBQ box Interior alterations to provide improvements to this existing one family dwelling on this site. | Riley Plumbing Ltd
EP-2022-01138 | 2022-02-22 | 2135 TRIUMPH STREET, Vancouver, BC V5L 1L1 | Electrical Permit | Residential | Renovation | Completed | Installation / Repair - Residential - Whole home renovation -We will be completely rewiring the house and doing a service upgrade. -CF-2021-005521 >BP: Interior alterations to provide improvements to this existing one family dwelling on this site. Amend: Mar 14, 2022 change to the new service details. This will now be a 125AMP Service not 200AMP | BC Smart Homes Ltd
EP-2022-07224 | 2022-08-26 | 2178 TRIUMPH STREET, Vancouver, BC V5L 1K9 | Electrical Permit | Residential | Renovation | Completed | Installation / Repair - Residential - safety check on the electrical in the apartment before BC Hydro can replace the meter. | Malcolm Ali dba Fira Systems
EP-2022-08475 | 2022-10-07 | 7436 SHERBROOKE STREET, Vancouver, BC V5X 4E4 | Electrical Permit | Residential | New | Completed | Installation / Repair - Residential - 200 amp service connection,125 amp service goes to main house, 100 amp goes to Lwh, Service upgrade due to new Lwh on site | AECOM ELECTRIC LTD
GP-2022-02944 | 2022-09-29 | 7486 SHERBROOKE STREET, Vancouver, BC V5X 4E4 | Gas Permit | Residential | Renovation | Completed | Residential - Furnace replacement | Maple Furnace Heating & Air Conditioning
NULL | NULL | 7070 SOPHIA STREET, Vancouver, BC V5X 3N6 | Mechanical Permit | NULL | NULL | Draft | NULL | Vector Home Services Inc
MP-2022-00511 | 2022-11-03 | 7070 SOPHIA STREET, Vancouver, BC V5X 3N6 | Mechanical Permit | NULL | NULL | Issued | NULL | Milani Electric Limited
EP-2022-10110 | 2022-11-30 | 2875 ST. GEORGE STREET, Vancouver, BC V5T 3R8 | Electrical Permit | Commercial | NULL | Expired | Annual / Operating - Annual Electrical Operating Permit for Boys & Girls Club Valid 11/30/2022 until 11/29/2023 | Mott Electric General Partnership
EP-2023-02836 | 2023-03-31 | 2875 ST. GEORGE STREET, Vancouver, BC V5T 3R8 | Electrical Permit | Commercial | Tenant Improvement | Completed | Installation / Repair - Commercial - Install Emergency Battery pack and remote head in the daycare area and tie into the area lighting. Install new battery pack in gym to replace old one and relocate ceiling remote heads to wall at serviceable heights. -There is no lighting being added/changed as it is just emergency battery pack and remote heads(DC) that are being swapped out for maintenance. EM battery lighting was selected on the list . (IA-2022-00123) | Mott Electric General Partnership
EP-2023-10909 | 2023-12-05 | 2875 ST. GEORGE STREET, Vancouver, BC V5T 3R8 | Electrical Permit | Commercial | NULL | Issued | Annual / Operating - Misc work throughout Renewal of EP-2022-10110 Valid: Nov 30, 2023 to Nov 29, 2024 | Mott Electric General Partnership
GP-2023-03252 | 2023-10-26 | 2910 ST. GEORGE STREET, Vancouver, BC V5T 4L9 | Gas Permit | Residential | Renovation | Completed | Residential - Hot water tank | Hillcrest Plumbing & Heating (1991) Ltd
MP-2023-00985 | 2023-06-02 | 5529 SHERBROOKE STREET, Vancouver, BC V5W 3M7 | Mechanical Permit | NULL | NULL | Completed | NULL | 0994152 BC Ltd
EP-2023-04923 | 2023-06-12 | 5529 SHERBROOKE STREET, Vancouver, BC V5W 3M7 | Electrical Permit | Residential | Tenant Improvement | Completed | Installation / Repair - Residential - Electrical to outdoor heat pump *MP-2023-00985: Issued (Heating and Cooling) | 0994152 BC Ltd
EP-2022-08765 | 2022-10-14 | 6460 ST. GEORGE STREET, Vancouver, BC V5W 2Y6 | Electrical Permit | Residential | Renovation | Issued | Installation / Repair - Residential - electrical service relocation. | Quality Electric Ltd
EP-2023-08465 | 2023-09-25 | 7033 ST. GEORGE STREET, Vancouver, BC V5X 4N2 | Electrical Permit | Residential | Addition | Issued | Installation / Repair - Residential - Existing house power disconnect and re-connect (for laneway house permit submitted separately) >Permit Amendment Nov 16, 2023 -"Removal and replacement of existing panel in main house with new panel" | Lo-Cost Electrical Ltd
GP-2022-03462 | 2022-11-07 | 6263 ST. CATHERINES STREET, Vancouver, BC V5W 3G7 | Gas Permit | Residential | Tenant Improvement | Completed | Residential - Boiler Replacement | Wah Fai Plumbing & Heating Inc
GP-2023-03901 | 2023-12-06 | 6332 ST. CATHERINES STREET, Vancouver, BC V5W 3G8 | Gas Permit | Residential | Renovation | Completed | Residential - REPLACE BOILER | Superstar Plumbing Heating & Sprinkler Supplies Ltd
GP-2024-00186 | 2024-01-24 | 5041 ST. CATHERINES STREET, Vancouver, BC V5W 3E9 | Gas Permit | Residential | Addition | Completed | Residential - re and re gas range | Christopher Sterling
EP-2023-10253 | 2023-12-04 | 5051 ST. CATHERINES STREET, Vancouver, BC V5W 3E9 | Electrical Permit | Residential | Renovation - Dwelling Unit(s) only | Issued | Installation / Repair - Residential - -200 Amp overhead service upgrade. -40 Amp heat pump *An approved mechanical permit is required for the installation of air conditioning or heat pump unit before a final electrical inspection will be performed | Arcwest Electric Ltd
EP-2023-04010 | 2023-05-17 | 5058 ST. CATHERINES STREET, Vancouver, BC V5W 3E8 | Electrical Permit | Residential | Renovation | Completed | Installation / Repair - Residential - Service upgrade100amps to 200amps. Hook up heat pump. *MP-2023-00766 | Bright West Electric Ltd
MP-2023-00766 | 2023-05-02 | 5058 ST. CATHERINES STREET, Vancouver, BC V5W 3E8 | Mechanical Permit | NULL | NULL | Completed | NULL | Green Mountain Solutions Inc
MP-2022-00107 | 2022-08-16 | 5075 ST. CATHERINES STREET, Vancouver, BC V5W 3E9 | Mechanical Permit | NULL | NULL | Completed | NULL | 0994152 BC Ltd
EP-2022-06757 | 2022-08-17 | 5075 ST. CATHERINES STREET, Vancouver, BC V5W 3E9 | Electrical Permit | Residential | Tenant Improvement | Completed | Installation / Repair - Residential - Electrical to heat pump unit. Note: A mechanical permit is required. | 0994152 BC Ltd
GP-2022-02362 | 2022-08-11 | 5075 ST. CATHERINES STREET, Vancouver, BC V5W 3E9 | Gas Permit | Residential | Tenant Improvement | Completed | Residential - Decommissioning and removal of gas furnace | 0994152 BC Ltd
GP-2022-00436 | 2022-02-11 | 5078 ST. CATHERINES STREET, Vancouver, BC V5W 3E8 | Gas Permit | Residential | Renovation | Completed | Residential - Navien install | High Mark Mechanical Services Ltd
EP-2022-09992 | 2022-11-25 | 5094 ST. CATHERINES STREET, Vancouver, BC V5W 3E8 | Electrical Permit | Residential | New | Expired | Temporary Power - Residential - To provide temporary power. | Prabhjot Singh Battu
PP-2023-01289 | 2023-04-14 | 5094 ST. CATHERINES STREET, Vancouver, BC V5W 3E8 | Plumbing Permit | Residential | New | Issued | Residential - Installation of Plumbing Fixtures >BP: To construct a 2 storey + basement one-family dwelling with a secondary suite located in the basement with a detached accessory building (garage), at the rear providing 2 parking spaces, having vehicular access from the lane. | Century Twenty One Gas & Heating Co. Ltd
PP-2023-01156 | 2023-04-03 | 5094 ST. CATHERINES STREET, Vancouver, BC V5W 3E8 | Plumbing Permit | Residential | New | Issued | Residential - 1FD+SS - #1 & #2 - Install out side sump | Nihal Excavating & Landscaping Ltd
EP-2023-05709 | 2023-07-18 | 5094 ST. CATHERINES STREET, Vancouver, BC V5W 3E8 | Electrical Permit | Residential | New | Issued | Installation / Repair - Residential - ¦ 1FD + 1SS/ 200A ¦ New Construction *An approved mechanical permit is required for the installation of air conditioning or heat pump unit at the time of installation before an electrical inspection will be performed >BP: To construct a 2 storey + basement one-family dwelling with a secondary suite ($574,592.50) located in the basement with a detached accessory building (garage), at the rear providing 2 parking spaces, having vehicular access from the lane. Note: This Building Permit will remain in a suspended status until the associated (green) Demolition Permit BP-2022-02817 is completed. Note: This is a 2 storey building pursuant to the Zoning and Development By-Law 1- Covenant registered at the Land Title Office under CA9902292 2- Bar sink is not proposed 3- Heat pump unit proposed in the rear yard 4- Schedule B: Beerinder Sidhu, P.Eng (604-339-0034) Structural & Geotechnical 5- HPO: Residential Builder – P.D Moore Homes Ltd. 6- The entire building, INCLUDING THE ATTACHED GARAGE (if applicable), to be sprinklered to NFPA 13D. ***This permit has been issued under the VBBL 2019, with updated energy requirements as per bylaw # 12997 effective Jan 01, 2022.*** | Prabhjot Singh Battu
MP-2023-01063 | 2023-06-09 | 5094 ST. CATHERINES STREET, Vancouver, BC V5W 3E8 | Mechanical Permit | NULL | NULL | Issued | NULL | Century Twenty One Gas & Heating Co. Ltd
GP-2023-02098 | 2023-07-13 | 5094 ST. CATHERINES STREET, Vancouver, BC V5W 3E8 | Gas Permit | Residential | New | Issued | Residential - 1 Range, 1 BBQ & 1 Fireplace >BP: To construct a 2 storey + basement one-family dwelling Amend - July 19, 2023 - corrected to 1 BBQ , 1 Range and 1 Fireplace | Century Twenty One Gas & Heating Co. Ltd
GP-2023-02101 | 2023-07-14 | 5094 ST. CATHERINES STREET, Vancouver, BC V5W 3E8 | Gas Permit | Residential | New | Issued | Residential - 1 Fireplace >BP: To construct a 2 storey + basement one-family dwelling with a secondary suite | Galaxy Fireplaces Ltd
SP-2023-01341 | 2023-07-24 | 5094 ST. CATHERINES STREET, Vancouver, BC V5W 3E8 | Sprinkler Permit | Residential | New | Issued | Residential - New sprinkler system >BP: To construct a 2 storey + basement one-family dwelling with a secondary suite located in the basement with a detached accessory building (garage), at the rear providing 2 parking spaces, having vehicular access from the lane. Note: This is a 2 storey building pursuant to the Zoning and Development By-Law 1- Covenant registered at the Land Title Office under CA9902292 2- Bar sink is not proposed 3- Heat pump unit proposed in the rear yard 4- Schedule B: Beerinder Sidhu, P.Eng (604-339-0034) Structural & Geotechnical 5- HPO: Residential Builder – P.D Moore Homes Ltd. 6- The entire building, INCLUDING THE ATTACHED GARAGE (if applicable), to be sprinklered to NFPA 13D. | Haven Fire Protection Ltd
EP-2023-06122 | 2023-07-07 | 5094 ST. CATHERINES STREET, Vancouver, BC V5W 3E8 | Electrical Permit | Residential | New | Issued | Installation / Repair - Residential - Rough in and installation of alarm, tv, tel, net and cameras. >BP: To construct a 2 storey + basement one-family dwelling with a secondary suite ($574,592.50) located in the basement with a detached accessory building (garage), at the rear providing 2 parking spaces, having vehicular access from the lane. Note: This is a 2 storey building pursuant to the Zoning and Development By-Law 1- Covenant registered at the Land Title Office under CA9902292 2- Bar sink is not proposed 3- Heat pump unit proposed in the rear yard 4- Schedule B: Beerinder Sidhu, P.Eng (604-339-0034) Structural & Geotechnical 5- HPO: Residential Builder – P.D Moore Homes Ltd. 6- The entire building, INCLUDING THE ATTACHED GARAGE (if applicable), to be sprinklered to NFPA 13D. ***This permit has been issued under the VBBL 2019, with updated energy requirements as per bylaw # 12997 effective Jan 01, 2022.*** | Static Security Inc
NULL | NULL | 2458 TRIUMPH STREET, Vancouver, BC V5K 1S5 | Electrical Permit | Residential | Tenant Improvement | Withdrawn | Installation / Repair - Residential - service and electrical install of heat pump | Moore And Russell Heating And Air Conditioning Ltd
EP-2023-00268 | 2023-01-17 | 2458 TRIUMPH STREET, Vancouver, BC V5K 1S5 | Electrical Permit | Residential | Tenant Improvement | Cancelled | Installation / Repair - Residential - -An approved mechanical permit is required for heat pump installation before an electrical inspection will be performed service upgrade to 200amps first followed by Electrical installation of AC. Building permit not required. Mechanical permit will be obtained. Change to existing electrical service from 100 amps to 200 amps. Jan 13/23- AMENDMP-2023-00061 (Issued) Addition of electrical load calculation | Moore And Russell Heating And Air Conditioning Ltd
MP-2023-00061 | 2023-01-16 | 2458 TRIUMPH STREET, Vancouver, BC V5K 1S5 | Mechanical Permit | NULL | NULL | Cancelled | NULL | Moore And Russell Heating And Air Conditioning Ltd
GP-2023-00035 | 2023-01-05 | 2465 TRIUMPH STREET, Vancouver, BC V5K 1S6 | Gas Permit | Residential | New | Completed | Residential - Complete 2 boilers, 2 bbq, 2 range and piping only for fireplace. >BP: To construct a 2.5 story two-family dwelling with a detached accessory building (garage) and 1 open parking at the rear providing 2 parking spaces, having vehicular access from the lane. 1. A/C proposed – Exterior component located in Rear Yard, Interior component located in closet on ½ storey. 2. Schedule A: (ALAN PRAHALAD) P.Eng (604-831-1431) 3. Schedule B: (JASON HUI) P.Eng (778-319-3403) Architectural / Structural, Item 1.5 4. Schedule B: (ALAN PRAHALAD) P.Eng (604-831-1431) Structural / Geotechnical 5. HPO: Residential Builder- HOMES BY ENGINEERS CONSTRUCTION CORP. | Deep Gas Fitting Ltd.
SP-2022-01954 | 2022-11-22 | 2465 TRIUMPH STREET, Vancouver, BC V5K 1S6 | Sprinkler Permit | Residential | New | Completed | Residential - Piping and fixtures installed >BP: To construct a 2.5 storey two-family dwelling ($704,500.00) with a detached accessory building (garage) and 1 open parking at the rear providing 2 parking spaces, having vehicular access from the lane. 1. A/C proposed – Exterior component located in Rear Yard, Interior component located in closet on ½ storey. 2. Schedule A: (ALAN PRAHALAD) P.Eng (604-831-1431) 3. Schedule B: (JASON HUI) P.Eng (778-319-3403) Architectural / Structural, Item 1.5 4. Schedule B: (ALAN PRAHALAD) P.Eng (604-831-1431) Structural / Geotechnical 5. HPO: Residential Builder- HOMES BY ENGINEERS CONSTRUCTION CORP. | RG Plumbing Ltd
MP-2022-00499 | 2022-11-01 | 2465 TRIUMPH STREET, Vancouver, BC V5K 1S6 | Mechanical Permit | NULL | NULL | Completed | NULL | Ajit's Plumbing Heating & Electrical Contracting Ltd
PP-2022-03606 | 2022-10-11 | 2465 TRIUMPH STREET, Vancouver, BC V5K 1S6 | Plumbing Permit | Residential | New | Completed | Residential - new plumbing >BP: To construct a 2.5 storey two-family dwelling ($704,500.00) with a detached accessory building (garage) and 1 open parking at the rear providing 2 parking spaces, having vehicular access from the lane. 1. A/C proposed – Exterior component located in Rear Yard, Interior component located in closet on ½ storey. 2. Schedule A: (ALAN PRAHALAD) P.Eng (604-831-1431) 3. Schedule B: (JASON HUI) P.Eng (778-319-3403) Architectural / Structural, Item 1.5 4. Schedule B: (ALAN PRAHALAD) P.Eng (604-831-1431) Structural / Geotechnical 5. HPO: Residential Builder- HOMES BY ENGINEERS CONSTRUCTION CORP. Note: This is a 2.5 storey building pursuant to the Zoning and Development By-Law **THIS PERMIT HAS BEEN ISSUED UNDER THE REQUIREMENTS OF VBBL #12511 (2019)** | Ajit's Plumbing Heating & Electrical Contracting Ltd
PP-2022-02807 | 2022-08-12 | 2465 TRIUMPH STREET, Vancouver, BC V5K 1S6 | Plumbing Permit | Residential | New | Completed | Residential - 2FD - Sentry and storm con with one sump | AKAL DEMOLITION & EXCAVATING LTD
EP-2022-05185 | 2022-06-17 | 2465 TRIUMPH STREET, Vancouver, BC V5K 1S6 | Electrical Permit | Residential | New | Expired | Temporary Power - Residential - To provide temporary power. | Roop Electric Co Ltd
EP-2022-07393 | 2022-09-09 | 2465 TRIUMPH STREET, Vancouver, BC V5K 1S6 | Electrical Permit | Residential | New | Completed | Installation / Repair - Residential - New wiring for: >BP: To construct a 2.5 storey two-family dwelling ($704,500.00) with a detached accessory building (garage) and 1 open parking at the rear providing 2 parking spaces, having vehicular access from the lane. 1. A/C proposed – Exterior component located in Rear Yard, Interior component located in closet on ½ storey. 2. Schedule A: (ALAN PRAHALAD) P.Eng (604-831-1431) 3. Schedule B: (JASON HUI) P.Eng (778-319-3403) Architectural / Structural, Item 1.5 4. Schedule B: (ALAN PRAHALAD) P.Eng (604-831-1431) Structural / Geotechnical 5. HPO: Residential Builder- HOMES BY ENGINEERS CONSTRUCTION CORP. | Roop Electric Co Ltd
EP-2023-01058 | 2023-02-08 | 2465 TRIUMPH STREET, Vancouver, BC V5K 1S6 | Electrical Permit | Residential | New | Completed | Installation / Repair - Residential - Install Low Voltage wiring (networking), Alarm, CCTV, Data, Tel., Vacuum, Audio. Rough-In and Finishing >BP: To construct a 2.5 storey two-family dwelling ($704,500.00) with a detached accessory building (garage) and 1 open parking at the rear providing 2 parking spaces, having vehicular access from the lane. 1. A/C proposed – Exterior component located in Rear Yard, Interior component located in closet on ½ storey. 2. Schedule A: (ALAN PRAHALAD) P.Eng (604-831-1431) 3. Schedule B: (JASON HUI) P.Eng (778-319-3403) Architectural / Structural, Item 1.5 4. Schedule B: (ALAN PRAHALAD) P.Eng (604-831-1431) Structural / Geotechnical 5. HPO: Residential Builder- HOMES BY ENGINEERS CONSTRUCTION CORP. Note: This is a 2.5 storey building pursuant to the Zoning and Development By-Law **THIS PERMIT HAS BEEN ISSUED UNDER THE REQUIREMENTS OF VBBL #12511 (2019)** | Magnificent Security Inc.
MP-2022-00304 | 2022-09-29 | 2535 TRIUMPH STREET, Vancouver, BC V5K 1S7 | Mechanical Permit | NULL | NULL | Completed | NULL | Thomson Industries Ltd
EP-2022-08990 | 2022-10-24 | 2535 TRIUMPH STREET, Vancouver, BC V5K 1S7 | Electrical Permit | Residential | Renovation | Completed | Installation / Repair - Residential - Dedicated circuit for AC MP-2022-00304 | Pacific Star Electric Inc
PP-2022-03899 | 2022-10-28 | 2540 TRIUMPH STREET, Vancouver, BC V5K 1S8 | Plumbing Permit | Residential | New | Completed | Residential - Sump | Kingsman Excavating Ltd.
PP-2023-00201 | 2023-01-19 | 2540 TRIUMPH STREET, Vancouver, BC V5K 1S8 | Plumbing Permit | Residential | New | Completed | Residential - Plumbing >BP: To construct a 2 and a half storey two-family dwelling with a detached accessory building (garage) at the rear providing 2 parking spaces, having vehicular access from the lane. 1. A/C units proposed in rear yard 2. No bar sink 3. Schedule B Seyed A. Pishvaei P.Eng (604-992-9481) Architectural and Structural 4. Schedule B Alan Prahalad P.Eng (604-831-1431) Structural and Geotechnical 5. BC Housing Four Corner Homes Ltd | Lally Plumbing & Heating Ltd
MP-2023-00272 | 2023-02-28 | 2540 TRIUMPH STREET, Vancouver, BC V5K 1S8 | Mechanical Permit | NULL | NULL | Completed | NULL | FAST ROUTE PLUMBING & REFRIGERATION MECHANICAL LTD
GP-2023-00808 | 2023-03-08 | 2540 TRIUMPH STREET, Vancouver, BC V5K 1S8 | Gas Permit | Residential | New | Issued | Residential - 2 Boiler, 2 Range & 2 BBQ Gas >BP: To construct a 2 and a half storey two-family dwelling with a detached accessory building (garage) at the rear providing 2 parking spaces, having vehicular access from the lane. Amend: May 09, 2023 - Remove 2 Gas Boilers | Lally Plumbing & Heating Ltd
SP-2023-00407 | 2023-03-10 | 2540 TRIUMPH STREET, Vancouver, BC V5K 1S8 | Sprinkler Permit | Residential | New | Completed | Residential - Install spSprinkler heads >BP: To construct a 2 and a half storey two-family dwelling with a detached accessory building (garage) at the rear providing 2 parking spaces, having vehicular access from the lane. The entire building to be sprinklered to 2x NFPA 13D. ***This permit is issued under the VBBL 2019, with updated energy requirements as per bylaw # 12997 effective Jan 01, 2022.***. NOTE: To achieve the required FSR a floor space exclusion of 2% has been applied to this application as per section 10.11.1 of the district schedule, to accommodate improved building performance. 1. A/C units proposed in rear yard 2. No bar sink 3. Schedule B Seyed A. Pishvaei P.Eng (604-992-9481) Architectural and Structural 4. Schedule B Alan Prahalad P.Eng (604-831-1431) Structural and Geotechnical 5. BC Housing Four Corner Homes Ltd Aug 23/2023-AMEND Floor test letter provided Dec 7/2023-AMEND Schedule CB provided AMEND: JAN 18/2024 UPLOADED: Flow test letter and Schedule C | RAHELU PLUMBING & HEATING LTD.
EP-2023-02769 | 2023-03-30 | 2540 TRIUMPH STREET, Vancouver, BC V5K 1S8 | Electrical Permit | Residential | New | Issued | Installation / Repair - Residential - Wiring and service for new duplex. >BP: To construct a 2 and a half storey two-family dwelling with a detached accessory building (garage) at the rear providing 2 parking spaces, having vehicular access from the lane. ** PERFORMANCE PATHWAY** The entire building to be sprinklered to 2x NFPA 13D. ***This permit is issued under the VBBL 2019, with updated energy requirements as per bylaw # 12997 effective Jan 01, 2022.***. NOTE: To achieve the required FSR a floor space exclusion of 2% has been applied to this application as per section 10.11.1 of the district schedule, to accommodate improved building performance. 1. A/C units proposed in rear yard 2. No bar sink 3. Schedule B Seyed A. Pishvaei P.Eng (604-992-9481) Architectural and Structural 4. Schedule B Alan Prahalad P.Eng (604-831-1431) Structural and Geotechnical 5. BC Housing Four Corner Homes Ltd Note: This is a 2 storey building pursuant to the Zoning and Development By-Law ******THIS PERMIT HAS BEEN ISSUED UNDER THE REQUIREMENTS OF VBBL 2019****** All rooms adjacent to East exposing building face shall be sprinklered. "Combustible projections or roof soffits on an exposing building face shall not project to less than .45m from the property line and shall be in compliance with VBBL 2019 9.10.15.5.(9)" | G.S.G. Electric Ltd.
EP-2023-03103 | 2023-04-11 | 2540 TRIUMPH STREET, Vancouver, BC V5K 1S8 | Electrical Permit | Residential | New | Issued | Installation / Repair - Residential - Low voltage (data & telephone cabling) & security alarm/cameras completion >BP: To construct a 2 and a half storey two-family dwelling with a detached accessory building (garage) at the rear providing 2 parking spaces, having vehicular access from the lane. ** PERFORMANCE PATHWAY** The entire building to be sprinklered to 2x NFPA 13D. ***This permit is issued under the VBBL 2019, with updated energy requirements as per bylaw # 12997 effective Jan 01, 2022.***. NOTE: To achieve the required FSR a floor space exclusion of 2% has been applied to this application as per section 10.11.1 of the district schedule, to accommodate improved building performance. 1. A/C units proposed in rear yard 2. No bar sink 3. Schedule B Seyed A. Pishvaei P.Eng (604-992-9481) Architectural and Structural 4. Schedule B Alan Prahalad P.Eng (604-831-1431) Structural and Geotechnical 5. BC Housing Four Corner Homes Ltd Note: This is a 2 storey building pursuant to the Zoning and Development By-Law ******THIS PERMIT HAS BEEN ISSUED UNDER THE REQUIREMENTS OF VBBL 2019****** All rooms adjacent to East exposing building face shall be sprinklered. "Combustible projections or roof soffits on an exposing building face shall not project to less than .45m from the property line and shall be in compliance with VBBL 2019 9.10.15.5.(9)" | Xon Automation Ltd
EP-2023-05275 | 2023-06-12 | 2540 TRIUMPH STREET, Vancouver, BC V5K 1S8 | Electrical Permit | Residential | New | Issued | Temporary Power - Residential - To provide temporary power. | G.S.G. Electric Ltd.
EP-2022-04627 | 2022-06-01 | 2540 TRIUMPH STREET, Vancouver, BC V5K 1S8 | Electrical Permit | Residential | New | Expired | Temporary Power - Residential - To provide temporary power. | G.S.G. Electric Ltd.
EP-2023-03999 | 2023-05-07 | 2551 TRIUMPH STREET, Vancouver, BC V5K 1S7 | Electrical Permit | Residential | New | Issued | Temporary Power - Residential - To provide temporary power. | SUNSTONE ELECTRIC LTD
PP-2023-01802 | 2023-05-24 | 2551 TRIUMPH STREET, Vancouver, BC V5K 1S7 | Plumbing Permit | Residential | New | Issued | Residential - One outside sump | East West Excavating 2022 ltd
EP-2023-06735 | 2023-08-09 | 2551 TRIUMPH STREET, Vancouver, BC V5K 1S7 | Electrical Permit | Residential | New | Issued | Installation / Repair - Residential - Complete wiring and finishing. Main service 200 amps Unit 2551 meter-125 amps Unit 2553 meter -125 amps CHECK GAS DRYER AND RANGES LOAD CALC'S 199AMP >BP: To construct a 2 storey duplex with a secondary suite located in the Basement ($704,725) with a detached accessory building (garage) and 1 open parking at the rear providing 3 parking spaces, having vehicular access from the lane. Note: The entire building, INCLUDING THE ATTACHED GARAGE (if applicable), to be sprinklered to 2 x NFPA 13D Note: As shown by an asterisk (*) on the building permit floor plans and/or elevations, exit protection is required to be provided in accordance with Articles 9.9.4.4., 9.9.4.6., and/or 9.37.2.8. of the 2019 VBBL. 1. Covenant registered at the Land Title Office under CB555395-CB555396 2. A/C proposed – Exterior component located in rear yard and front yards, Interior component located in attic 3. Schedule B: (A.D.A. Prahalad) P.Eng (604.831.1431) Structural & Geotechnical 4. HPO: Residential Builder - Norfield Development Ltd. Note: This is a 2 storey building pursuant to the Zoning and Development By-Law | SUNSTONE ELECTRIC LTD
MP-2023-01606 | 2023-09-01 | 2551 TRIUMPH STREET, Vancouver, BC V5K 1S7 | Mechanical Permit | NULL | NULL | Issued | NULL | Ultimate Choice Air Conditioning & Renovations Ltd
SP-2023-01533 | 2023-08-22 | 2551 TRIUMPH STREET, Vancouver, BC V5K 1S7 | Sprinkler Permit | Residential | New | Issued | Residential - Sprinkler >BP: To construct a 2 storey duplex with a secondary suite located in the Basement with a detached accessory building (garage) and 1 open parking at the rear providing 3 parking spaces, having vehicular access from the lane. Note: The entire building, INCLUDING THE ATTACHED GARAGE (if applicable), to be sprinklered to 2 x NFPA 13D | Ghuman Mechanical Ltd
GP-2023-02331 | 2023-08-09 | 2551 TRIUMPH STREET, Vancouver, BC V5K 1S7 | Gas Permit | Residential | New | Issued | Residential - 2 Ranges & 2 BBQ's Gas piping >BP: To construct a 2 storey duplex with a secondary suite located in the Basement | Ghuman Mechanical Ltd
EP-2023-07507 | 2023-08-17 | 2551 TRIUMPH STREET, Vancouver, BC V5K 1S7 | Electrical Permit | Residential | New | Issued | Installation / Repair - Residential - Pre wire and completion of security alarm, Telus, tv, internet and cctv. >BP: To construct a 2 storey duplex with a secondary suite located in the Basement ($704,725) with a detached accessory building (garage) and 1 open parking at the rear providing 3 parking spaces, having vehicular access from the lane. Note: The entire building, INCLUDING THE ATTACHED GARAGE (if applicable), to be sprinklered to 2 x NFPA 13D 1. Covenant registered at the Land Title Office under CB555395-CB555396 2. A/C proposed – Exterior component located in rear yard and front yards, Interior component located in attic 3. Schedule B: (A.D.A. Prahalad) P.Eng (604.831.1431) Structural & Geotechnical 4. HPO: Residential Builder - Norfield Development Ltd. | Pioneer Security and Communications Ltd
NULL | NULL | 6026 TISDALL STREET, Vancouver, BC V5Z 3N3 | Plumbing Permit | Commercial | New | Draft | Commercial - install 5 120 gallon hot water storage tanks | NULL
EP-2023-08542 | 2023-09-21 | 6026 TISDALL STREET, Vancouver, BC V5Z 3N3 | Electrical Permit | Commercial | Renovation | Issued | Installation / Repair - Commercial - Supply and install new electrical panel. Rewire washroom and kitchen. Add lighting in both areas. >BP: #407 - 4th floor Interior alterations to provide improvements to dwelling unit #407 on the 4th floor of this multiple dwelling building on this site. Scope to include Kitchen pass through | Western Innovative System Ltd
PP-2023-03435 | 2023-09-27 | 6026 TISDALL STREET, Vancouver, BC V5Z 3N3 | Plumbing Permit | Residential | Renovation | Issued | Residential - Install new dishwasher beside sink and change tub to schlueter. >BP: #407 - 4th floor Interior alterations to provide improvements to dwelling unit #407 on the 4th floor of this multiple dwelling building on this site. Scope to include Kitchen pass through | ASPRA PLUMBING & HEATING LTD.
EP-2023-03238 | 2023-04-20 | 6076 TISDALL STREET, Vancouver, BC V5Z 3N2 | Electrical Permit | Residential | Renovation - Dwelling Unit(s) only | Completed | Installation / Repair - Residential - Add 6 - 4" led ceiling lights, Add 5 outlet, Move stove outlet 6 inches -Add under cabinet low voltage lighting -Add lighting in bathroom Amend May 25, 2023 -Supply and install 100amp 16 space panel.. value $500 | SSSH Developments Inc
EP-2022-02433 | 2022-03-25 | 6076 TISDALL STREET, Vancouver, BC V5Z 3N2 | Electrical Permit | Residential | Renovation | Completed | Installation / Repair - Residential - Kitchen renovation -Minor kitchen renovation and a panel change. Changing panel out to have a disconnect. Upgrade for disconnect in suite and breakers. >BP: Interior alterations to provide improvements to the existing dwelling unit on the main floor (#106) in this existing multiple dwelling building on site. Scope of work includes: replacing bathroom flooring & fixtures, replace existing tub with walk-in shower, new kitchen cabinets, removal of existing wall and some electrical work. OK for Field Review per Kim V - Feb 9/22 Note to Applicant: The services of a structural engineer may be required, based upon site inspection by the District Building Inspector E2- Appliances – New Energuide fridge and dishwasher Energy checklist is currently no longer required with your Building Permit (BP) application. Some supporting documents are still required at BP stage, specifically Envelope and HVAC, if applicable. Service Water Heating and Lighting supporting documents, if applicable, must be submitted with your related trades permits (e.g. electrical and plumbing). All energy upgrades will be checked during inspections stage. It is the applicant’s responsibility to identify and note all required upgrades including energy upgrades on their BP drawings at BP stage. | Pacific Integrated Contractors Inc
EP-2023-03241 | 2023-04-14 | 6111 TISDALL STREET, Vancouver, BC | Electrical Permit | Commercial | Tenant Improvement | Completed | Installation / Repair - Commercial - Re & Re main pool pump. Haywood pump 3/4 hp 115v, 20A breaker 1ph. | Haakon Industries (Canada) Ltd.
GP-2022-02778 | 2022-09-16 | 7487 STIRLING STREET, Vancouver, BC V5P 4H7 | Gas Permit | Residential | Renovation | Completed | Residential - Miele 36" Gas Range | Han Appliances & Refrigeration Ltd
PP-2023-03845 | 2023-11-01 | 8735 SELKIRK STREET, Vancouver, BC V6P 4J5 | Plumbing Permit | Commercial | Renovation | Completed | Commercial - Install backflow prevention device (DCVA) on connection to outdoor sprinkler system | Vancouver Backflow Testing Ltd
EP-2022-08485 | 2022-10-07 | 8635 SHAUGHNESSY STREET, Vancouver, BC V6P 3Y3 | Electrical Permit | Commercial | Renovation - Dwelling Unit(s) only | Completed | Installation / Repair - Commercial - replace 35 unit fuse panel to breaker panel | Rui Power Electric Limited
EP-2023-04326 | 2023-05-23 | 5605 SHERBROOKE STREET, Vancouver, BC V5W 3M7 | Electrical Permit | Residential | Addition | Completed | Installation / Repair - Residential - Upgrading service from 100 Amp to 200 Amp and relocating the Electrical Service. | ALLPOWER SOLUTIONS INC
GP-2022-00926 | 2022-03-23 | 4075 SLOCAN STREET, Vancouver, BC V5R 1Y9 | Gas Permit | Residential | New | Completed | Residential - Replacing old gas furnace and hot water heater to new hi-efficiency units. | Tak Heating & Cooling Ltd
GP-2022-00925 | 2022-03-23 | 4091 SLOCAN STREET, Vancouver, BC V5R 1Y9 | Gas Permit | Residential | New | Completed | Residential - Replace gas furnace and hot water heater | Tak Heating & Cooling Ltd
GP-2022-01285 | 2022-04-25 | 4168 SLOCAN STREET, Vancouver, BC V5R 1Z3 | Gas Permit | Residential | Renovation | Completed | Residential - FURNACE RE/RE | Reliance Comfort Limited Partnership
NULL | NULL | 5140 ST. CATHERINES STREET, Vancouver, BC V5W 3G1 | Electrical Permit | Residential | Renovation - Dwelling Unit(s) only | Draft | Installation / Repair - Residential - existing 100 amp panel, want to swap out with new panel (no upgrade). customer wants to upgrade kitchen also. Lighting, receptacles, dedicated circuits for kitchen appliances | NULL
GP-2023-02927 | 2023-10-04 | 5187 ST. CATHERINES STREET, Vancouver, BC V5W 3G2 | Gas Permit | Residential | Renovation | Completed | Residential - Furnace Replacement | Tek Climate Heating & Air Conditioning Ltd
GP-2022-02222 | 2022-07-29 | 5205 ST. CATHERINES STREET, Vancouver, BC V5W 3G2 | Gas Permit | Residential | Renovation | Completed | Residential - INSTALL OF DV G600EC--FIREPLACE >BP: Exterior and interior to provide tenant improvements to the existing one family dwelling. Scope of work includes complete renovation and layout changes to all floors, lowering the basement slab, and new front porch. | BC Fireplace Service Inc
PP-2022-02519 | 2022-07-19 | 5205 ST. CATHERINES STREET, Vancouver, BC V5W 3G2 | Plumbing Permit | Residential | Renovation | Completed | Residential - To rough in the following fixtures: 3 toilets, 3 bathroom sinks, 1 bathtub, 1 shower, 1 auto washer, and 1 kitchen sink. | Paolo's Plumbing & Heating Ltd
GP-2022-02763 | 2022-09-21 | 5205 ST. CATHERINES STREET, Vancouver, BC V5W 3G2 | Gas Permit | Residential | Tenant Improvement | Completed | Residential - To rough in 1 bbq box and 1 gas fireplace. Fireplace is piping only. >BP: Exterior and interior to provide tenant improvements to the existing one family dwelling. Scope of work includes complete renovation and layout changes to all floors, lowering the basement slab, and new front porch. | Paolo's Plumbing & Heating Ltd
SP-2022-01415 | 2022-09-02 | 5205 ST. CATHERINES STREET, Vancouver, BC V5W 3G2 | Sprinkler Permit | Residential | Tenant Improvement | Completed | Residential - New fire sprinkler system >BP: Exterior and interior to provide tenant improvements to the existing one family dwelling. Scope of work includes complete renovation and layout changes to all floors, lowering the basement slab, and new front porch. Entire building to be sprinklered to NFPA-13D Structural schedule B signed and sealed by M. Mivehchi, 604.349.2825 Renovation energy upgrade proposal prepared by Tommy Youngsung Byun, 604.562.0387 | Mainland Fire Protection Ltd
PP-2022-02073 | 2022-06-15 | 5205 ST. CATHERINES STREET, Vancouver, BC V5W 3G2 | Plumbing Permit | Residential | Renovation | Completed | Residential - Sumps | Adam Kosel
EP-2021-03287 | 2022-08-03 | 5205 ST. CATHERINES STREET, Vancouver, BC V5W 3G2 | Electrical Permit | Residential | Renovation | Completed | Installation / Repair - Residential - Overhead service upgrade from 100A to 200A. Install customer owned pole, mount new 200A mater base and conduits to pole. Run ACWU cable underground to feed main panel in garage. Then feed 200A sub panel located in main house, off of garage panel. -I would like to amend this permit to include the wiring of the single family dwelling. the value will increase to $19,500 >BP: Exterior and interior to provide tenant improvements to the existing one family dwelling. Scope of work includes complete renovation and layout changes to all floors, lowering the basement slab, and new front porch. Entire building to be sprinklered to NFPA-13D | Modern Electric Inc
GP-2022-00985 | 2022-03-30 | 5283 ST. CATHERINES STREET, Vancouver, BC V5W 3G2 | Gas Permit | Residential | Renovation | Completed | Residential - Decommission and remove gas furnace, replace with electric heat pump | Ashton Service Group/Ashton Mechanical Ltd.
GP-2022-01150 | 2022-04-12 | 5283 ST. CATHERINES STREET, Vancouver, BC V5W 3G2 | Gas Permit | Residential | Renovation | Cancelled | Residential - Decommission and remove gas furnace, replace with electric heat pump | Ashton Service Group/Ashton Mechanical Ltd.
EP-2022-04536 | 2022-06-01 | 5284 ST. CATHERINES STREET, Vancouver, BC V5W 3G1 | Electrical Permit | Residential | Renovation | Completed | Installation / Repair - Residential - kitchen and basement renovation, new appliances, moving walls -House had a basement suite. owners no longer want a suite. removing kitchen from basement. renovating kitchen with new appliances and small layout change on main floor. moving devices to accommodate new floor plan. relocating switches, receptacles, and some lights. >BP: Interior alterations to change the use from one family dwelling with a secondary suite to one family dwelling on this site. Scope of work includes to install an interconnecting staircase between the main floor and basement. OK for field review per Jamie Zhang, Dec.02/21 Letters of assurance submitted: Sch B (Struc): Jerry Lum, P.Eng., 604.984.3503 Addressing notes: 5284 St. Catherines St - One Family Dwelling (1st & 2nd floor, basement) Address number assigned as per approved plans for Fire and Emergency response. The address number is to be posted and to the building and to be visible from the street in accordance with the Building By-law prior to final inspection. | Shawn P Greabeiel
GP-2022-01575 | 2022-05-24 | 5284 ST. CATHERINES STREET, Vancouver, BC V5W 3G1 | Gas Permit | Residential | Renovation | Completed | Residential - replacing existing boiler and water heater Interior alterations to change the use from one family dwelling with a secondary suite to one family dwelling on this site. Scope of work includes to install an interconnecting staircase between the main floor and basement. | Tidal Mechanical Ltd
SP-2022-00741 | 2022-05-12 | 5284 ST. CATHERINES STREET, Vancouver, BC V5W 3G1 | Sprinkler Permit | Residential | Renovation | Completed | Residential - New Stair case added for bsmt to main floor access. Sprinkler must be under landings Interior alterations to change the use from one family dwelling with a secondary suite to one family dwelling on this site. Scope of work includes to install an interconnecting staircase between the main floor and basement. | Rising Force Fire Sprinkler Installations and Service Inc
PP-2022-01683 | 2022-05-17 | 5284 ST. CATHERINES STREET, Vancouver, BC V5W 3G1 | Plumbing Permit | Residential | Renovation | Completed | Residential - Plumbing for: >BP: Interior alterations to change the use from one family dwelling with a secondary suite to one family dwelling on this site. Scope of work includes to install an interconnecting staircase between the main floor and basement. OK for field review per Jamie Zhang, Dec.02/21 Letters of assurance submitted: Sch B (Struc): Jerry Lum, P.Eng., 604.984.3503 Addressing notes: 5284 St. Catherines St - One Family Dwelling (1st & 2nd floor, basement) Address number assigned as per approved plans for Fire and Emergency response. The address number is to be posted and to the building and to be visible from the street in accordance with the Building By-law prior to final inspection. | Tidal Mechanical Ltd
GP-2022-04141 | 2022-12-27 | 6118 ST. CATHERINES STREET, Vancouver, BC V5W 3G6 | Gas Permit | Residential | Renovation | Completed | Residential - Replace gas furnace on ground floor. | Canadian Care Heating & Cooling Ltd
EP-2023-00008 | 2023-01-04 | 6160 ST. CATHERINES STREET, Vancouver, BC V5W 3G6 | Electrical Permit | Residential | Renovation | Completed | Installation / Repair - Residential - Remove kitchen hood fan ,range and supply breaker for unauthorized basement unit. ( CF-2018-008632) >BP: Exterior and Interior alterations to remove work without permit at this existing one family dwelling building on this site. Exterior alterations: 1) To remove the unauthorized awning at the rear over sundeck. 2) To remove unauthorized storage located on rear sundeck. 3) To remove concrete at the rear driveway and change grass with tire strips. 4) To remove both unauthorized exterior doors on north elevation along the garage. 5) To remove unauthorized window on the north elevation along the garage. 6) To remove unauthorized window on the south elevation along the garage. 7) To validate exterior changes to the impermeable site coverage. 8) To remove exterior side door closest to the chimney. Interior alterations: 1) To remove both unauthorized dwelling units in the basement. The cooking facilities, kitchen hood, fan, range up to the supply breaker and sink are to be removed and the pipes to be permanently cap off sink, including any discontinued domestic water pipes and drainage pipes. 2) To reinstate the internal access between the main and the basement 3) To remove unauthorized partition walls and doors in the garage. 4) to validate interior layout of the main and basement levels. Schedule B provided by Jason Hui, P.eng Related to Case file: CF-2020-014676 | Allone Electric Ltd
NULL | NULL | 6160 ST. CATHERINES STREET, Vancouver, BC V5W 3G6 | Plumbing Permit | Residential | Renovation | Draft | Residential - remove plumbing fixtures and cap off the water pipes and drain pipes | NULL
PP-2023-00406 | 2023-02-06 | 6160 ST. CATHERINES STREET, Vancouver, BC V5W 3G6 | Plumbing Permit | Residential | Renovation | Completed | Residential - Remove plumbing fixtures and cap off the water pipes and drain pipes . >BP: Exterior and Interior alterations to remove work without permit at this existing one family dwelling building on this site. Interior alterations: 1) To remove both unauthorized dwelling units in the basement. The cooking facilities, kitchen hood, fan, range up to the supply breaker and sink are to be removed and the pipes to be permanently cap off sink, including any discontinued domestic water pipes and drainage pipes. 2) To reinstate the internal access between the main and the basement 3) To remove unauthorized partition walls and doors in the garage. 4) to validate interior layout of the main and basement levels. | H W PLUMBING & HEATING
NULL | NULL | 7570 STIRLING STREET, Vancouver, BC V5P 4H8 | Gas Permit | Residential | Renovation | Draft | Residential | NULL
GP-2022-00123 | 2022-01-14 | 7570 STIRLING STREET, Vancouver, BC V5P 4H8 | Gas Permit | Residential | Renovation | Completed | Residential - Replacement of old furnace with new high efficiency furnace | Samra Heating & Cooling Ltd
EP-2022-04332 | 2022-06-06 | 1408 STRATHMORE MEWS, Vancouver, BC V6Z 3A9 | Electrical Permit | Commercial | Tenant Improvement | Completed | Installation / Repair - Commercial - Install 1 EV Charger in the visitor's parking lot. | JDM ELECTRICAL LTD
EP-2023-02027 | 2023-03-09 | 139 SW MARINE DRIVE, Vancouver, BC V5X 2P9 | Electrical Permit | Residential | Tenant Improvement | Completed | Installation / Repair - Residential - As per property use inspector Charlene Cranton disconnect and remove range form the basement. Case File CF-2021-006065-Illegal Suite | My Electrician Enterprises Inc
EP-2022-02972 | 2022-04-26 | 4878 SELKIRK STREET, Vancouver, BC V6H 3A3 | Electrical Permit | Residential | Renovation - Dwelling Unit(s) only | Completed | Installation / Repair - Residential - Emergency repair of overhead service to home that was hit by a truck. -No Structural damage occurred to the garage. BC Hydro disconnected so that we can check the wiring, replace the bent metal service mast and make sure that the wiring is above 5.5m above the laneway (increase the height of mast) including a guy wire for the mast to the roof | Mott Electric General Partnership
GP-2023-03094 | 2023-10-17 | 5749 SELKIRK STREET, Vancouver, BC V6M 2Y5 | Gas Permit | Residential | Renovation | Issued | Residential - Decommission and remove old boiler and install new boiler. | Ashton Service Group/Ashton Mechanical Ltd.
GP-2023-02563 | 2023-09-05 | 5789 SELKIRK STREET, Vancouver, BC V6M 2Y5 | Gas Permit | Residential | Renovation | Completed | Residential - Replace cast iron boiler with High Efficiency Boiler | Impetus Plumbing & Heating Ltd
EP-2022-02228 | 2022-03-21 | 5808 SELKIRK STREET, Vancouver, BC V6M 2Y6 | Electrical Permit | Residential | Renovation | Completed | Installation / Repair - Residential - Rough wiring of tv,tel,security alarm and completion of security alarm >BP: Exterior and interior alterations to add a new front porch, add a new cover over the sunken patio at the rear, new rear deck and side door and to add additional floor space on the second floor of this existing nonconforming two storey plus cellar one family dwelling on this inside with lane site. Scope of work includes: Resize and relocate windows on the west elevation. Various wall and door relocations and removal of posts to reconfigure rooms, relocate the fireplace and to add a wok kitchen. OK for Field Review as per Rosa Astorino Okay to relax above grade floor area to 3,601.09sf and overall floor area to 4971.69sf as per S. Erichsen, Sept 28, 2021. Notes: - Schedule B, Structural, Frankie (Sijie) Xu, P.Eng, 778-895-0848. - This building is sprinklered. A separate permit is required for all related work. - REUP Submitted by Flynn Dixon Murdock, 604-500-1186. Scope of work to include energy upgrade in accordance with Article 11.2.1.4 of the 2019 Vancouver Building By-law and as per the Energy Efficiency Upgrade Details noted in the Energuide Report. | Supersonic Security System Inc.
PP-2022-00297 | 2022-01-31 | 5808 SELKIRK STREET, Vancouver, BC V6M 2Y6 | Plumbing Permit | Residential | Renovation | Completed | Residential - plumbing renovation for house Exterior and interior alterations to add a new front porch, add a new cover over the sunken patio at the rear, new rear deck and side door and to add additional floor space on the second floor of this existing nonconforming two storey plus cellar one family dwelling on this inside with lane site. Scope of work includes: Resize and relocate windows on the west elevation. Various wall and door relocations and removal of posts to reconfigure rooms, relocate the fireplace and to add a wok kitchen. | Rain Coast Plumbing & Heating Ltd
EP-2022-00438 | 2022-01-21 | 5808 SELKIRK STREET, Vancouver, BC V6M 2Y6 | Electrical Permit | Residential | Renovation | Completed | Installation / Repair - Residential - Renovation, upgrade service 100 amp to 200 amp, pot lights Instalation, main kitchen and spice kitchen new wiring. >BP: Exterior and interior alterations to add a new front porch, add a new cover over the sunken patio at the rear, new rear deck and side door and to add additional floor space on the second floor of this existing nonconforming two storey plus cellar one family dwelling on this inside with lane site. Scope of work includes: Resize and relocate windows on the west elevation. Various wall and door relocations and removal of posts to reconfigure rooms, relocate the fireplace and to add a wok kitchen. OK for Field Review as per Rosa Astorino Okay to relax above grade floor area to 3,601.09sf and overall floor area to 4971.69sf as per S. Erichsen, Sept 28, 2021. Notes: - Schedule B, Structural, Frankie (Sijie) Xu, P.Eng, 778-895-0848. - This building is sprinklered. A separate permit is required for all related work. - REUP Submitted by Flynn Dixon Murdock, 604-500-1186. Scope of work to include energy upgrade in accordance with Article 11.2.1.4 of the 2019 Vancouver Building By-law and as per the Energy Efficiency Upgrade Details noted in the Energuide Report. | SUNSTONE ELECTRIC LTD
SP-2022-00079 | 2022-01-21 | 5808 SELKIRK STREET, Vancouver, BC V6M 2Y6 | Sprinkler Permit | Residential | Addition | Issued | Residential - Old house , new sprinkler installation >BP: Exterior and interior alterations to add a new front porch, add a new cover over the sunken patio at the rear, new rear deck and side door and to add additional floor space on the second floor of this existing nonconforming two storey plus cellar one family dwelling on this inside with lane site. Scope of work includes: Resize and relocate windows on the west elevation. Various wall and door relocations and removal of posts to reconfigure rooms, relocate the fireplace and to add a wok kitchen. OK for Field Review as per Rosa Astorino Okay to relax above grade floor area to 3,601.09sf and overall floor area to 4971.69sf as per S. Erichsen, Sept 28, 2021. Notes: - Schedule B, Structural, Frankie (Sijie) Xu, P.Eng, 778-895-0848. - This building is sprinklered. A separate permit is required for all related work. - REUP Submitted by Flynn Dixon Murdock, 604-500-1186. Scope of work to include energy upgrade in accordance with Article 11.2.1.4 of the 2019 Vancouver Building By-law and as per the Energy Efficiency Upgrade Details noted in the Energuide Report. | Real Tech Fire Protection Ltd
GP-2022-01452 | 2022-05-10 | 5828 SELKIRK STREET, Vancouver, BC V6M 2Y6 | Gas Permit | Residential | Renovation | Completed | Residential - New Furnace Replacement | Pro Ace Heating & Air Conditioning Services Ltd
MP-2023-01566 | 2023-08-28 | 5848 SELKIRK STREET, Vancouver, BC V6M 2Y6 | Mechanical Permit | NULL | NULL | Issued | NULL | Good Guys Heating Cooling Plumbing
EP-2023-07232 | 2023-08-29 | 5848 SELKIRK STREET, Vancouver, BC V6M 2Y6 | Electrical Permit | Residential | Tenant Improvement | Completed | Installation / Repair - Residential - Install heat pump wiring *An approved mechanical permit is required for the installation of air conditioning or heat pump unit at the time of installation before an electrical inspection will be performed | BPM Electric Ltd
EP-2022-07315 | 2022-08-31 | 5848 SELKIRK STREET, Vancouver, BC V6M 2Y6 | Electrical Permit | Residential | Renovation | Completed | Installation / Repair - Residential - Add sub panel. For future electrical work. -The home owner is in the process of getting a heat pump installed for heat/Ac. As their existing system (radiant heating) is longer functional and they are without heat because the existing piping has burst. Their Current Electrical Panel is without the adequate space. | Lux Electric Group Ltd
EP-2022-09247 | 2022-11-01 | 5868 SELKIRK STREET, Vancouver, BC V6M 2Y6 | Electrical Permit | Residential | Renovation | Completed | Installation / Repair - Residential - Install 5 smoke alarms combo -All electrical work will be surface mount. (IA-2022-00264 ) | Ling-Tec Electrical Service Ltd
EP-2022-09549 | 2022-11-16 | 3435 SLOCAN STREET, Vancouver, BC V5M 3E7 | Electrical Permit | Residential | Renovation | Completed | Installation / Repair - Residential - To continue work started by others ( EP-2022-06517) Power upgradation | Price Beat Electric Ltd.
EP-2022-06517 | 2022-08-04 | 3435 SLOCAN STREET, Vancouver, BC V5M 3E7 | Electrical Permit | Residential | Renovation | Cancelled | Installation / Repair - Residential - Upgrading the main electrical service from 100am to 200 am | Canucks Electric Inc
MP-2023-01292 | 2023-07-14 | 3435 SLOCAN STREET, Vancouver, BC V5M 3E7 | Mechanical Permit | NULL | NULL | Completed | NULL | Reid Brothers Plumbing & Heating Ltd
EP-2023-07384 | 2023-10-10 | 3435 SLOCAN STREET, Vancouver, BC V5M 3E7 | Electrical Permit | Residential | Renovation | Completed | Installation / Repair - Residential - heat pump installation -A/c will be located in the front of the house MP-2023-01292: Completed (Cooling) ¦ WWOP applied | Zenergy Electric Ltd
GP-2023-04214 | 2023-12-28 | 3435 SLOCAN STREET, Vancouver, BC V5M 3E7 | Gas Permit | Residential | Renovation | Completed | Residential - tankless re&re | Ferenc Nagy
GP-2023-01447 | 2023-05-04 | 3468 SLOCAN STREET, Vancouver, BC V5M 3E8 | Gas Permit | Residential | Tenant Improvement | Completed | Residential - remove old boiler and hot water tank. install combi boiler | Suter Services Ltd
GP-2023-03627 | 2023-11-20 | 3515 SLOCAN STREET, Vancouver, BC V5M 3E9 | Gas Permit | Residential | Renovation | Completed | Residential - RE&RE hot water tank | Milani Plumbing Heating & Air Conditioning Ltd
GP-2022-02892 | 2022-09-26 | 3543 SLOCAN STREET, Vancouver, BC V5M 3E9 | Gas Permit | Residential | Tenant Improvement | Completed | Residential - RE & RE OF A FURNACE | Hillcrest Plumbing & Heating (1967) Ltd
EP-2022-10579 | 2022-12-15 | 5824 SHERBROOKE STREET, Vancouver, BC V5W 3M9 | Electrical Permit | Residential | Renovation | Issued | Installation / Repair - Residential - Safety check permit | 24/6 Electric Ltd
GP-2023-02177 | 2023-07-21 | 5883 SHERBROOKE STREET, Vancouver, BC V5W 3N1 | Gas Permit | Residential | Renovation | Completed | Residential - HWT re&re | Ferenc Nagy
EP-2023-00836 | 2023-02-13 | 4370 SOPHIA STREET, Vancouver, BC V5V 3V7 | Electrical Permit | Commercial | Renovation | Completed | Installation / Repair - Commercial - Replace of old electrical equipment due to flood -no affect to service | Pacific Star Electric Inc
EP-2023-00404 | 2023-01-18 | 4370 SOPHIA STREET, Vancouver, BC V5V 3V7 | Electrical Permit | Commercial | Addition | Completed | Installation / Repair - Commercial - Emergency removal and replacement of existing fire alarm control panel. Panel was subject to water damage and building is currently on fire watch. Note: This permit has been issued based on Bulletin 2018-004-BU/EL. | Wireway Electric Ltd
EP-2023-01454 | 2023-02-22 | 4424 SOPHIA STREET, Vancouver, BC V5V 3V9 | Electrical Permit | Residential | New | Issued | Temporary Power - Residential - To provide temporary power. EP-2022-01086: Expired | C H Electric Ltd
EP-2022-01086 | 2022-02-10 | 4424 SOPHIA STREET, Vancouver, BC V5V 3V9 | Electrical Permit | Residential | New | Expired | Temporary Power - Residential - To provide temporary power. | C H Electric Ltd
GP-2023-01252 | 2023-04-17 | 4474 SOPHIA STREET, Vancouver, BC V5V 3V9 | Gas Permit | Residential | Tenant Improvement | Completed | Residential - 1 Gas range re/re dual fuel | Super Tech Appliances Installation Ltd
EP-2022-04754 | 2022-06-07 | 4521 SOPHIA STREET, Vancouver, BC V5V 3W1 | Electrical Permit | Residential | Renovation | Completed | Installation / Repair - Residential - Rewire Garage, change from single to double garage. lights, plugs, and heat -Existing load is identical to changes. Added few more outlets >BP: To construct a detached 21.83'x 22.16' accessory building (two-car garage) at the rear of this existing one-family dwelling site to provide 2 parking space having vehicular access from the rear lane. Letters of Assurance submitted by: Structural Schedule B, Scott Ash-Anderson P.Eng, 604-228-0518 Ok for SIP per Jamie Zhang, Mar.09/21 Notes: 1. Garage roof drainage to be tied into pipe system of the principal building 2. The attic space (of accessory building) is not to be developed and/or used as habitable space at any time | Beyond Electric Ltd
EP-2022-04819 | 2022-06-09 | 4521 SOPHIA STREET, Vancouver, BC V5V 3W1 | Electrical Permit | Residential | New | Completed | Installation / Repair - Residential - security alarm rough in only for garage To construct a detached 21.83'x 22.16' accessory building (two-car garage) at the rear of this existing one-family dwelling site to provide 2 parking space having vehicular access from the rear lane. | SIGHTLINE TECHNOLOGY LTD.
EP-2022-06729 | 2023-01-31 | 4521 SOPHIA STREET, Vancouver, BC V5V 3W1 | Electrical Permit | Residential | Renovation | Completed | Installation / Repair - Residential - 3 zones of audio speaker wiring >BP: To construct a detached 21.83'x 22.16' accessory building (two-car garage) at the rear of this existing one-family dwelling site to provide 2 parking space having vehicular access from the rear lane. | Nelcan Electric Ltd
MP-2023-00866 | 2023-05-17 | 4530 SOPHIA STREET, Vancouver, BC V5V 3W2 | Mechanical Permit | NULL | NULL | Completed | NULL | Gandy Installations Ltd
EP-2023-04785 | 2023-06-06 | 4530 SOPHIA STREET, Vancouver, BC V5V 3W2 | Electrical Permit | Residential | Addition | Completed | Installation / Repair - Residential - New heat pump installation, provided breaker, wire run, disconnect and whip to heat pump *MP-2023-00866: Issued (Cooling) | Gandy Installations Ltd
MP-2023-01168 | 2023-06-26 | 4555 SOPHIA STREET, Vancouver, BC V5V 3W1 | Mechanical Permit | NULL | NULL | Issued | NULL | Milani Electric Limited
EP-2023-05690 | 2023-09-08 | 4555 SOPHIA STREET, Vancouver, BC V5V 3W1 | Electrical Permit | Residential | Renovation | Issued | Installation / Repair - Residential - Electrical supply for Dsplit DCC 9: Hot Tub 9600W *MP-2023-01168: Issued (Heating and Cooling) | Milani Electric Limited
PP-2023-02401 | 2023-07-10 | 6385 ST. CATHERINES STREET, Vancouver, BC V5W 3G9 | Plumbing Permit | Residential | New | Issued | Residential - Plumbing >BP: To construct a two-storey duplex with one lock-off unit ($703,750) located in the basement, with a detached accessory building (garage) at the rear providing 2 parking spaces, having vehicular access from the lane. Note: This is a 2 storey building pursuant to the Zoning and Development By-Law. 1. Covenant registered at the Land Title Office under CB476242 2. No strata titling of the lock-off unit is permitted 3. Heat Pump units proposed at the front and the rear 4. No bar sinks proposed 5. Schedule B: ZHANCHAO ZHAO (604-526-1305) Structural & Geotechnical 6. BC Housing Residential Builder – Hengwang Construction 7. The entire building to be sprinklered to 2 x NFPA 13D | Hundal Brothers Plumbing & Heating Ltd
EP-2023-03149 | 2023-05-10 | 6385 ST. CATHERINES STREET, Vancouver, BC V5W 3G9 | Electrical Permit | Residential | New | Issued | Installation / Repair - Residential - Duplex house service, rough wiring and finishing Heat pump name plate rating: 30A *An approved mechanical permit is required for the installation of air conditioning or heat pump unit at the time of installation before an electrical inspection will be performed >BP: To construct a two-storey duplex with one lock-off unit ($703,750) located in the basement, with a detached accessory building (garage) at the rear providing 2 parking spaces, having vehicular access from the lane. Note: This is a 2 storey building pursuant to the Zoning and Development By-Law. 1. Covenant registered at the Land Title Office under CB476242 2. No strata titling of the lock-off unit is permitted 3. Heat Pump units proposed at the front and the rear 4. No bar sinks proposed 5. Schedule B: ZHANCHAO ZHAO (604-526-1305) Structural & Geotechnical 6. BC Housing Residential Builder – Hengwang Construction 7. The entire building to be sprinklered to 2 x NFPA 13D ***This permit is issued under the VBBL 2019, with updated energy requirements as per bylaw # 12997 effective Jan 01, 2022.*** | Ying Shi dba York Electrical Services
PP-2023-01509 | 2023-04-28 | 6385 ST. CATHERINES STREET, Vancouver, BC V5W 3G9 | Plumbing Permit | Residential | New | Issued | Residential - One outside sump | East West Excavating 2022 ltd
NULL | NULL | 6385 ST. CATHERINES STREET, Vancouver, BC V5W 3G9 | Electrical Permit | Residential | New | Draft | Temporary Power - Residential - To provide temporary power. | NULL
NULL | NULL | 6385 ST. CATHERINES STREET, Vancouver, BC V5W 3G9 | Electrical Permit | Residential | New | Draft | Temporary Power - Residential - To provide temporary power. | NULL
EP-2023-03058 | 2023-04-11 | 6385 ST. CATHERINES STREET, Vancouver, BC V5W 3G9 | Electrical Permit | Residential | New | Issued | Temporary Power - Residential - To provide temporary power. | Ying Shi dba York Electrical Services
SP-2023-01891 | 2023-10-13 | 6385 ST. CATHERINES STREET, Vancouver, BC V5W 3G9 | Sprinkler Permit | Residential | New | Issued | Residential - 2FD+LO - FRONT - 6385 ST. CATHERINES ST BACK - 6383 ST CATHERINES ST - #1 & #2(LO) To Install 35 sprinkler heads >DB: To construct a two-storey duplex with one lock-off unit located in the basement, with a detached accessory building (garage) at the rear providing 2 parking spaces, having vehicular access from the lane. Note: This is a 2 storey building pursuant to the Zoning and Development By-Law. 1. Covenant registered at the Land Title Office under CB476242 2. No strata titling of the lock-off unit is permitted 3. Heat Pump units proposed at the front and the rear 4. No bar sinks proposed 7. The entire building to be sprinklered to 2 x NFPA 13D ***This permit is issued under the VBBL 2019, with updated energy requirements as per bylaw # 12997 effective Jan 01, 2022.*** | General Sprinkler Systems Ltd
EP-2023-09109 | 2023-11-06 | 6385 ST. CATHERINES STREET, Vancouver, BC V5W 3G9 | Electrical Permit | Residential | New | Issued | Installation / Repair - Residential - Install Low Voltage wiring (networking), Security Alarm, CCTV, Data, Tel. Rough-In and Finishing. ***SECURITY ALARM IS ROUGH WIRING >BP: To construct a two-storey duplex with one lock-off unit ($703,750) located in the basement, with a detached accessory building (garage) at the rear providing 2 parking spaces, having vehicular access from the lane. Note: This is a 2 storey building pursuant to the Zoning and Development By-Law. 1. Covenant registered at the Land Title Office under CB476242 2. No strata titling of the lock-off unit is permitted 3. Heat Pump units proposed at the front and the rear 4. No bar sinks proposed 5. Schedule B: ZHANCHAO ZHAO (604-526-1305) Structural & Geotechnical 6. BC Housing Residential Builder – Hengwang Construction 7. The entire building to be sprinklered to 2 x NFPA 13D ***This permit is issued under the VBBL 2019, with updated energy requirements as per bylaw # 12997 effective Jan 01, 2022.*** | Magnificent Security Inc.
GP-2023-03468 | 2023-11-17 | 6385 ST. CATHERINES STREET, Vancouver, BC V5W 3G9 | Gas Permit | Residential | New | Issued | Residential - 2 Ranges 1 Install 1 Piping only >BP: o construct a two-storey duplex with one lock-off unit ($703,750) located in the basement, with a detached accessory building (garage) at the rear providing 2 parking spaces, having vehicular access from the lane. | Hundal Brothers Plumbing & Heating Ltd
EP-2023-10865 | 2023-12-13 | 6414 ST. CATHERINES STREET, Vancouver, BC V5W 3G8 | Electrical Permit | Residential | Renovation | Issued | Installation / Repair - Residential - wire in heat pump MCA 24 amps. *An approved mechanical permit is required for the installation of air conditioning or heat pump unit at the time of installation before a final electrical inspection will be performed | Thomson Industries Ltd
GP-2023-03164 | 2023-10-20 | 6424 ST. CATHERINES STREET, Vancouver, BC V5W 3G8 | Gas Permit | Residential | Renovation | Completed | Residential - RE&RE furnace | Milani Plumbing Heating & Air Conditioning Ltd
GP-2022-00261 | 2022-01-28 | 6478 ST. CATHERINES STREET, Vancouver, BC V5W 3G8 | Gas Permit | Residential | Renovation | Completed | Residential - Boiler replacement | Apple Plumbing & Heating Services
EP-2023-00880 | 2023-02-01 | 644 SW MARINE DRIVE, Vancouver, BC | Electrical Permit | Commercial | New | Expired | Temporary Power - Commercial - To provide temporary power. | Nightingale Electric Ltd
EP-2022-02475 | 2022-11-03 | 732 SW MARINE DRIVE, Vancouver, BC V6P 5Y5 | Electrical Permit | Commercial | Renovation | Completed | Installation / Repair - Commercial - Supply and Installation for Sub-Distribution, Lighting Fixtures, EM Lighting fixtures, Lighting Control, Fire Alarm & Extra LV. Connections for Mechanical Equipment and Owner Supplied Equipment -Remove existing system and provided new system (including wiring) to meet building code and electrical code requirements. DB: Interior and exterior alterations and Change of Use from Wholesale Class A to Motor Vehicle Repair Shop (Group F2). Scope of work includes installation 2 new spray booths, a new mix room, a new electrical area, 6 new rooftop units and rooftop vents, new kitchenette, new trench drain for car wash, and new columns and pad footings. OK to waive DT fee for trench drain as per Erv Hildebrandt on Apr 25, 2022. Sch A, Arch B, Mech B, Plmb B, Fire Suppression B (wet chem), Elec B, & Sch D are submitted. Occupant Load = Max 100 persons Tenant: Kirmac Automotive Collision System Inc. ******REVIEWED UNDER THE PROVISIONS OF VBBL 2019******** Building Review Branch Notes: - Permanent signage with the occupant load shall be posted in a conspicuous location. - Mix room door size shall be min 3' as per VBBL 3.8.3.6.(2) and its aisle inside shall be min 1m as per VFBL 4.2.9.3. | Seylers Electrical Ltd
EP-2022-09323 | 2022-11-02 | 732 SW MARINE DRIVE, Vancouver, BC V6P 5Y5 | Electrical Permit | Commercial | Tenant Improvement | Completed | Installation / Repair - Commercial - upgrade existing intrusion alarm Install CCTV system. COMPLETE SECURITY ALARM SYSTEM >DB: Interior and exterior alterations and Change of Use from Wholesale Class A to Motor Vehicle Repair Shop (Group F2). Scope of work includes installation 2 new spray booths, a new mix room, a new electrical area, 6 new rooftop units and rooftop vents, new kitchenette, new trench drain for car wash, and new columns and pad footings. | LRM Marketing Ltd.
PP-2022-03888 | 2022-10-28 | 732 SW MARINE DRIVE, Vancouver, BC V6P 5Y5 | Plumbing Permit | Commercial | Renovation | Completed | Commercial - Plumbing upgrades to existing system. Additional plumbing as per mechanical drawings. -Additional water piping is for new hosebibbs >Interior and exterior alterations and Change of Use from Wholesale Class A to Motor Vehicle Repair Shop (Group F2). Scope of work includes installation 2 new spray booths, a new mix room, a new electrical area, 6 new rooftop units and rooftop vents, new kitchenette, new trench drain for car wash, and new columns and pad footings. OK to waive DT fee for trench drain as per Erv Hildebrandt on Apr 25, 2022. Sch A, Arch B, Mech B, Plmb B, Fire Suppression B (wet chem), Elec B, & Sch D are submitted. Occupant Load = Max 100 persons Tenant: Kirmac Automotive Collision System Inc. ******REVIEWED UNDER THE PROVISIONS OF VBBL 2019******** Building Review Branch Notes: - Permanent signage with the occupant load shall be posted in a conspicuous location. - Mix room door size shall be min 3' as per VBBL 3.8.3.6.(2) and its aisle inside shall be min 1m as per VFBL 4.2.9.3. >>>>>Amend: May 29th Want to add to the permit 1- 2” RPBA back flow----for the water main coming into building 2- 3/4” RPBA back flow---are for a mixing valve station 1- Hot water tank | Tradetec Mechanical Ltd
EP-2022-08916 | 2022-10-19 | 790 SW MARINE DRIVE, Vancouver, BC V6P 5Y7 | Electrical Permit | Commercial | Addition | Completed | Installation / Repair - Commercial - Add a new circuit, wiring and receptacle. | Community Electric Ltd
EP-2022-08743 | 2022-10-14 | 790 SW MARINE DRIVE, Vancouver, BC V6P 5Y7 | Electrical Permit | Commercial | New | Completed | Installation / Repair - Commercial - Swap out the existing panel for a new larger panel. Install electrical conduit, cabling, and two EV charger. Install TWO (2) 2P-60A BREAKERS IN EXISTING PANEL FOR TWO NEW EV CHARGERS. | Mott Electric General Partnership
EP-2023-02961 | 2023-04-04 | 815 SW MARINE DRIVE, Vancouver, BC V6P 5Y9 | Electrical Permit | Commercial | Renovation | Stop Work | Temporary Power - Commercial - To provide temporary power. | Vanstar Electric Ltd
SP-2023-01684 | NULL | 815 SW MARINE DRIVE, Vancouver, BC V6P 5Y9 | Sprinkler Permit | Commercial | Renovation - Dwelling Unit(s) only | In Review | Commercial - Voluntary installation of a new fire sprinkler system in an existing three-storey multiple (rental) dwelling building >BP: Exterior and interior alterations to add another level to this existing three-storey multiple (rental) dwelling building to contain a total of 26 secured rental market dwelling units. Scope of work includes patio additions on the main floor, balcony addition on the 2nd & 3rd floors, conversion of storage/locker area into a dwelling unit on the main floor, and replacement of all windows. | CENTRE LINE FIRE SPRINKLERS LTD
EP-2022-01295 | 2022-02-17 | 815 SW MARINE DRIVE, Vancouver, BC V6P 5Y9 | Electrical Permit | Commercial | Renovation | Expired | Temporary Power - Commercial - To provide temporary power. | Vanstar Electric Ltd
PP-2023-03460 | 2023-09-29 | 3175 TOLMIE STREET, Vancouver, BC V6R 4C9 | Plumbing Permit | Residential | New | Completed | Residential - a double check backflow preventer box for lawn irrigation system is to be installed | JWU Design Inc
EP-2023-10532 | 2023-11-22 | 3175 TOLMIE STREET, Vancouver, BC V6R 4C9 | Electrical Permit | Residential | New | Completed | Installation / Repair - Residential - Security Alarm system complete >BP: To construct a 2 storey + basement one-family dwelling with a secondary suite ($718,585) located in the basement. Note: Parking for the site has been provided under DB-2021-05877 (Laneway House) The entire building, INCLUDING THE ATTACHED GARAGE (if applicable), to be sprinklered to NFPA 13D. 1. Covenant registered at the Land Title Office under CA9631743 2. No Strata Titling permitted 3. Bar sink proposed in basement 4. A/C unit proposed in rear yard and second storey 5. Schedule B: Henry S.N. Hsu P.Eng (604.322.7158) Structural & Geotechnical 6. HPO: Residential Builder - Moment Construction Ltd ******THIS PERMIT HAS BEEN ISSUED UNDER THE REQUIREMENTS OF VBBL #12511 (2019)****** | Hysun Technology Inc
MP-2023-02098 | 2023-11-28 | 3175 TOLMIE STREET, Vancouver, BC V6R 4C9 | Mechanical Permit | NULL | NULL | Completed | NULL | Newtop Mechanical Ltd
EP-2023-02402 | 2023-03-24 | 3175 TOLMIE STREET, Vancouver, BC V6R 4C9 | Electrical Permit | Residential | New | Completed | Installation / Repair - Residential - electrical work in a new house, including underground cable,rough wire,service and finishing work >BP: To construct a 2 storey + basement one-family dwelling with a secondary suite ($718,585) located in the basement. Note: Parking for the site has been provided under DB-2021-05877 (Laneway House) The entire building, INCLUDING THE ATTACHED GARAGE (if applicable), to be sprinklered to NFPA 13D. 1. Covenant registered at the Land Title Office under CA9631743 2. No Strata Titling permitted 3. Bar sink proposed in basement 4. A/C unit proposed in rear yard and second storey 5. Schedule B: Henry S.N. Hsu P.Eng (604.322.7158) Structural & Geotechnical 6. HPO: Residential Builder - Moment Construction Ltd ******THIS PERMIT HAS BEEN ISSUED UNDER THE REQUIREMENTS OF VBBL #12511 (2019)****** | SCS Electrical Services Ltd
EP-2023-03543 | 2023-04-25 | 3175 TOLMIE STREET, Vancouver, BC V6R 4C9 | Electrical Permit | Residential | New | Completed | Installation / Repair - Residential - Extra low voltage work for internet, video surveillance, intercom, cctv, telephone and pre-wire for security alarm. >BP: To construct a 2 storey + basement one-family dwelling with a secondary suite ($718,585) located in the basement. | Fortune Link Electrical Ltd
MP-2023-00195 | 2023-02-12 | 3175 TOLMIE STREET, Vancouver, BC V6R 4C9 | Mechanical Permit | NULL | NULL | Completed | NULL | Westar Plumbing & Heating Ltd
SP-2023-00363 | 2023-03-02 | 3175 TOLMIE STREET, Vancouver, BC V6R 4C9 | Sprinkler Permit | Residential | New | Completed | Residential - new single house >BP: To construct a 2 storey + basement one-family dwelling with a secondary suite located in the basement. Note: Parking for the site has been provided under DB-2021-05877 (Laneway House) The entire building, INCLUDING THE ATTACHED GARAGE (if applicable), to be sprinklered to NFPA 13D. 1. Covenant registered at the Land Title Office under CA9631743 2. No Strata Titling permitted 3. Bar sink proposed in basement 4. A/C unit proposed in rear yard and second storey 5. Schedule B: Henry S.N. Hsu P.Eng (604.322.7158) Structural & Geotechnical 6. HPO: Residential Builder - Moment Construction Ltd | Yu Fire Protection Inc.
EP-2022-09065 | 2022-10-24 | 3175 TOLMIE STREET, Vancouver, BC V6R 4C9 | Electrical Permit | Residential | New | Expired | Temporary Power - Residential - To provide temporary power. | SCS Electrical Services Ltd
PP-2022-04115 | 2022-11-16 | 3175 TOLMIE STREET, Vancouver, BC V6R 4C9 | Plumbing Permit | Residential | New | Completed | Residential - Two Sump No Pump | Canadian Excavating Ltd
GP-2023-00245 | 2023-01-20 | 3175 TOLMIE STREET, Vancouver, BC V6R 4C9 | Gas Permit | Residential | New | Completed | Residential - 1FD+SS - New gas line for boiler and gas range >DB: To construct a 2 storey + basement one-family dwelling with a secondary suite located in the basement. Note: Parking for the site has been provided under DB-2021-05877 (Laneway House) The entire building, INCLUDING THE ATTACHED GARAGE (if applicable), to be sprinklered to NFPA 13D. 1. Covenant registered at the Land Title Office under CA9631743 2. No Strata Titling permitted 3. Bar sink proposed in basement 4. A/C unit proposed in rear yard and second storey | Westar Plumbing & Heating Ltd
PP-2023-00137 | 2023-01-13 | 3175 TOLMIE STREET, Vancouver, BC V6R 4C9 | Plumbing Permit | Residential | New | Completed | Residential - New single house plumbing >To construct a 2 storey + basement one-family dwelling with a secondary suite ($718,585) located in the basement. Note: Parking for the site has been provided under DB-2021-05877 (Laneway House) Note: This Building Permit will remain in a suspended status until the associated (green) Demolition Permit BP-2021-06658 is completed. The entire building, INCLUDING THE ATTACHED GARAGE (if applicable), to be sprinklered to NFPA 13D. 1. Covenant registered at the Land Title Office under CA9631743 2. No Strata Titling permitted 3. Bar sink proposed in basement 4. A/C unit proposed in rear yard and second storey 5. Schedule B: Henry S.N. Hsu P.Eng (604.322.7158) Structural & Geotechnical 6. HPO: Residential Builder - Moment Construction Ltd ******THIS PERMIT HAS BEEN ISSUED UNDER THE REQUIREMENTS OF VBBL #12511 (2019)****** | Westar Plumbing & Heating Ltd
EP-2022-03685 | 2022-05-09 | 3644 SLOCAN STREET, Vancouver, BC | Electrical Permit | Commercial | Renovation | Completed | Installation / Repair - Commercial - Relocate kitchenet light into the new LAN room + provide a new light in the kitchenet. Install EMT for data to new location. | Houle Electric Limited
EP-2023-06675 | 2023-09-15 | 3644 SLOCAN STREET, Vancouver, BC | Electrical Permit | Commercial | Renovation | Issued | Installation / Repair - Commercial - Building Decommission and Re Service / Temporary Power Underground wire. Disconnect and remove existing electrical services, provide battery operated emergency and exit lighting and signage to the remaining buildings, remove fire alarm and connections to the building set for demolition. Verification and testing of the remaining electrical and fire alarm services per electrical engineering drawings and specifications. NEW BC Hydro Service to connection of the remaining buildings to the temporary transformer. Please note procurement and commissioning of the transformer will be arranged directly with the manufacturer by the Health Organization’s consultant. | MDE Enterprises Ltd
EP-2023-04656 | 2023-06-02 | 5116 SHERBROOKE STREET, Vancouver, BC V5W 3M4 | Electrical Permit | Residential | Addition | Completed | Installation / Repair - Residential - Service Upgrade from 100 Amp to 200 amp | Delport Electric 2000 Ltd
GP-2023-03880 | 2023-12-05 | 5165 SHERBROOKE STREET, Vancouver, BC V5W 3M3 | Gas Permit | Residential | Renovation | Completed | Residential - replacement of hot water tank | Hillcrest Plumbing & Heating (1991) Ltd
EP-2022-00909 | 2022-02-07 | 5273 SHERBROOKE STREET, Vancouver, BC V5W 3M3 | Electrical Permit | Residential | Addition | Completed | Installation / Repair - Residential - Upgrade 200 Amps overhead Electrical service from 100 Amps to 200 Amps | Boss Electric Ltd.
EP-2022-01132 | 2022-02-25 | 5295 SHERBROOKE STREET, Vancouver, BC V5W 3M3 | Electrical Permit | Residential | Addition | Completed | Installation / Repair - Residential - Sub panel change, ac hook up | Bartecko Electrical Ltd
NULL | NULL | 5295 SHERBROOKE STREET, Vancouver, BC V5W 3M3 | Electrical Permit | Residential | Addition | Draft | Installation / Repair - Residential - Install 14 solar PV panels on one existing single-family house | Terratek Energy Solutions Inc
EP-2022-06048 | 2022-07-25 | 5295 SHERBROOKE STREET, Vancouver, BC V5W 3M3 | Electrical Permit | Residential | Renovation | Completed | Installation / Repair - Residential - Installation of a solar photovoltaic system; 5.18 kW solar array. | Terratek Energy Solutions Inc
MP-2023-02056 | 2023-11-20 | 5302 SHERBROOKE STREET, Vancouver, BC V5W 3M4 | Mechanical Permit | NULL | NULL | Completed | NULL | Milani Plumbing Heating & Air Conditioning Ltd
GP-2023-03626 | 2023-11-20 | 5302 SHERBROOKE STREET, Vancouver, BC V5W 3M4 | Gas Permit | Residential | Renovation | Completed | Residential - RE&RE furnace | Milani Plumbing Heating & Air Conditioning Ltd
EP-2023-10477 | 2023-12-01 | 5302 SHERBROOKE STREET, Vancouver, BC V5W 3M4 | Electrical Permit | Residential | Renovation | Completed | Installation / Repair - Residential - electric supply for heat pump MCA 16.4 amps MP-2023-02056 | Milani Electric Limited
GP-2022-00444 | 2022-02-11 | 5311 SHERBROOKE STREET, Vancouver, BC V5W 3M3 | Gas Permit | Residential | Addition | Completed | Residential - Rough-in gas piping from gas meter to Barbecue Box | Lew Plumbing And Heating Ltd
GP-2022-03826 | 2022-12-02 | 5319 SHERBROOKE STREET, Vancouver, BC V5W 3M3 | Gas Permit | Residential | Renovation | Completed | Residential - re re furnace | Thomson Industries Ltd
GP-2023-01719 | 2023-06-02 | 5331 SHERBROOKE STREET, Vancouver, BC V5W 3M6 | Gas Permit | Residential | New | Completed | Residential - 1 Range, 1 Fireplace & 1 BBQ >BP; To construct a 2 storey + basement one-family dwelling with a secondary suite | Skyway Plumbing & gas Ltd
EP-2023-04953 | 2023-06-05 | 5331 SHERBROOKE STREET, Vancouver, BC V5W 3M6 | Electrical Permit | Residential | New | Completed | Installation / Repair - Residential - Rough wiring of security alarm, tv, data, sound system and completion of security alarm. >BP: To construct a 2 storey + basement one-family dwelling with a secondary suite ($1,005,000) located in the basement with a detached accessory building (garage), at the rear providing 1 parking spaces, having vehicular access from the lane. | Supersonic Security System Inc.
SP-2023-00906 | 2023-05-23 | 5331 SHERBROOKE STREET, Vancouver, BC V5W 3M6 | Sprinkler Permit | Residential | New | Completed | Residential - To install piping and fixtures for a new single family house. >BP: To construct a 2 storey + basement one-family dwelling with a secondary suite located in the basement with a detached accessory building (garage), at the rear providing 1 parking spaces, having vehicular access from the lane. Note: Parking for the site has been provided under DB-2022-02267 (Laneway House) Note: This is a 2 storey building pursuant to the Zoning and Development By-Law 1- Covenant registered at the Land Title Office under CB34487 2- No strata titling permitted 3- Bar sink proposed in basement 4- A/C unit proposed in rear yard 5- Schedule B: Jason Hui P.Eng (778.319.3403) Structural & Geotechnical 6- HPO: Residential Builder - Rohtab Garcha Home Development Lt | Skyway Plumbing & gas Ltd
EP-2023-03978 | 2023-05-12 | 5331 SHERBROOKE STREET, Vancouver, BC V5W 3M6 | Electrical Permit | Residential | New | Completed | Installation / Repair - Residential - *¦ 2 X 200A Services¦ 1- 200A: 1FD ¦ 1- 200A: SS + LWH ¦ Complete wiring and finishing. Main service-400 amps Main house 5331 Meter-200 amp Legal suite 2-5331 meter-60 amps Laneway 1160 meter-125 amps *An approved mechanical permit is required for the installation of air conditioning or heat pump unit at the time of installation before an electrical inspection will be performed >Permit Amendment Oct 13, 2023 -Service Change ¦ 1- 400A to 2 x 200A Services¦ 1- 200A: 1FD ¦ 1- 200A: SS + LWH *Document(s) uploaded to "Application Documents" tab for Electrical Inspector review. Documents are at pending status at time of permit amendment approval >BP: To construct a 2 storey + basement one-family dwelling with a secondary suite ($1,005,000) located in the basement with a detached accessory building (garage), at the rear providing 1 parking spaces, having vehicular access from the lane. Note: Parking for the site has been provided under DB-2022-02267 (Laneway House) Note: This Building Permit will remain in a suspended status until the associated (green) Demolition Permit BP-2022-03198 is completed. Note: This is a 2 storey building pursuant to the Zoning and Development By-Law 1- Covenant registered at the Land Title Office under CB34487 2- No strata titling permitted 3- Bar sink proposed in basement 4- A/C unit proposed in rear yard 5- Schedule B: Jason Hui P.Eng (778.319.3403) Structural & Geotechnical 6- HPO: Residential Builder - Rohtab Garcha Home Development Ltd ***This permit is issued under the VBBL 2019, with updated energy requirements as per bylaw # 12997 effective Jan 01, 2022.*** | SUNSTONE ELECTRIC LTD
GP-2023-02095 | 2023-07-13 | 5331 SHERBROOKE STREET, Vancouver, BC V5W 3M6 | Gas Permit | Residential | New | Completed | Residential - 1 Fireplace venting and hook up only >BP: To construct a 2 storey + basement one-family dwelling with a secondary suite | REAL LIGHTING & FIREPLACES LTD
PP-2023-00751 | 2023-03-06 | 5331 SHERBROOKE STREET, Vancouver, BC V5W 3M6 | Plumbing Permit | Residential | New | Issued | Residential - 1FD+SS - #1 & #2 - two sumps with pump one sump without pump | Bhullar Excavating and Demolition
EP-2023-00565 | 2023-02-06 | 5331 SHERBROOKE STREET, Vancouver, BC V5W 3M6 | Electrical Permit | Residential | New | Expired | Temporary Power - Residential - To provide temporary power. NOTE: Work authorized by this permit is for placement of a temporary power pole only and does not authorize any site construction and/or excavation. A separate Building Permit will be required prior to commencement of any other workon this site. | SUNSTONE ELECTRIC LTD
MP-2023-00703 | 2023-04-26 | 5331 SHERBROOKE STREET, Vancouver, BC V5W 3M6 | Mechanical Permit | NULL | NULL | Completed | NULL | Skyway Plumbing & gas Ltd
PP-2023-01236 | 2023-04-11 | 5331 SHERBROOKE STREET, Vancouver, BC V5W 3M6 | Plumbing Permit | Residential | New | Completed | Residential - To install piping and fixtures for a new single family house. >BP: To construct a 2 storey + basement one-family dwelling with a secondary suite located in the basement with a detached accessory building (garage), at the rear providing 1 parking spaces, having vehicular access from the lane. Note: Parking for the site has been provided under DB-2022-02267 (Laneway House) Note: This is a 2 storey building pursuant to the Zoning and Development By-Law 1- Covenant registered at the Land Title Office under CB34487 2- No strata titling permitted 3- Bar sink proposed in basement 4- A/C unit proposed in rear yard 5- Schedule B: Jason Hui P.Eng (778.319.3403) Structural & Geotechnical 6- HPO: Residential Builder - Rohtab Garcha Home Development Ltd | Skyway Plumbing & gas Ltd
GP-2023-01015 | 2023-03-23 | 5343 SHERBROOKE STREET, Vancouver, BC V5W 3M6 | Gas Permit | Residential | Renovation | Cancelled | Residential - furnace replacement May 8/23- AMEND To cancel with no refund | Angels Heating & Cooling Ltd
GP-2023-01362 | 2023-04-26 | 5343 SHERBROOKE STREET, Vancouver, BC V5W 3M6 | Gas Permit | Residential | Renovation | Completed | Residential - Furnace replacement | Angels Heating & Cooling Ltd
GP-2022-03695 | 2022-11-23 | 5355 SHERBROOKE STREET, Vancouver, BC V5W 3M6 | Gas Permit | Residential | Renovation | Completed | Residential - replace gas furnace and water heater | Joyce Heating Services Ltd
GP-2022-03306 | 2022-10-26 | 5355 SHERBROOKE STREET, Vancouver, BC V5W 3M6 | Gas Permit | Residential | Tenant Improvement | Cancelled | Residential - Re Re Furnace and Re Re 50Gallon HWT | Moore & Russell Heating Ltd
EP-2023-00432 | 2023-01-19 | 5407 SHERBROOKE STREET, Vancouver, BC V5W 3M6 | Electrical Permit | Residential | Renovation | Issued | Installation / Repair - Residential - Rewire house to current electrical code. Replace (1) 100 electrical panel with breakers complete. Replace all devices and light fixtures. Supply and install (3) smoke detectors (1 per bedroom) Supply and install (2) smoke/Co2 combo detectors. >BP: To alter the interior and exterior of this existing one-family dwelling to repair fire damage. | Novawest Electrical Services Ltd
PP-2023-03247 | 2023-09-14 | 5407 SHERBROOKE STREET, Vancouver, BC V5W 3M6 | Plumbing Permit | Residential | Renovation | Issued | Residential - Just verified with our attending technician, it is 11 fixtures. 2 toilets 2 basin 2 shower 2 kitchen 1 laundry 1 wash tub 1 dishwasher >BP: To alter the interior and exterior of this existing one-family dwelling to repair fire damage. | PAPA PLUMBING & HEATING LTD.
GP-2023-02598 | 2023-09-11 | 5407 SHERBROOKE STREET, Vancouver, BC V5W 3M6 | Gas Permit | Residential | Renovation | Issued | Residential - Replaced hot water tank Replaced furnace >BP: To alter the interior and exterior of this existing one-family dwelling to repair fire damage. | PAPA PLUMBING & HEATING LTD.
NULL | NULL | 5531 SLOCAN STREET, Vancouver, BC V5R 2A9 | Plumbing Permit | Residential | New | Draft | Residential - New house | NULL
NULL | NULL | 5531 SLOCAN STREET, Vancouver, BC V5R 2A9 | Plumbing Permit | Residential | New | Draft | Residential - plumbing work | Royal Pacific Plumbing & Heating Ltd
PP-2023-03118 | 2023-09-05 | 5531 SLOCAN STREET, Vancouver, BC V5R 2A9 | Plumbing Permit | Residential | New | Issued | Residential - 2FD+2SS - SOUTH - 5531 SLOCAN ST - #1 & #2 NORTH - 5529 SLOCAN ST - #1 & #2 PLUMBING >DB: To construct a 2 storey duplex with 2 secondary suites located in the Basement with a detached accessory building (garage) and 1 open parking at the rear providing 3 parking spaces, having vehicular access from the lane. Note: The entire building, INCLUDING THE ATTACHED GARAGE (if applicable), to be sprinklered to 2 x NFPA 13D 1. Covenant registered at the Land Title Office under CB739138-CB739139 2. Mechanical unit proposed – Exterior component located in rear yard, Interior component located in second floor mechanical closet. ***This permit is issued under the VBBL 2019 *** | Royal Pacific Plumbing & Heating Ltd
GP-2023-03494 | 2023-11-10 | 5531 SLOCAN STREET, Vancouver, BC V5R 2A9 | Gas Permit | Residential | New | Issued | Residential - 2 Boilers >BP: To construct a 2 storey duplex with 2 secondary suites located in the Basement ($974,810.00) with a detached accessory building (garage) and 1 open parking at the rear providing 3 parking spaces, having vehicular access from the lane. | Saab Plumbing & Heating Ltd
EP-2023-10028 | 2023-11-07 | 5531 SLOCAN STREET, Vancouver, BC V5R 2A9 | Electrical Permit | Residential | New | Issued | Installation / Repair - Residential - Alarm/TV/Tel and Data rough in and complete >BP: To construct a 2 storey duplex with 2 secondary suites located in the Basement ($974,810.00) with a detached accessory building (garage) and 1 open parking at the rear providing 3 parking spaces, having vehicular access from the lane. Note: The entire building, INCLUDING THE ATTACHED GARAGE (if applicable), to be sprinklered to 2 x NFPA 13D 1. Covenant registered at the Land Title Office under CB739138-CB739139 2. Mechanical unit proposed – Exterior component located in rear yard, Interior component located in second floor mechanical closet. 3. Schedule B: (X.L. Chen) P.Eng (778.235.5447) Architectural, Structural & Geotechnical 4. HPO: Residential Builder - Amarjit Singh Ahluwalia and Pawitter Basra Note: This is a 2 storey building pursuant to the Zoning and Development By-Law "As shown by an asterisk (*) on the building permit floor plans and/or elevations, exit protection is required to be provided in accordance with Articles 9.9.4.4., 9.9.4.6., and/or 9.37.2.8. of the 2019 VBBL." ***This permit is issued under the VBBL 2019 *** | Summit Digital Systems Ltd
GP-2023-03352 | 2023-11-03 | 5531 SLOCAN STREET, Vancouver, BC V5R 2A9 | Gas Permit | Residential | New | Issued | Residential - 2 Ranges Run black iron piping to desired fixtures and future stub out >BP:To construct a 2 storey duplex with 2 secondary suites located in the Basement ($974,810.00) with a detached accessory building (garage) and 1 open parking at the rear providing 3 parking spaces, having vehicular access from the lane. | Saab Plumbing & Heating Ltd
EP-2023-09533 | 2023-11-14 | 5531 SLOCAN STREET, Vancouver, BC V5R 2A9 | Electrical Permit | Residential | New | Issued | Installation / Repair - Residential - new wiring for Duplex w Suite gas heat Revised load calc for 3 car chargers DCC12: 7680W *An approved mechanical permit is required for the installation of air conditioning or heat pump unit at the time of installation before a final electrical inspection will be performed >BP: To construct a 2 storey duplex with 2 secondary suites located in the Basement ($974,810.00) with a detached accessory building (garage) and 1 open parking at the rear providing 3 parking spaces, having vehicular access from the lane. Note: The entire building, INCLUDING THE ATTACHED GARAGE (if applicable), to be sprinklered to 2 x NFPA 13D 1. Covenant registered at the Land Title Office under CB739138-CB739139 2. Mechanical unit proposed – Exterior component located in rear yard, Interior component located in second floor mechanical closet. 3. Schedule B: (X.L. Chen) P.Eng (778.235.5447) Architectural, Structural & Geotechnical 4. HPO: Residential Builder - Amarjit Singh Ahluwalia and Pawitter Basra Note: This is a 2 storey building pursuant to the Zoning and Development By-Law ***This permit is issued under the VBBL 2019 *** | Roop Electric Co Ltd
SP-2023-02145 | 2023-11-24 | 5531 SLOCAN STREET, Vancouver, BC V5R 2A9 | Sprinkler Permit | Residential | New | Issued | Residential - Install sprinklers in sfd >BP: To construct a 2 storey duplex with 2 secondary suites located in the Basement with a detached accessory building (garage) and 1 open parking at the rear providing 3 parking spaces, having vehicular access from the lane. Note: The entire building, INCLUDING THE ATTACHED GARAGE (if applicable), to be sprinklered to 2 x NFPA 13D 1. Covenant registered at the Land Title Office under CB739138-CB739139 2. Mechanical unit proposed – Exterior component located in rear yard, Interior component located in second floor mechanical closet. 3. Schedule B: (X.L. Chen) P.Eng (778.235.5447) Architectural, Structural & Geotechnical 4. HPO: Residential Builder - Amarjit Singh Ahluwalia and Pawitter Basra | Gold Key Fire Protection Ltd
PP-2023-02684 | 2023-07-28 | 5531 SLOCAN STREET, Vancouver, BC V5R 2A9 | Plumbing Permit | Residential | New | Issued | Residential - Installing 1 Sumps to each unit | Hans Demolition and Excavating Ltd.
EP-2023-04924 | 2023-06-02 | 5531 SLOCAN STREET, Vancouver, BC V5R 2A9 | Electrical Permit | Residential | New | Issued | Temporary Power - Residential - To provide temporary power. Amend: June 6th, 2023 amend address to 5531 Slocan | Roop Electric Co Ltd
EP-2022-01178 | 2022-03-22 | 8 SMITHE MEWS, Vancouver, BC V6B 0A5 | Electrical Permit | Commercial | Renovation | Completed | Installation / Repair - Commercial - remove the existing landscape lighting and provide and install new - Existing was four inground well lights. We are reusing the exiting conduit and installing four additional LED landscape lights we are now updating to 4 sets (8 lights) LED spotlights. | Power Pros Electrical Ltd
NULL | NULL | 39 SMITHE STREET, Vancouver, BC | Electrical Permit | Commercial | NULL | Draft | Movie Set / Filming - To allow for Movie Set/Filming Applicant shall provide completed Contractor Declaration form, and dates of filming and associated location(s) to csinspection.clerks@vancouver.ca prior to the commencement of filming. Visit vancouver.ca/inspections for more details. | NULL
EP-2022-00432 | 2022-01-20 | 39 SMITHE STREET, Vancouver, BC | Electrical Permit | Commercial | NULL | Expired | Annual / Operating - Annual/Operating Permit Expiring AOP EP-2021-00596 Valid Jan 25/2022 to Jan 24/2023 | Houle Electric Limited
EP-2022-01950 | 2022-03-10 | 39 SMITHE STREET, Vancouver, BC | Electrical Permit | Commercial | New | Completed | Installation / Repair - Commercial - Pull cables and install one card reader door (No Maglocks) | PALADIN TECHNOLOGIES INC
EP-2023-01765 | 2023-03-03 | 39 SMITHE STREET, Vancouver, BC | Electrical Permit | Commercial | NULL | Expired | Annual / Operating - Annual/Operating Permit Expiring AOP EP-2022-00432 Valid Jan 25/2023 to Jan 24/2024 | Houle Electric Limited
EP-2023-02438 | 2023-03-22 | 39 SMITHE STREET, Vancouver, BC | Electrical Permit | Commercial | Tenant Improvement | Completed | Installation / Repair - Commercial - Work in existing Maintenance Shop -100 amp 3 phase 208 volt panel c/w cable back to P1 Electrical Rm. Re-worked existing bench receptacles to be fed from new panel. Wire ceiling dust filter, 20 amp & 30 amp 208 receptacles & baseboard heater & tstat. Work in existing Banquet Corridors Lvl 4 : 12 - 120V 20 amp receptacles in existing walls. | Steele Electric (2001) Ltd
EP-2022-09287 | 2022-11-01 | 39 SMITHE STREET, Vancouver, BC | Electrical Permit | Commercial | Renovation | Completed | Installation / Repair - Commercial - Install Five Cat5e Plenum Cables For Camera. Install Four Cat5e Plenum Cables For POS. Install One Complete Alarm System. >BP: Exterior and interior alterations to provide first tenant improvements for a new retail tenant on the ground floor of this mixed use building on this site. Exterior alterations to provide new entrance door facing Pacific Boulevard. New Tenant: Partee Golf Ok for field review by M. Lee May 2/22 Ok'd by POD - David C. May 2/22 Notes: - Schedule D, Hari Korpal, P.Eng, 604-593-5502. - DBI to determine if Schedule B, Structural, is required. - This building is sprinklered. A separate sprinkler permit is required for all related work. - No translucent or opaque film, artwork, posters, shelving, display cases or similar elements are to be installed on or directly outside or inside of the approved glazing frontages and windows so that the interior of the premises is visible at all times from the sidewalk. Energy checklist is currently no longer required with your Building Permit application. Some supporting documents are still required at BP stage, specifically Envelope and HVAC, if applicable. Service Water Heating and Lighting supporting documents, if applicable, must be submitted with your related trades permits (e.g. electrical and plumbing). All energy upgrades will be checked during inspections stage. It is the applicant's responsibility to identify and note all required upgrades including energy upgrades on their BP drawings at BP stage. | Netek Technology Limited
EP-2022-06399 | 2022-07-29 | 39 SMITHE STREET, Vancouver, BC | Electrical Permit | Commercial | Tenant Improvement | Completed | Installation / Repair - Commercial - UNIT #110 - New Golf equipment store. New lightings, outlets and switches will be added. DB: #110 Exterior and interior alterations to provide first tenant improvements for a new retail tenant on the ground floor of this mixed use building on this site. Exterior alterations to provide new entrance door facing Pacific Boulevard. New Tenant: Partee Golf | JMEC Electric Ltd.
NULL | NULL | 39 SMITHE STREET, Vancouver, BC | Sprinkler Permit | Commercial | Tenant Improvement | Draft | Commercial - Adding 2x Sprinkler Heads to existing Sprinkler system | IMPERIAL FIRE & SAFETY INC
SP-2022-01482 | 2022-09-14 | 39 SMITHE STREET, Vancouver, BC | Sprinkler Permit | Commercial | Tenant Improvement | Completed | Commercial - UNIT #110 - new sprinkler installation for storage room and change room >DB: #110 Exterior and interior alterations to provide first tenant improvements for a new retail tenant on the ground floor of this mixed use building on this site. Exterior alterations to provide new entrance door facing Pacific Boulevard. New Tenant: Partee Golf *****This application does not include any of the following: 1. Not more than 20 sprinklers (add, relocate, or remove), 2. hydraulic calculations, 3. change in occupancy and /or hazard classification, 4. warehouse storage arrangements, 5. mobile compact storage arrangements, 6. alternative solutions, 7. changes to the sprinkler system supply piping (e.g. valves, mains, cross-mains, branch-lines, etc.), or 8. flexible sprinkler pipe. | Spectrum Fire Protection Ltd
EP-2024-00867 | 2024-02-02 | 39 SMITHE STREET, Vancouver, BC | Electrical Permit | Commercial | NULL | Issued | Annual / Operating - Annual/Operating Permit -renewal of: EP-2023-01765 -Valid Jan 25/2024 to Jan 25/2025 | Houle Electric Limited
GP-2022-01446 | 2022-05-11 | 3677 SLOCAN STREET, Vancouver, BC V5M 3G1 | Gas Permit | Residential | Renovation | Completed | Residential - Replace Furnace | 604 Plumbing Services Ltd
GP-2022-02421 | 2022-08-17 | 3933 SLOCAN STREET, Vancouver, BC V5R 1Y7 | Gas Permit | Residential | Addition | Completed | Residential - Re and re gas range | Christopher Sterling
EP-2022-06109 | 2022-07-22 | 4365 SKEENA STREET, Vancouver, BC V5R 2L6 | Electrical Permit | Residential | New | Completed | Installation / Repair - Residential - Upgrade and relocate existing service to 200A duplex meter base 125A - Laneway main switch 100A - Main house switch Upgrade new underground service feeder | AMTEK Electric Ltd
EP-2022-07836 | 2022-09-20 | 4421 SKEENA STREET, Vancouver, BC V5R 2L8 | Electrical Permit | Residential | Tenant Improvement | Completed | Installation / Repair - Residential - Electrical installation of AC No change to existing service No building permit required Mechanical permit to be obtained | Moore And Russell Heating And Air Conditioning Ltd
MP-2022-00231 | 2022-09-15 | 4421 SKEENA STREET, Vancouver, BC V5R 2L8 | Mechanical Permit | NULL | NULL | Completed | NULL | Moore And Russell Heating And Air Conditioning Ltd
GP-2023-02652 | 2023-09-11 | 3145 ST. GEORGE STREET, Vancouver, BC V5T 3R9 | Gas Permit | Residential | Renovation | Completed | Residential - hwt re&re | Ferenc Nagy
GP-2023-02833 | 2023-09-27 | 3145 ST. GEORGE STREET, Vancouver, BC V5T 3R9 | Gas Permit | Residential | Renovation | Completed | Residential - furnace re&re | Ferenc Nagy
PP-2022-01606 | 2022-05-10 | 2131 ST. GEORGE STREET, Vancouver, BC V5T 3R1 | Plumbing Permit | Residential | Tenant Improvement | Completed | Residential - installation of perimeter drainage & Sump installing a 4" BACK WATER VALVE or CHECK VALVE in the concrete sump that will be at front of house No irrigation | Aresta Underground Services
EP-2022-05118 | 2022-06-16 | 1005 STATION STREET, Vancouver, BC V6A 0B7 | Electrical Permit | Commercial | Renovation | Completed | Installation / Repair - Commercial - re-installing pull station and addressable relay that was previously removed by others >BP: Interior alteration to install new electromagnetic devices (six) in the south stairwell (stairwell #2) in this existing 6-storey mixed use residential/commercial building. Electromagnetic locks will release after 15 seconds or immediately upon Fire Alarm activation. Cross over floor remain on 4th floor and will have manual pull station installed on the stairwell side. ******THIS PERMIT HAS BEEN ISSUED UNDER THE REQUIREMENTS OF VBBL 2019 AND REVIEWED DURING THE COVID-19 PANDEMIC CRISIS. ******** Rev. #1 - C. Fong - Dec 14, 2021. - Card reader will be replaced with a key switch on stairwell #2. The key switch is not a secondary locking device but only to allow staff to bypass the alarm and access the floor areas from stairwell #2. Electromagnetic locking devices will continue to function without requiring keys, special devices or specialized knowledge of the door-opening mechanism. Building Review Branch Notes: 1. Building Permit for IA-2021-00199. 2. Sch-A & Arch. B are submitted. 3. Installation must be in conformance with bulletin 2020-009. 4. Vancouver Fire and Rescue Services require the sequence of operation and testing measures for electromagnetic locks to be included the Fire Safety Plan. 5. Proposed electromagnetic locks to comply with Article 3.4.6.16. | Top Solutions Systems Integration Ltd
NULL | NULL | 1005 STATION STREET, Vancouver, BC V6A 0B7 | Electrical Permit | Commercial | Tenant Improvement | Withdrawn | Installation / Repair - Commercial - Add Delay Egress Electromagnetic Locks to Stair #2 | NULL
EP-2022-02436 | 2022-03-28 | 1005 STATION STREET, Vancouver, BC V6A 0B7 | Electrical Permit | Commercial | Tenant Improvement | Completed | Installation / Repair - Commercial - Installation of Delay to Exit System on Stairwell Doors >BP: Interior alteration to install new electromagnetic devices (six) in the south stairwell (stairwell #2) in this existing 6-storey mixed use residential/commercial building. Electromagnetic locks will release after 15 seconds or immediately upon Fire Alarm activation. Cross over floor remain on 4th floor and will have manual pull station installed on the stairwell side. ******THIS PERMIT HAS BEEN ISSUED UNDER THE REQUIREMENTS OF VBBL 2019 AND REVIEWED DURING THE COVID-19 PANDEMIC CRISIS. ******** Rev. #1 - C. Fong - Dec 14, 2021. - Card reader will be replaced with a key switch on stairwell #2. The key switch is not a secondary locking device but only to allow staff to bypass the alarm and access the floor areas from stairwell #2. Electromagnetic locking devices will continue to function without requiring keys, special devices or specialized knowledge of the door-opening mechanism. Building Review Branch Notes: 1. Building Permit for IA-2021-00199. 2. Sch-A & Arch. B are submitted. 3. Installation must be in conformance with bulletin 2020-009. 4. Vancouver Fire and Rescue Services require the sequence of operation and testing measures for electromagnetic locks to be included the Fire Safety Plan. 5. Proposed electromagnetic locks to comply with Article 3.4.6.16. | Citiloc Systems Ltd
GP-2022-02139 | 2022-09-26 | 4137 STAULO CRESCENT, Vancouver, BC | Gas Permit | Residential | Renovation - Dwelling Unit(s) only | Completed | Residential - RE N RE - Installing hot water tank If work on this site could lead to ground disturbance (impacting soil) advise applicant to contact the Provincial Archaeology Branch at 250-953-3334 for a list of archaeological consultants, who when retained by the proponent, will apply on the proponent’s behalf for the necessary archaeological permits. In addition, please be advised that reports from an Archaeologist (Archaeological Overview Assessment (AOA) or Archaeological Impact Assessment (AIA) reports) and archaeological/heritage inspection permits from the First Nations may be necessary prior to the release of your City of Vancouver permits. | Reid Brothers Plumbing & Heating Ltd
EP-2024-00642 | NULL | 4206 STAULO CRESCENT, Vancouver, BC | Electrical Permit | Residential | Addition | Application Incomplete | Installation / Repair - Residential - Installation of security system | ADT Security Services Canada Inc
GP-2022-00403 | 2022-02-08 | 4214 STAULO CRESCENT, Vancouver, BC | Gas Permit | Residential | Renovation - Dwelling Unit(s) only | Completed | Residential - boiler replacement | Central Commercial & Residential Services
EP-2022-00253 | 2022-02-01 | 11 TAMATH CRESCENT, Vancouver, BC | Electrical Permit | Residential | Tenant Improvement | Completed | Installation / Repair - Residential - Upgrade existing 100A/240V Main service to 200A/240V -Upgrade underground service to 200A/240V for future EV car charger Install a new 200A meter base outside the garage wall SW corner Install a new 200A/240V combination panel Install new ground plate Rewire bonding to gas and water pipes. Connect existing panel to combination panel | My Electrician Enterprises Inc
EP-2023-08241 | 2023-10-03 | 3422 TANNER STREET, Vancouver, BC V5R 5P2 | Electrical Permit | Residential | New | Issued | Installation / Repair - Residential - ¦ 2FD + 2SS- 200A ¦ Rough wiring, finishing and new service with legal suite *An approved mechanical permit is required for the installation of air conditioning or heat pump unit at the time of installation before an electrical inspection will be performed >BP: To construct a 2 storey duplex with 2 secondary suites located in the Basement ($958,500) with a detached accessory building (garage) and 1 open parking at the rear providing 3 parking spaces, having vehicular access from the lane. Note: The entire building, INCLUDING THE ATTACHED GARAGE (if applicable), to be sprinklered to 2 x NFPA 13D 1. Covenant registered at the Land Title Office under CB565561 2. Mechanical unit proposed – Exterior component located in rear yard sunken patio, Interior component located in upper storey mechanical closet 3. Schedule B: (J.J.S. Hui) P.Eng (778.319.3403) Structural & Geotechnical 4. HPO: Residential Builder - UR Land Construction Ltd. Note: This is a 2 storey building pursuant to the Zoning and Development By-Law “As shown by an asterisk (*) on the building permit floor plans and/or elevations, exit protection is required to be provided in accordance with Articles 9.9.4.4., 9.9.4.6., and/or 9.37.2.8. of the 2019 VBBL.” ***This permit is issued under the VBBL 2019, with updated energy requirements as per bylaw # 12997 effective Jan 01, 2022.*** | Sandhu Electric Ltd
EP-2023-08421 | 2023-09-19 | 3422 TANNER STREET, Vancouver, BC V5R 5P2 | Electrical Permit | Residential | New | Issued | Installation / Repair - Residential - Tv, telephone, security alarm prewire and complete. >BP: To construct a 2 storey duplex with 2 secondary suites located in the Basement ($958,500) with a detached accessory building (garage) and 1 open parking at the rear providing 3 parking spaces, having vehicular access from the lane. | Tvisha Technologies Ltd
MP-2023-01545 | 2023-08-22 | 3422 TANNER STREET, Vancouver, BC V5R 5P2 | Mechanical Permit | NULL | NULL | Issued | NULL | Touchone Plumbing & Heating Ltd
SP-2023-01869 | 2023-10-11 | 3422 TANNER STREET, Vancouver, BC V5R 5P2 | Sprinkler Permit | Residential | New | Issued | Residential - Piping and fixture installation >BP: To construct a 2 storey duplex with 2 secondary suites located in the Basement with a detached accessory building (garage) and 1 open parking at the rear providing 3 parking spaces, having vehicular access from the lane. Note: The entire building, INCLUDING THE ATTACHED GARAGE (if applicable), to be sprinklered to 2 x NFPA 13D 1. Covenant registered at the Land Title Office under CB565561 2. Mechanical unit proposed – Exterior component located in rear yard sunken patio, Interior component located in upper storey mechanical closet 3. Schedule B: (J.J.S. Hui) P.Eng (778.319.3403) Structural & Geotechnical 4. HPO: Residential Builder - UR Land Construction Ltd. | RG Plumbing Ltd
PP-2023-02914 | 2023-08-17 | 3422 TANNER STREET, Vancouver, BC V5R 5P2 | Plumbing Permit | Residential | New | Issued | Residential - 2FD+2SS - WEST - 3422 TANNER ST - #1 & #2 EAST - 3424 TANNER ST - #1 & #2 Plumbing >DB: To construct a 2 storey duplex with 2 secondary suites located in the Basement with a detached accessory building (garage) and 1 open parking at the rear providing 3 parking spaces, having vehicular access from the lane. Note: The entire building, INCLUDING THE ATTACHED GARAGE (if applicable), to be sprinklered to 2 x NFPA 13D 1. Covenant registered at the Land Title Office under CB565561 2. Mechanical unit proposed – Exterior component located in rear yard sunken patio, Interior component located in upper storey mechanical closet ***This permit is issued under the VBBL 2019, with updated energy requirements as per bylaw # 12997 effective Jan 01, 2022.*** | Touchone Plumbing & Heating Ltd
GP-2023-02973 | 2023-10-10 | 3422 TANNER STREET, Vancouver, BC V5R 5P2 | Gas Permit | Residential | New | Issued | Residential - 2 Boilers, 4 Ranges, 2 Fireplaces and 2 BBQ's This is Duplex so black iron piping including fiitings.2 psig natural gas line. Compelete installation for both 2 boilers. Piping only for 4 kitchen ranges ( 2 ranges in each unit 85000 btu each) 2 fireplaces ( 1 in each unit 30000 btu each) and 2 Bbq’s ( 1 in each unit 55000 btu each) >BP: To construct a 2 storey duplex with 2 secondary suites located in the Basement ($958,500) with a detached accessory building (garage) and 1 open parking at the rear providing 3 parking spaces, having vehicular access from the lane. | POLLY MECHANICAL LTD
GP-2023-03008 | 2023-10-27 | 3422 TANNER STREET, Vancouver, BC V5R 5P2 | Gas Permit | Residential | New | Issued | Residential - 2 Fireplaces >BP: To construct a 2 storey duplex with 2 secondary suites located in the Basement ($958,500) with a detached accessory building (garage) and 1 open parking at the rear providing 3 parking spaces, having vehicular access from the lane. | Canadian Fireplace Ltd
EP-2023-04028 | 2023-05-08 | 3422 TANNER STREET, Vancouver, BC V5R 5P2 | Electrical Permit | Residential | New | Issued | Temporary Power - Residential - To provide temporary power. | ALPHA TECH ELECTRICAL LTD
PP-2023-02353 | 2023-07-04 | 3422 TANNER STREET, Vancouver, BC V5R 5P2 | Plumbing Permit | Residential | New | Issued | Residential - Sentry and storm con with sump | AKAL DEMOLITION & EXCAVATING LTD
GP-2023-03388 | 2023-11-06 | 3478 TANNER STREET, Vancouver, BC V5R 5P2 | Gas Permit | Residential | Renovation | Completed | Residential - RE&RE furnace | Milani Plumbing Heating & Air Conditioning Ltd
EP-2023-10714 | 2023-12-18 | 550 TAYLOR STREET, Vancouver, BC V6B 1R1 | Electrical Permit | Commercial | Addition | Issued | Installation / Repair - Commercial - Installation of EVSE into existing EV infrastructure.EP-2021-03245: Completed exisiting infrastructure.Installation of one (1) EVSE into stall #347 to be tied into existing EV Infrastructure. To be tied into existing splitter already installed.EP-2021-03245 | Berts Electric (2001) Ltd
PP-2023-04242 | NULL | 550 TAYLOR STREET, Vancouver, BC V6B 1R1 | Plumbing Permit | Commercial | New | Withdrawn | Commercial - Tenant improvement project consist of a new accessible two-piece washroom seen within the amenities room to be used by Onsite tradesmen, Strata and staff as required as they're currently is no washroom within reach for the various trades, that service and work in the building combined with a light refreshment being installed within the amenities Room adjacent the lobby . The amenities room has a hole is locked with specific access only And is not open For free public access. This new demising of the amenities room does not compromise or penetrate any of the exterior interior walls but is rather simply built within the amenity's enclosure. With the ADA compliance design, being implemented as a foreseen requirement, Ding won't be offered for public use, but can facilitate if need be. Utilizing previously roughed in plumbing, existing lighting, electrical, and Fire Protection tenant improvement requires minimal modification of existing building systems. With the plumbing permit, already being issued previously, it was at rough in inspection that the building permit process was triggered, COV plumbing department has been on site once already to partially review. Please review our BP submission and advise if there are any other information or notes required to Fast Track the issue of building permit. | Pipe Rite Mechanical Ltd
EP-2023-05041 | 2023-06-07 | 550 TAYLOR STREET, Vancouver, BC V6B 1R1 | Electrical Permit | Commercial | NULL | Issued | Annual / Operating - Maintenance of existing EV-EMS and EV power infrastructure. | Stream Energy Systems Inc
PP-2023-01120 | 2023-03-31 | 550 TAYLOR STREET, Vancouver, BC V6B 1R1 | Plumbing Permit | Commercial | Renovation | Issued | Commercial - updated kitchenette and bathroom no building permit for this job and no structural work being done | Pipe Rite Mechanical Ltd
SP-2023-00402 | NULL | 550 TAYLOR STREET, Vancouver, BC V6B 1R1 | Sprinkler Permit | Commercial | Renovation | Application Incomplete | Commercial - addition to one sprinkler head outside of newly built washroom *****This application does not include any of the following: 1. Not more than 20 sprinklers (add, relocate, or remove), 2. hydraulic calculations, 3. change in occupancy and /or hazard classification, 4. warehouse storage arrangements, 5. mobile compact storage arrangements, 6. alternative solutions, 7. changes to the sprinkler system supply piping (e.g. valves, mains, cross-mains, branch-lines, etc.), or 8. flexible sprinkler pipe | BLACK TUSK FIRE & SECURITY
EP-2022-07556 | 2022-09-09 | 550 TAYLOR STREET, Vancouver, BC V6B 1R1 | Electrical Permit | Commercial | Renovation | Completed | Installation / Repair - Commercial - Adding 1 EVSE for stall 253 connected to existing EV panel ** Amend 09/23/2022** Adding EVSE install for stall #253. $4000 extra to cost of original work. | Berts Electric (2001) Ltd
EP-2022-03481 | 2022-05-31 | 550 TAYLOR STREET, Vancouver, BC V6B 1R1 | Electrical Permit | Commercial | Tenant Improvement | Issued | Installation / Repair - Commercial - This specification prescribes the minimum requirements for fire alarm, electrical and related work for the modernization of the elevators in the building. Replace three elevator safety switches with new. Includes connections to controllers. Replace three cab light disconnect switches with new. Includes connections to controllers. Replace receptacles in machine room and pit with new GFCI receptacles. Existing FA relays for recall to be reused. Reuse existing telephone line. Replace fixtures in machine room and pits with new 4' LED fixtures c/w cages. Install two CAT6 cables in EMT conduit from electrical room to machine room. Install new 120V power in JB in machine room. Provide 1/2" EMT conduit from podium elevator hoistway to LLCP. Existing transfer switch to remain. Provide new relays for pending transfer. Supply and install new exit sign to match existing. Decommission and board up existing fan. Install new GFCI receptacle. >BP: Elevator modernization Interior alterations to provide elevator modernization to the existing fire alarm system to incorporate emergency recall of two elevators in the residential tower to meet the requirements of CSA-B44 in this existing 28-storey residential building, over 3 levels of underground parking. Main Recall level - 1st storey (Ground level), Alternate Recall level – 2nd Floor | Sasco Contractors Ltd
GP-2022-04099 | 2022-12-21 | 5925 TISDALL STREET, Vancouver, BC | Gas Permit | Commercial | Tenant Improvement | Cancelled | Commercial - Re and Re of 2 gas stacking gas dryer units | Spears Sales & Service Ltd
EP-2022-10725 | 2022-12-21 | 5926 TISDALL STREET, Vancouver, BC V5Z 3N2 | Electrical Permit | Residential | Renovation - Dwelling Unit(s) only | Issued | Installation / Repair - Residential - New pot lights, track lights, decorative fixtures, all new devices and wiring throughout. New dimmers and kitchen circuits. New 60amp load centre. >BP: Interior alterations only to improve the Penthouse Suite #901 in the existing multiple dwelling building on this site. work to include: refinishing floors, adjustments to interior walls & lights, replacement of finishes and fixtures in bathrooms and kitchen, new appliances. OK for field review D.Langevin 11/04/2021 Building not sprinklered. Energy upgrade: E2 - SWH - Install low flow shower heads in all showers Note to applicant: The services of a structural engineer may be required, based upon site inspection by the District Building Inspector. Energy checklist is currently no longer required with your Building Permit (BP) application. Some supporting documents are still required at BP stage, specifically Envelope and HVAC, if applicable. Service Water Heating and Lighting supporting documents, if applicable, must be submitted with your related Trades permits (e.g. electrical and plumbing). All energy upgrades will be checked during inspections stage. It is the applicant’s responsibility to identify and note all required upgrades including energy upgrades on their BP drawings at BP stage. | WESTPEAK ELECTRICAL LTD
EP-2023-07671 | 2023-08-23 | 2828 SW MARINE DRIVE, Vancouver, BC V6N 3X9 | Electrical Permit | Residential | New | Completed | Installation / Repair - Residential - Installation of security system | ADT Security Services Canada Inc
EP-2024-00579 | 2024-01-31 | 2993 SW MARINE DRIVE, Vancouver, BC V6N 3Y2 | Electrical Permit | Residential | Tenant Improvement | Completed | Installation / Repair - Residential - EMERGENCY REPAIR: Tree fell on house and knocked emily knob off soffet. BCH attended to disconnect/reconnect power. Replaced emily knob, weathrhead and straps. | Houle Electric Limited
PP-2022-03546 | 2022-10-07 | 3008 SW MARINE DRIVE, Vancouver, BC V6N 3Y3 | Plumbing Permit | Residential | Renovation | Completed | Residential - Moving the location of ensuite sink and shower of master bedroom. >DB: Exterior and interior alterations to the basement to add additional floor space, remove the approved secondary suite in the basement, enclose the existing covered porches on the main floor, replace existing windows and cladding as noted for this existing two story plus basement one family dwelling on this corner flanking site. AMEND: OCT 17/2022 Add the final installation of a sink in the basement laundry room. This is to finish the rough in work done on permit PP-2020-02885 that was previously approved. | NULL
EP-2022-00772 | 2022-02-02 | 3008 SW MARINE DRIVE, Vancouver, BC V6N 3Y3 | Electrical Permit | Residential | Renovation | Completed | Installation / Repair - Residential - Renovation to top floor of home, supply and install 60A sub panel. -- Rewire of top floor to remove all antiquated knob & tube wiring - Supply and install [1] 60 amp sub-electrical panel to provide added circuit capacity (NO change to 200A service) >BP: Exterior and interior alterations to the basement to add additional floor space, remove the approved secondary suite in the basement,enclose the existing covered porches on the main floor, replace existing windows and cladding as noted for this existing two story plus basement one family dwelling on this corner flanking site. Okay for proposed exterior alterations to cladding and windows - new stair landing reviewed and noted per Hamed Ghasemi, October 28, 2019. Letters of assurance submitted by Zhigua Zhang at 604-319-9998. REUP submtited by Scott Silverton at 604-787-1952 Processed through HRC | Wespac Electrical Contractor Ltd
EP-2022-08921 | 2022-10-20 | 814 RICHARDS STREET, Vancouver, BC V6B 3A7 | Electrical Permit | Commercial | Renovation | Completed | Installation / Repair - Commercial - Installation of electrical provisions for [17] electric vehicle chargers for City of Vancouver Parking enforcement fleet in the parking garage. Circuits will be 40-amps each, includes data wiring. Electrical drawings and load calculations uploaded. Make/model of the charger is the Phihong AW32 (specs uploaded). | Wespac Electrical Contractor Ltd
EP-2023-07606 | 2023-08-23 | 814 RICHARDS STREET, Vancouver, BC V6B 3A7 | Electrical Permit | Commercial | Renovation | Completed | Installation / Repair - Commercial - 2nd floor - relocate existing power, data outlets for new printer location. | 4th Utility Inc
GP-2023-03891 | 2023-12-06 | 1102 RICHELIEU AVENUE, Vancouver, BC V6H 1T1 | Gas Permit | Residential | Renovation | Issued | Residential - Decommission and remove old Hot Water Tank and install Tankless Gas Water Heater | Ashton Service Group/Ashton Mechanical Ltd.
GP-2023-01880 | 2023-08-01 | 936 RINGWOOD AVENUE, Vancouver, BC V5V 2T8 | Gas Permit | Residential | Tenant Improvement | Completed | Residential - 1 Furnace | Gandy Installations Ltd
GP-2022-03579 | 2022-11-17 | 2942 RENFREW STREET, Vancouver, BC V5M 3K6 | Gas Permit | Residential | Renovation | Completed | Residential - FURNACE RE/RE | Reliance Comfort Limited Partnership
GP-2023-01663 | 2023-05-28 | 2967 RENFREW STREET, Vancouver, BC V5M 3K5 | Gas Permit | Residential | Addition | Completed | Residential - replace a tankless | SUNFLOWER HOME SERVICE LTD
GP-2022-03766 | 2022-11-28 | 3115 RENFREW STREET, Vancouver, BC V5M 3K9 | Gas Permit | Residential | Tenant Improvement | Completed | Residential - H/E Combi Boiler Replacement | Wah Fai Plumbing & Heating Inc
GP-2023-01780 | 2023-06-08 | 4440 RUPERT STREET, Vancouver, BC V5R 2J2 | Gas Permit | Residential | Renovation | Completed | Residential - Replacement of mid-efficiency furnace with a high-efficiency option | BCRC Plumbing and Heating Ltd
EP-2022-09823 | 2022-11-21 | 4507 RUPERT STREET, Vancouver, BC V5R 2J4 | Electrical Permit | Commercial | Renovation | Completed | Installation / Repair - Commercial - Update the old Exit sign to new green man one. Project included remove and replace same ceiling lighting during fire separation upgrade | AOK Electric Ltd
SP-2022-01749 | 2022-10-25 | 4555 RUPERT STREET, Vancouver, BC V5R 2J4 | Sprinkler Permit | Residential | New | Completed | Residential - new home >BP: To construct a 2 storey one-family dwelling with a secondary suite located in the Basement ($792,750.00) with an open parking pad, providing 1 parking space, having vehicular access from the 20' Lane. 1. Covenant registered at the Land Title Office under CA9341168 2. No Strata Titling permitted 3. No A/C Unit proposed 4. A/C proposed – Exterior component located in West (Rear), Interior component located in Second floor 5. Bar sink located in basement recreation room 6. Schedule B: (Md. Shahidul Alam) P.Eng (604.653.7475) Structural & Geotechnical 7. HPO: Residential Builder- Namo Construction Ltd. Note: This is a 2 storey building pursuant to the Zoning and Development By-Law **THIS PERMIT HAS BEEN ISSUED UNDER THE REQUIREMENTS OF VBBL #12511 (2019) ** ****ALL PROJECT COORINATOR NOTE HAS BEEN ACCEPTED BY THE APPLICANT**** | SBMS Construction Ltd
EP-2022-08992 | 2022-11-08 | 4555 RUPERT STREET, Vancouver, BC V5R 2J4 | Electrical Permit | Residential | New | Completed | Installation / Repair - Residential - Main electrical permit. To construct a 2 storey one-family dwelling with a secondary suite located in the Basement with an open parking pad, providing 1 parking space, having vehicular access from the 20' Lane. 1. Covenant registered at the Land Title Office under CA9341168 2. No Strata Titling permitted 3. No A/C Unit proposed 4. A/C proposed – Exterior component located in West (Rear), Interior component located in Second floor 5. Bar sink located in basement recreation room 6. Schedule B: (Md. Shahidul Alam) P.Eng (604.653.7475) Structural & Geotechnical 7. HPO: Residential Builder- Namo Construction Ltd. | Eminence Electrical Ltd
GP-2022-02852 | 2022-09-27 | 4555 RUPERT STREET, Vancouver, BC V5R 2J4 | Gas Permit | Residential | New | Completed | Residential - new gas To construct a 2 storey one-family dwelling with a secondary suite located in the Basement with an open parking pad, providing 1 parking space, having vehicular access from the 20' Lane. 1. Covenant registered at the Land Title Office under CA9341168 2. No Strata Titling permitted 3. No A/C Unit proposed 4. A/C proposed – Exterior component located in West (Rear), Interior component located in Second floor 5. Bar sink located in basement recreation room 6. Schedule B: (Md. Shahidul Alam) P.Eng (604.653.7475) Structural & Geotechnical 7. HPO: Residential Builder- Namo Construction Ltd. | Sodhi Development Ltd
EP-2022-07261 | 2022-08-30 | 4555 RUPERT STREET, Vancouver, BC V5R 2J4 | Electrical Permit | Residential | New | Completed | Installation / Repair - Residential - Extra Low Voltage Rough wiring and Finishing. Scope of work is Cablevision, Doorbell, Computer data cabling, Security cameras, Alarm System, Telephone and Vacuum system. -just rough-in for security cameras on main house along with other wiring. >BP: To construct a 2 storey one-family dwelling with a secondary suite located in the Basement ($792,750.00) with an open parking pad, providing 1 parking space, having vehicular access from the 20' Lane. 1. Covenant registered at the Land Title Office under CA9341168 2. No Strata Titling permitted 3. No A/C Unit proposed 4. A/C proposed – Exterior component located in West (Rear), Interior component located in Second floor 5. Bar sink located in basement recreation room 6. Schedule B: (Md. Shahidul Alam) P.Eng (604.653.7475) Structural & Geotechnical 7. HPO: Residential Builder- Namo Construction Ltd. | Karma Communications Ltd.
EP-2022-08991 | 2022-11-14 | 4555 RUPERT STREET, Vancouver, BC V5R 2J4 | Electrical Permit | Residential | New | Completed | Installation / Repair - Residential - Extra Low Voltage Rough wiring and Finishing. Scope of work is Cablevision, Doorbell, Computer data cabling, Security cameras, Alarm System, Telephone and Vacuum system.. | Karma Communications Ltd.
PP-2022-01461 | 2022-05-02 | 4555 RUPERT STREET, Vancouver, BC V5R 2J4 | Plumbing Permit | Residential | New | Completed | Residential - installation of a sump without pump To construct a 2 storey one-family dwelling with a secondary suite located in the Basement with an open parking pad, providing 1 parking space, having vehicular access from the 20' Lane. 1. Covenant registered at the Land Title Office under CA9341168 2. No Strata Titling permitted 3. No A/C Unit proposed 4. A/C proposed – Exterior component located in West (Rear), Interior component located in Second floor 5. Bar sink located in basement recreation room | K P Excavating & Demolition Ltd
PP-2022-01703 | 2022-05-19 | 4555 RUPERT STREET, Vancouver, BC V5R 2J4 | Plumbing Permit | Residential | New | Completed | Residential - Plumbing for: To construct a 2 storey one-family dwelling with a secondary suite located in the Basement ($792,750.00) with an open parking pad, providing 1 parking space, having vehicular access from the 20' Lane. 1. Covenant registered at the Land Title Office under CA9341168 2. No Strata Titling permitted 3. No A/C Unit proposed 4. A/C proposed – Exterior component located in West (Rear), Interior component located in Second floor 5. Bar sink located in basement recreation room 6. Schedule B: (Md. Shahidul Alam) P.Eng (604.653.7475) Structural & Geotechnical 7. HPO: Residential Builder- Namo Construction Ltd. Note: This is a 2 storey building pursuant to the Zoning and Development By-Law Address Information: Principle Dwelling: #1 – 4555 Rupert St Secondary Suite: #2 – 4555 Rupert St Laneway home: #3 – 4555 Rupert ST Addresses have been assigned per the approved plans, access to the rear unit is from the West side. This access must be provided & maintained at all times and the building addresses posted to be visible from the street in accordance with the Building By-law. **THIS PERMIT HAS BEEN ISSUED UNDER THE REQUIREMENTS OF VBBL #12511 (2019) ** ****ALL PROJECT COORINATOR NOTE HAS BEEN ACCEPTED BY THE APPLICANT**** | Alpine Mechanicals Ltd
EP-2023-08209 | 2023-09-20 | 4579 RUPERT STREET, Vancouver, BC V5R 2J4 | Electrical Permit | Residential | Renovation - Dwelling Unit(s) only | Cancelled | Installation / Repair - Residential - ¦ 1FD-200A SERVICE UPGRADE ¦ Service upgrade -Service mast and utility room South west corner | Andcor Electric Ltd DBA Cory Jason McKinnon
EP-2022-05507 | 2022-07-05 | 4605 RUPERT STREET, Vancouver, BC V5R 2J4 | Electrical Permit | Residential | Renovation - Dwelling Unit(s) only | Completed | Installation / Repair - Residential - Front porch motion light add Juntion box Redo panel directry Replace new cover for plugs and switches that missing cover Add 3 more smoke alarm combine co in sleeping area. Tie up all lose wiresin Jb box with cover. -reference: CF-2022-004101 | New Century Electric Ltd
EP-2022-05506 | NULL | 4605 RUPERT STREET, Vancouver, BC V5R 2J4 | Electrical Permit | NULL | NULL | Withdrawn | Installation / Repair - - Violationsof electrical by law5563. | New Century Electric Ltd
EP-2023-05072 | 2023-06-16 | 4787 RUPERT STREET, Vancouver, BC V5R 2J5 | Electrical Permit | Residential | Addition | Completed | Installation / Repair - Residential - New dedicated MOCP 35A 240V circuit for new heat pump *MP-2023-01038: Issued (Cooling) | KOVAC ELECTRICAL GROUP LTD.
MP-2023-01038 | 2023-06-07 | 4787 RUPERT STREET, Vancouver, BC V5R 2J5 | Mechanical Permit | NULL | NULL | Completed | NULL | Central Commercial & Residential Services
EP-2023-04003 | 2023-05-08 | 7546 SELKIRK STREET, Vancouver, BC V6P 4H4 | Electrical Permit | Residential | New | Issued | Temporary Power - Residential - To provide temporary power. NOTE: Work authorized by this permit is for placement of a temporary power pole only and does not authorize any site construction and/or excavation. A separate Building Permit will be required prior to commencement of any other work on this site. | G.S.G. Electric Ltd.
PP-2023-03873 | 2023-11-02 | 7546 SELKIRK STREET, Vancouver, BC V6P 4H4 | Plumbing Permit | Residential | New | Issued | Residential - sump placing | Metro Contracting Ltd
PP-2023-04399 | 2023-12-20 | 7546 SELKIRK STREET, Vancouver, BC V6P 4H4 | Plumbing Permit | Residential | New | Issued | Residential - To install piping and fixtures for a new single family house. >BP: To construct a 2 storey single detached house with a secondary suite located in the Basement with an open parking pad, providing 1 parking space, having vehicular access from the 20' Lane. 1. Covenant registered at the Land Title Office under CB433902 2. Mechanical unit proposed – Exterior component located in rear yard sunken patio, Interior component located in second floor mechanical closet 3. Schedule B: (A.D.A. Prahalad) P.Eng (604.831-1431) Structural & Geotechnical 4. HPO: Residential Builder - Indra Construction Ltd. | Skyway Plumbing & gas Ltd
EP-2023-03682 | 2023-05-03 | 7633 SELKIRK STREET, Vancouver, BC V6P 4H3 | Electrical Permit | Residential | Addition | Issued | Installation / Repair - Residential - Disconnect and reconnect power to main house for new laneway service. | G6 Electric
PP-2023-01399 | 2023-04-20 | 7633 SELKIRK STREET, Vancouver, BC V6P 4H3 | Plumbing Permit | Residential | New | Completed | Residential - LWH - #3 - New laneway home >DB: To construct a 1 storey laneway house building with 1 open parking pad, providing a total of 1 parking spaces, having vehicular access from the 20' Lane. 1. Covenant not required with existing house 2. No Strata Titling permitted 3. No A/C Unit proposed 4. Entire building to be sprinklered 13D | RISER PLUMBING & HEATING LTD
EP-2022-06335 | 2022-09-01 | 7839 SELKIRK STREET, Vancouver, BC V6P 4H5 | Electrical Permit | Residential | Renovation | Completed | Installation / Repair - Residential - A 100 AMP new service line to the garage for EV charging. Confirmed with BC Hydro, they can supply this new service. Work to be done: Install a new Mast, meter socket, grounding plate, new 100 AMP electrical panel in the garage, and install an EV charger in the garage with 50 AMP breaker. | Amor Energy Corporation
MP-2023-01318 | 2023-07-19 | 7968 SELKIRK STREET, Vancouver, BC V6P 4H6 | Mechanical Permit | NULL | NULL | Completed | NULL | Moore & Russell Heating Ltd
EP-2023-06571 | 2023-08-08 | 7968 SELKIRK STREET, Vancouver, BC V6P 4H6 | Electrical Permit | Residential | Tenant Improvement | Completed | Installation / Repair - Residential - Electrical installation of moovair system *MP-2023-01318: Issued (Heating and Cooling) >Permit Amendment Aug 15, 2023 -"Revise this permit to include a 200 amp service upgrade" | Moore And Russell Heating And Air Conditioning Ltd
GP-2023-01425 | 2023-05-02 | 4672 QUEBEC STREET, Vancouver, BC V5V 3M1 | Gas Permit | Residential | New | Completed | Residential - Installation of a combi-boiler. | Kirkstone Heating Ltd
PP-2023-01618 | 2023-05-08 | 4764 QUEBEC STREET, Vancouver, BC V5V 3M1 | Plumbing Permit | Residential | New | Issued | Residential - 1FD - #1 -One out side sump with out pump One outside sump with pump AMEND: SEPT 18/2023 Sump permit for 2 out side sumps with out pump ,please change to 1 sump with pump Engineer Letter attached. | JVT EXCAVATING & DEMOLITION LTD
MP-2023-01332 | 2023-07-20 | 4764 QUEBEC STREET, Vancouver, BC V5V 3M1 | Mechanical Permit | NULL | NULL | Issued | NULL | RAHELU PLUMBING & HEATING LTD.
SP-2023-01348 | 2023-07-25 | 4764 QUEBEC STREET, Vancouver, BC V5V 3M1 | Sprinkler Permit | Residential | New | Issued | Residential - Install Sprinkler Heads >BP: To construct a 2 storey + cellar one-family dwelling with 2 offsite parking spaces, having vehicular access from the lane. Note: This Building Permit will remain in a suspended status until the associated (green) Demolition Permit BP-2022-02072 is completed. Note: This is a 2 storey building pursuant to the Zoning and Development By-Law 1- Bar/Sink proposed in the cellar 2- A/C unit proposed in the rear yard 3- Schedule B: Ke Jian, MA, P.Eng (604-599-8890) Structural Thanh Le, P.Eng. (604-421-3288) Geotechnical 4- Rev#1: HPO: Residential Builder – Ultralux Homes Inc. 778-895-0586 5- The entire building, INCLUDING THE ATTACHED GARAGE (if applicable), to be sprinklered to NFPA 13D. | RAHELU PLUMBING & HEATING LTD.
EP-2023-06333 | 2023-07-27 | 4764 QUEBEC STREET, Vancouver, BC V5V 3M1 | Electrical Permit | Residential | New | Cancelled | Installation / Repair - Residential - New SFD >BP: To construct a 2 storey + cellar one-family dwelling ($950,775.00) with 2 offsite parking spaces, having vehicular access from the lane. Note: This is a 2 storey building pursuant to the Zoning and Development By-Law 1- Bar/Sink proposed in the cellar 2- A/C unit proposed in the rear yard 3- Schedule B: Ke Jian, MA, P.Eng (604-599-8890) Structural Thanh Le, P.Eng. (604-421-3288) Geotechnical 4- Rev#1: HPO: Residential Builder – Ultralux Homes Inc. 778-895-0586 5- The entire building, INCLUDING THE ATTACHED GARAGE (if applicable), to be sprinklered to NFPA 13D. ******THIS PERMIT HAS BEEN ISSUED UNDER THE REQUIREMENTS OF VBBL #12511 (2019)****** | Spotlight Electrical Inc
PP-2023-02574 | 2023-07-20 | 4764 QUEBEC STREET, Vancouver, BC V5V 3M1 | Plumbing Permit | Residential | New | Issued | Residential - Plumbing works >BP: To construct a 2 storey + cellar one-family dwelling with 2 offsite parking spaces, having vehicular access from the lane. Note: This is a 2 storey building pursuant to the Zoning and Development By-Law 1- Bar/Sink proposed in the cellar 2- A/C unit proposed in the rear yard 3- Schedule B: Ke Jian, MA, P.Eng (604-599-8890) Structural Thanh Le, P.Eng. (604-421-3288) Geotechnical 4- Rev#1: HPO: Residential Builder – Ultralux Homes Inc. 778-895-0586 5- The entire building, INCLUDING THE ATTACHED GARAGE (if applicable), to be sprinklered to NFPA 13D. | RAHELU PLUMBING & HEATING LTD.
EP-2023-07098 | 2023-08-03 | 4764 QUEBEC STREET, Vancouver, BC V5V 3M1 | Electrical Permit | Residential | New | Issued | Temporary Power - Residential - To provide temporary power. | Simplex Electrical Ltd
EP-2022-06149 | 2022-07-20 | 4764 QUEBEC STREET, Vancouver, BC V5V 3M1 | Electrical Permit | Residential | New | Expired | Temporary Power - Residential - To provide temporary power. | SAAB ELECTRIC LTD
EP-2023-09980 | 2023-11-06 | 4764 QUEBEC STREET, Vancouver, BC V5V 3M1 | Electrical Permit | Residential | New | Issued | Installation / Repair - Residential - low voltage wirinng of security, tv, data, sound, vacuum and completion of security alarm >BP: To construct a 2 storey + cellar one-family dwelling ($950,775.00) with 2 offsite parking spaces, having vehicular access from the lane. Note: This is a 2 storey building pursuant to the Zoning and Development By-Law 1- Bar/Sink proposed in the cellar 2- A/C unit proposed in the rear yard 3- Schedule B: Ke Jian, MA, P.Eng (604-599-8890) Structural Thanh Le, P.Eng. (604-421-3288) Geotechnical 4- Rev#1: HPO: Residential Builder – Ultralux Homes Inc. 778-895-0586 5- The entire building, INCLUDING THE ATTACHED GARAGE (if applicable), to be sprinklered to NFPA 13D. ******THIS PERMIT HAS BEEN ISSUED UNDER THE REQUIREMENTS OF VBBL #12511 (2019)****** | Supersonic Security System Inc.
GP-2023-03448 | 2023-11-09 | 4764 QUEBEC STREET, Vancouver, BC V5V 3M1 | Gas Permit | Residential | New | Issued | Residential - Install one gas fireplace >BP: To construct a 2 storey + cellar one-family dwelling ($950,775.00) with 2 offsite parking spaces, having vehicular access from the lane. | JOT MECHANICAL LTD
GP-2023-03133 | 2023-10-20 | 4764 QUEBEC STREET, Vancouver, BC V5V 3M1 | Gas Permit | Residential | New | Issued | Residential - 1 Range, 1 Boiler, 1 BBQ, 1 Fireplace, 1 Space Heater & 1 BBQ Gas piping works >BP: To construct a 2 storey + cellar one-family dwelling ($950,775.00) with 2 offsite parking spaces, having vehicular access from the lane. | RAHELU PLUMBING & HEATING LTD.
EP-2023-07353 | 2023-08-21 | 4764 QUEBEC STREET, Vancouver, BC V5V 3M1 | Electrical Permit | Residential | New | Issued | Installation / Repair - Residential - TO CONTINUE WORK STARTED BY OTHERS (EP-2023-06333) HOUSE ---COMPLETE ROUGH WIRING AND FINISHING 31-750 V 200 AMP SERVICE >Permit Amendment Nov 06, 2023 -"UPDATED LOAD CALCULATION" *Document(s) uploaded to "Application Documents" tab for Electrical Inspector review. Documents are at pending status at time of permit amendment approval >BP: To construct a 2 storey + cellar one-family dwelling ($950,775.00) with 2 offsite parking spaces, having vehicular access from the lane. Note: This is a 2 storey building pursuant to the Zoning and Development By-Law 1- Bar/Sink proposed in the cellar 2- A/C unit proposed in the rear yard 3- Schedule B: Ke Jian, MA, P.Eng (604-599-8890) Structural Thanh Le, P.Eng. (604-421-3288) Geotechnical 4- Rev#1: HPO: Residential Builder – Ultralux Homes Inc. 778-895-0586 5- The entire building, INCLUDING THE ATTACHED GARAGE (if applicable), to be sprinklered to NFPA 13D. *****THIS PERMIT HAS BEEN ISSUED UNDER THE REQUIREMENTS OF VBBL #12511 (2019)****** | Simplex Electrical Ltd
EP-2023-02167 | 2023-03-14 | 520 RAYMUR AVENUE, Vancouver, BC V6A 3L2 | Electrical Permit | Commercial | Tenant Improvement | Completed | Installation / Repair - Commercial - Install New Lighting for BC Hydro Rebate Program Remove and recycle old fluorescent light fixtures. Install new LED fixtures 1 for 1. | Grove Electric Ltd
GP-2022-03081 | 2022-10-11 | 3950 QUESNEL DRIVE, Vancouver, BC V6L 2X2 | Gas Permit | Residential | Renovation | Completed | Residential - To replace 1 hot water heater in the same location. | Paolo's Plumbing & Heating Ltd
PP-2022-00034 | 2022-01-07 | 3994 QUESNEL DRIVE, Vancouver, BC V6L 2X2 | Plumbing Permit | Residential | New | Completed | Residential - install a DCVA for lawn irrigation | University Sprinkler Systems Incorporated
NULL | NULL | 3994 QUESNEL DRIVE, Vancouver, BC V6L 2X2 | Plumbing Permit | Residential | New | Withdrawn | Residential - to install a DCVA for lawn irrigation | University Sprinkler Systems Incorporated
GP-2022-02234 | 2022-07-28 | 4022 QUESNEL DRIVE, Vancouver, BC V6L 2X2 | Gas Permit | Residential | Tenant Improvement | Completed | Residential - decommissioning and removal of gas furnace | 0994152 BC Ltd
EP-2022-06766 | NULL | 4022 QUESNEL DRIVE, Vancouver, BC V6L 2X2 | Electrical Permit | Residential | Tenant Improvement | Applicant Revisions | Installation / Repair - Residential - Electrical to heat pump unit *An approved mechanical permit is required for heat pump installation before an electrical inspection will be performed | 0994152 BC Ltd
MP-2024-00073 | NULL | 4022 QUESNEL DRIVE, Vancouver, BC V6L 2X2 | Mechanical Permit | NULL | NULL | Application Incomplete | NULL | 0994152 BC Ltd
EP-2023-04276 | 2023-05-23 | 4028 QUESNEL DRIVE, Vancouver, BC V6L 2X2 | Electrical Permit | Residential | Addition | Completed | Installation / Repair - Residential - Installation of security system | ADT Security Services Canada Inc
PP-2023-01768 | 2023-05-18 | 4095 QUESNEL DRIVE, Vancouver, BC V6L 2X4 | Plumbing Permit | Residential | Addition | Completed | Residential - Installation of Backflow Device for Irrigation >BP: Exterior and interior alterations to add a secondary suite in the basement of this existing two storey plus basement one family dwelling on this corner with lane site. Work to include the removal the interconnection, replace existing suite entrance doors and new windows (larger) on the east elevation facing Quesnel St. Revision #1: Add new interconnecting stairs and fire rated door between basement and main floor. | Fred Van Hunenstijn
GP-2023-00463 | 2023-02-09 | 4095 QUESNEL DRIVE, Vancouver, BC V6L 2X4 | Gas Permit | Residential | New | Completed | Residential - Install gas cook top in suite. Install gas cook top in main floor. >BP: Alteration to this existing one family dwelling with secondary suite. Scope of work to include: Reconfigure main floor and upper floor plans, add powder room on main floor, new kitchen, relocate stairs, new flooring throughout, add bath to upper floor, re & re ensuite bath and add roof deck with stairs from upper floor. | Fred Van Hunenstijn
EP-2022-00619 | 2022-01-27 | 4095 QUESNEL DRIVE, Vancouver, BC V6L 2X4 | Electrical Permit | Residential | Renovation | Completed | Installation / Repair - Residential - structured wiring, intercom system, surveillance system, security alarm system, audio system >BP: Exterior and interior alterations to add a secondary suite in the basement of this existing two storey plus basement one family dwelling on this corner with lane site. Work to include the removal the interconnection, replace existing suite entrance doors and new windows (larger) on the east elevation facing Quesnel St. | Vancouver Audiospace Home Control Ltd
GP-2022-01600 | 2022-05-26 | 4095 QUESNEL DRIVE, Vancouver, BC V6L 2X4 | Gas Permit | Residential | Renovation | Completed | Residential - Installation for 1 gas fireplace - venting and hook up only | Urban Fireplaces Ltd
PP-2022-02696 | 2022-08-04 | 4096 QUESNEL DRIVE, Vancouver, BC V6L 2X2 | Plumbing Permit | Residential | Renovation | Completed | Residential - replacing Poly-B piping with pex | Western BC Plumbing & Heating Ltd
NULL | NULL | 4096 QUESNEL DRIVE, Vancouver, BC V6L 2X2 | Plumbing Permit | Residential | Renovation | Withdrawn | Residential - Replacing poly b with pex | Western BC Plumbing & Heating Ltd
EP-2022-06901 | 2022-08-17 | 4096 QUESNEL DRIVE, Vancouver, BC V6L 2X2 | Electrical Permit | Residential | Addition | Completed | Installation / Repair - Residential - Service Upgrade 125A to 200A. Will Add New Main Panel with Existing Sub Panels. | Highlight Electrical Ltd
GP-2022-02496 | 2022-08-23 | 3129 RENFREW STREET, Vancouver, BC V5M 3K9 | Gas Permit | Residential | Renovation | Completed | Residential - HWT re&re | Ferenc Nagy
EP-2022-02726 | 2022-04-06 | 6836 RALEIGH STREET, Vancouver, BC V5S 2X1 | Electrical Permit | Residential | New | Completed | Installation / Repair - Residential - Relocate the service change the Teck cable | G N ELECTRIC LTD
PP-2022-00825 | 2022-03-10 | 6836 RALEIGH STREET, Vancouver, BC V5S 2X1 | Plumbing Permit | Residential | New | Completed | Residential - Laneway house rainwater leaders AMEND: MAR 11/2022 Correct address is 6836 Raleigh St | Trust Excavation & Demolition Ltd
GP-2023-02157 | 2023-07-24 | 6836 RALEIGH STREET, Vancouver, BC V5S 2X1 | Gas Permit | Residential | Renovation | Completed | Residential - 1 Boiler Amendment - July 28, 2023 -corrected address to 6836 Raleigh St (Main House) | East West Plumbing (2007) Ltd
EP-2023-05683 | 2023-06-23 | 6850 RALEIGH STREET, Vancouver, BC V5S 2X1 | Electrical Permit | Residential | New | Issued | Temporary Power - Residential - To provide temporary power. | G N ELECTRIC LTD
EP-2023-10763 | 2023-12-11 | 6850 RALEIGH STREET, Vancouver, BC V5S 2X1 | Electrical Permit | Residential | Addition | Issued | Installation / Repair - Residential - ¦ 1FD- 125A SERVICE DISCONNECT/ RE-CONNECT ¦ Relocate the service installed for laneway house | G N ELECTRIC LTD
PP-2022-01812 | 2022-05-30 | 6881 RALEIGH STREET, Vancouver, BC V5S 2X2 | Plumbing Permit | Residential | New | Completed | Residential - sump >BP: To construct a 2 storey + basement one-family dwelling with a secondary suite ($1,012,500) located in the basement with a detached accessory building (garage), at the rear providing 3 parking spaces, having vehicular access from the lane. Note: This is a 2 storey building pursuant to the Zoning and Development By-Law 1- Covenant registered at the Land Title Office under CA9591060 2- No strata titling permitted 3- No Bar sink proposed 4- A/C unit proposed in rear yard 5- Schedule B: Julian Bozsik P.Eng (604.431.0055) Structural & Geotechnical 4- HPO: Residential Builder - TVK Construction Ltd Address Note: Address and suite numbers assigned as per approved plans for Fire and Emergency response. The address number is to be posted to the building to be visible from the street and the suite numbers are to be posted at the suite entries in accordance with the Building By-law prior to final inspection. ******THIS PERMIT HAS BEEN ISSUED UNDER THE REQUIREMENTS OF VBBL #12511 (2019)****** | AKAL DEMOLITION & EXCAVATING LTD
EP-2022-00961 | 2022-02-08 | 6881 RALEIGH STREET, Vancouver, BC V5S 2X2 | Electrical Permit | Residential | New | Expired | Temporary Power - Residential - To provide temporary power. | Oscar Electric Ltd
PP-2022-02928 | 2022-08-22 | 6881 RALEIGH STREET, Vancouver, BC V5S 2X2 | Plumbing Permit | Residential | New | Completed | Residential - New piping and fixtures installation >BP: To construct a 2 storey + basement one-family dwelling with a secondary suite ($1,012,500) located in the basement with a detached accessory building (garage), at the rear providing 3 parking spaces, having vehicular access from the lane. | Saffron Mechanical Ltd.
MP-2022-00208 | 2022-09-12 | 6881 RALEIGH STREET, Vancouver, BC V5S 2X2 | Mechanical Permit | NULL | NULL | Completed | NULL | Saffron Mechanical Ltd.
EP-2022-05202 | 2022-06-20 | 6881 RALEIGH STREET, Vancouver, BC V5S 2X2 | Electrical Permit | Residential | New | Completed | Installation / Repair - Residential - New one family dwelling with secondary suite and detached garage. 200A Main service. 2 Meters ( Main + Suite). 150A Main breaker for main side. 100A Main breaker for suite. >BP: To construct a 2 storey + basement one-family dwelling with a secondary suite ($1,012,500) located in the basement with a detached accessory building (garage), at the rear providing 3 parking spaces, having vehicular access from the lane. Note: This is a 2 storey building pursuant to the Zoning and Development By-Law 1- Covenant registered at the Land Title Office under CA9591060 2- No strata titling permitted 3- No Bar sink proposed 4- A/C unit proposed in rear yard 5- Schedule B: Julian Bozsik P.Eng (604.431.0055) Structural & Geotechnical 4- HPO: Residential Builder - TVK Construction Ltd Address Note: Address and suite numbers assigned as per approved plans for Fire and Emergency response. The address number is to be posted to the building to be visible from the street and the suite numbers are to be posted at the suite entries in accordance with the Building By-law prior to final inspection. ******THIS PERMIT HAS BEEN ISSUED UNDER THE REQUIREMENTS OF VBBL #12511 (2019)****** | Oscar Electric Ltd
SP-2022-01691 | 2022-10-14 | 6881 RALEIGH STREET, Vancouver, BC V5S 2X2 | Sprinkler Permit | Residential | New | Completed | Residential - New Sprinkler System: >BP: To construct a 2 storey + basement one-family dwelling with a secondary suite ($1,012,500) located in the basement with a detached accessory building (garage), at the rear providing 3 parking spaces, having vehicular access from the lane. Note: This is a 2 storey building pursuant to the Zoning and Development By-Law 1- Covenant registered at the Land Title Office under CA9591060 2- No strata titling permitted 3- No Bar sink proposed 4- A/C unit proposed in rear yard 5- Schedule B: Julian Bozsik P.Eng (604.431.0055) Structural & Geotechnical 4- HPO: Residential Builder - TVK Construction Ltd | CENTRE LINE FIRE SPRINKLERS LTD
GP-2022-03059 | 2022-10-11 | 6881 RALEIGH STREET, Vancouver, BC V5S 2X2 | Gas Permit | Residential | New | Completed | Residential - Complete boiler, range and piping only for Bbq & fireplace. >BP: To construct a 2 storey + basement one-family dwelling with a secondary suite ($1,012,500) located in the basement with a detached accessory building (garage), at the rear providing 3 parking spaces, having vehicular access from the lane. | Deep Gas Fitting Ltd.
EP-2022-09085 | 2022-11-10 | 6881 RALEIGH STREET, Vancouver, BC V5S 2X2 | Electrical Permit | Residential | New | Completed | Installation / Repair - Residential - Security system data cable >BP: To construct a 2 storey + basement one-family dwelling with a secondary suite ($1,012,500) located in the basement with a detached accessory building (garage), at the rear providing 3 parking spaces, having vehicular access from the lane. Note: This is a 2 storey building pursuant to the Zoning and Development By-Law 1- Covenant registered at the Land Title Office under CA9591060 2- No strata titling permitted 3- No Bar sink proposed 4- A/C unit proposed in rear yard 5- Schedule B: Julian Bozsik P.Eng (604.431.0055) Structural & Geotechnical 4- HPO: Residential Builder - TVK Construction Ltd Address Note: Address and suite numbers assigned as per approved plans for Fire and Emergency response. The address number is to be posted to the building to be visible from the street and the suite numbers are to be posted at the suite entries in accordance with the Building By-law prior to final inspection. ******THIS PERMIT HAS BEEN ISSUED UNDER THE REQUIREMENTS OF VBBL #12511 (2019)****** | Guardwell Service Ltd
EP-2022-05206 | 2022-06-20 | 6893 RALEIGH STREET, Vancouver, BC V5S 2X2 | Electrical Permit | Residential | New | Completed | Installation / Repair - Residential - Service relocation. Main service-200 amp House meter-100 amp Laneway meter-100 amp | SUNSTONE ELECTRIC LTD
GP-2023-02879 | 2023-09-29 | 4895 RUPERT STREET, Vancouver, BC V5R 2J6 | Gas Permit | Residential | Renovation | Completed | Residential - RE&RE furnace | Milani Plumbing Heating & Air Conditioning Ltd
EP-2023-05747 | 2023-06-27 | 4904 RUPERT STREET, Vancouver, BC V5R 2J8 | Electrical Permit | Residential | Addition | Cancelled | Installation / Repair - Residential - Service upgrade to 125amps. | Tatla Electrical Ltd
GP-2023-01213 | 2023-04-13 | 6979 RUPERT STREET, Vancouver, BC V5S 2Z7 | Gas Permit | Residential | Renovation | Completed | Residential - combi boiler Re&re | Flame Co Heating Services Ltd
GP-2022-01565 | 2022-05-24 | 7215 RUPERT STREET, Vancouver, BC V5S 2Z8 | Gas Permit | Residential | Renovation | Completed | Residential - Installation of 1 gas fireplace - venting and hookup only | Urban Fireplaces Ltd
EP-2022-02725 | 2022-04-06 | 7215 RUPERT STREET, Vancouver, BC V5S 2Z8 | Electrical Permit | Residential | Renovation | Completed | Installation / Repair - Residential - Looks like a general renovation throughout adding lighting and outlets >BP: Interior alterations to provide improvements to this existing one family dwelling on this site. To validate the previously enclosed garage. Scope of work: Deconstruct interior walls, kitchen reno, bathroom reno, new finishing throughout. Remove exterior door. Replace 2 exterior windows with 1. Install gas fireplace. Amend: Apr 21, 2022 add something to this job. A panel move, the additional cost is $1200 can you add that to our permit and bill me for the additional amount >>>Amend: May 10th Volts: 120/240 Amps: 100 Grounding conductor: #6 copper to ground plate Lastly, this is a disconnect / reconnect, not a new service or upgrade. | Vancity Electric Inc
PP-2022-01098 | 2022-03-31 | 7215 RUPERT STREET, Vancouver, BC V5S 2Z8 | Plumbing Permit | Residential | Renovation | Completed | Residential - Move kitchen sink slightly. Remove bathtub on main floor and install shower. Interior alterations to provide improvements to this existing one family dwelling on this site. To validate the previously enclosed garage. Scope of work: Deconstruct interior walls, kitchen reno, bathroom reno, new finishing throughout. Remove exterior door. Replace 2 exterior windows with 1. Install gas fireplace. | Cypress Plumbing And Heating Ltd
EP-2022-03723 | 2022-05-09 | 181 ROUNDHOUSE MEWS, Vancouver, BC V6Z 2W3 | Electrical Permit | Commercial | Renovation | Completed | Installation / Repair - Commercial - Disconnect and reconnect of low voltage HVAC wiring to two rooftop units and one new exhaust fan. >BP: Exterior alterations to replace the two existing Air Handling Units with new and install condensing units on the roof of this existing Community Center Heritage 'P''A' building. OK for DB per Maxine Schleger & David Cha letters of assurance submitted by: F.M De Alba Santana, 604-684-5995 P.Eng, Schedule A, Meghanical Schedule B. Victor Lu, 604-569-6500 P.Eng, Electrical Schedule B. Skyler Doornberg, 604-738-0048, P.Eng, Architectural Schedule B, Schedule D. Jordan perrwtt, 604-738-0048, P.Eng, Structural Schedule B. Energy checklist is currently no longer required with your Building Permit (BP) application. Some supporting documents are still required at BP stage, specifically Envelope and HVAC, if applicable. Service Water Heating and Lighting supporting documents, if applicable, must be submitted with your related Trades permits (e.g. electrical and plumbing). All energy upgrades will be checked during inspections stage. It is the applicant’s responsibility to identify and note all required upgrades including energy upgrades on their BP drawings at BP stage. NOTE: Please inform the applicant that the heritage property has a provincial designation, which means that they would need to apply to the BC Heritage Branch to receive a Heritage Alteration Permit. | Houle Electric Limited
EP-2022-04387 | 2022-05-26 | 181 ROUNDHOUSE MEWS, Vancouver, BC V6Z 2W3 | Electrical Permit | Commercial | Renovation | Completed | Installation / Repair - Commercial - Disconnect 2 existing rooftop units and 2 existing exhaust fans. Reconnect 2 new rooftop units and 2 new exhaust fans. Run power from rooftop units to condenser coils. >BP: Exterior alterations to replace the two existing Air Handling Units with new and install condensing units on the roof of this existing Community Center Heritage 'P''A' building. | ARC Electric Ltd
EP-2022-01709 | 2022-03-03 | 4976 RUBY STREET, Vancouver, BC V5R 4K2 | Electrical Permit | Residential | Renovation | Completed | Installation / Repair - Residential - Service upgrade 125 amp and panel install Amend: Mar 24, 2022 Amendment in the permit for sefty check and increase the job value $1000 more total $4000 job value | Moon Star Electrical Ltd
EP-2022-01683 | 2022-03-09 | 4994 RUBY STREET, Vancouver, BC V5R 4K2 | Electrical Permit | Residential | New | Expired | Temporary Power - Residential - To provide temporary power. NOTE: Work authorized by this permit is for placement of a temporary power pole only and does not authorize any site construction and/or excavation. A separate Building Permit will be required prior to commencement of any other work on this site. | MSD Electrical Ltd.
PP-2022-02590 | 2022-07-26 | 4994 RUBY STREET, Vancouver, BC V5R 4K2 | Plumbing Permit | Residential | New | Completed | Residential - SUMP | GNA Contracting Ltd
NULL | NULL | 4994 RUBY STREET, Vancouver, BC V5R 4K2 | Mechanical Permit | NULL | NULL | Draft | NULL | East West Plumbing (2007) Ltd
MP-2022-00249 | 2022-09-21 | 4994 RUBY STREET, Vancouver, BC V5R 4K2 | Mechanical Permit | NULL | NULL | Completed | NULL | East West Plumbing (2007) Ltd
PP-2022-03116 | 2022-09-08 | 4994 RUBY STREET, Vancouver, BC V5R 4K2 | Plumbing Permit | Residential | New | Completed | Residential - Plumbing for: >BP: To construct a 2-storey two-family dwelling with a detached accessory building (garage) at the rear providing 2 parking spaces, having vehicular access from the lane. | East West Plumbing (2007) Ltd
EP-2022-09071 | 2022-10-26 | 4994 RUBY STREET, Vancouver, BC V5R 4K2 | Electrical Permit | Residential | New | Completed | Installation / Repair - Residential - 2FD - NORTH - 4994 RUBY ST SOUTH - 3605 MONMOUTH AV -MAX 25A OC FOR 4000W DRYER PROVIDED ON LOAD CALC New construction >DB: To construct a 2-storey two-family dwelling with a detached accessory building (garage) at the rear providing 2 parking spaces, having vehicular access from the lane. This is a 2 storey building pursuant to the Zoning and Development By-Law. 1. A/C units proposed one in rear yard and one in front. | MSD Electrical Ltd.
EP-2022-09025 | 2022-10-28 | 4994 RUBY STREET, Vancouver, BC V5R 4K2 | Electrical Permit | Residential | New | Completed | Installation / Repair - Residential - Prewire and Finish : Alarm, CCTV, Data >BP: To construct a 2-storey two-family dwelling with a detached accessory building (garage) at the rear providing 2 parking spaces, having vehicular access from the lane. This is a 2 storey building pursuant to the Zoning and Development By-Law. This Building Permit will remain in a suspended status until the associated (green) Demolition Permit BP-2021-06374 is completed. 1. A/C units proposed one in rear yard and one in front. 2. Schedule B Jason Hui P.Eng (778-319-3403) Structural & Geotechnical 3. BC Housing: Singh Development Ltd. Combustible projections or roof soffits on an exposing building face shall not project to less than .45m from the property line and shall be in compliance with VBBL 2019 9.10.15.5.(9) The entire building, to be sprinklered to 2 x NFPA 13D. ******THIS PERMIT HAS BEEN ISSUED UNDER THE REQUIREMENTS OF VBBL 2019****** | Vantech Communications Ltd.
SP-2022-01709 | 2022-10-21 | 4994 RUBY STREET, Vancouver, BC V5R 4K2 | Sprinkler Permit | Residential | New | Completed | Residential - fixture >BP: To construct a 2-storey two-family dwelling with a detached accessory building (garage) at the rear providing 2 parking spaces, having vehicular access from the lane. This is a 2 storey building pursuant to the Zoning and Development By-Law. This Building Permit will remain in a suspended status until the associated (green) Demolition Permit BP-2021-06374 is completed. 1. A/C units proposed one in rear yard and one in front. 2. Schedule B Jason Hui P.Eng (778-319-3403) Structural & Geotechnical 3. BC Housing: Singh Development Ltd. Combustible projections or roof soffits on an exposing building face shall not project to less than .45m from the property line and shall be in compliance with VBBL 2019 9.10.15.5.(9) The entire building, to be sprinklered to 2 x NFPA 13D. ******THIS PERMIT HAS BEEN ISSUED UNDER THE REQUIREMENTS OF VBBL 2019****** | East West Plumbing (2007) Ltd
GP-2022-03184 | 2022-10-17 | 4994 RUBY STREET, Vancouver, BC V5R 4K2 | Gas Permit | Residential | New | Completed | Residential - Install Range, Boiler & BBQ for: >BP: To construct a 2-storey two-family dwelling with a detached accessory building (garage) at the rear providing 2 parking spaces, having vehicular access from the lane. | East West Plumbing (2007) Ltd
GP-2022-02328 | 2022-08-09 | 5127 RUBY STREET, Vancouver, BC V5R 4K4 | Gas Permit | Residential | Addition | Completed | Residential - re and re furnace | Canadian Pacific Heating and Plumbing Inc
GP-2023-03172 | 2023-10-21 | 5141 RUBY STREET, Vancouver, BC V5R 4K4 | Gas Permit | Residential | Addition | Completed | Residential - Furnace re/re 70,000 BTU | HAMZEH GERAMI Dba Nation Heating & Cooling
GP-2022-02046 | 2022-07-11 | 5189 RUBY STREET, Vancouver, BC V5R 4K4 | Gas Permit | Residential | Renovation - Dwelling Unit(s) only | Completed | Residential - Main Floor | General Heating Ltd
NULL | NULL | 531 RUPERT STREET, Vancouver, BC V5K 4K6 | Electrical Permit | Residential | Renovation | Draft | Installation / Repair - Residential - Installation of new outlets, lights and wiring for interior renovations in the first floor of a single-detached dwelling. | NULL
EP-2024-00678 | 2024-02-01 | 531 RUPERT STREET, Vancouver, BC V5K 4K6 | Electrical Permit | Residential | Renovation | Issued | Installation / Repair - Residential - Interior alterations to renovate the basement 1) Install new wiring for basement. 2) Install new switches, receptacles, lighting and smoke detector. 3) Install branch circuit for future range. CF-2022-011784 >BP: Exterior and interior alterations to provide improvements to the ground floor of this single detached house on this site. Exterior work to remove the deck cover. OK for DTI per W. Wong November 2, 2023 | Altech Electric Ltd
EP-2022-00940 | 2022-02-09 | 4207 QUESNEL DRIVE, Vancouver, BC V6L 2X5 | Electrical Permit | Residential | New | Completed | Installation / Repair - Residential - Low Voltage: Alarm system, intercom, speakers, data, tel, and tv -complete security alarm installation >BP:2 STOREY 1FD + 2CAR DETACHED GARAGE To construct a 2 storey + basement/cellar one-family dwelling ($1,037,250.00) with a detached accessory building (garage) ($10,000), at the rear providing 2 parking spaces, having vehicular access from the lane. >>>>>>>Amend: Aug. 5th Increase job value to a total of $20,000. Please add an additional $15,000. for LIGHTING AUTOMATION | Ads Security Systems Ltd
GP-2023-00070 | 2023-01-07 | 2098 RENFREW STREET, Vancouver, BC V5M 3J4 | Gas Permit | Residential | Renovation - Dwelling Unit(s) only | Completed | Residential - Boiler replacement | General Heating Ltd
EP-2022-10099 | 2022-11-29 | 2110 RENFREW STREET, Vancouver, BC V5M 3J5 | Electrical Permit | Residential | New | Expired | Temporary Power - Residential - To provide temporary power. | CROWN ELECTRICAL CONTRACTOR LTD
PP-2023-02508 | 2023-07-14 | 2110 RENFREW STREET, Vancouver, BC V5M 3J5 | Plumbing Permit | Residential | New | Issued | Residential - 2FD+2SS - WEST - 2110 RENFREW ST - #1 & #2 EAST - 2908 E 5TH AV - #1 & #2 fixtures >DB: To construct a two-storey two-family dwelling with two secondary suites located in the basement, with a detached accessory building (garage) at the rear providing 2 parking spaces, and one open parking pad having vehicular access from the lane. Note: Covenant to be registered prior to sheathing inspection. 1- No strata titling permitted 2- No Bar sink proposed 3- No A/C unit proposed ***This permit is issued under the VBBL 2019, with updated energy requirements as per bylaw # 12997 effective Jan 01, 2022.*** | East West Plumbing (2007) Ltd
PP-2023-01747 | 2023-05-17 | 2110 RENFREW STREET, Vancouver, BC V5M 3J5 | Plumbing Permit | Residential | New | Issued | Residential - TWO OUT SIDE SUMPS WITH OUT PUMP | JVT EXCAVATING & DEMOLITION LTD
GP-2023-03083 | 2023-10-16 | 2110 RENFREW STREET, Vancouver, BC V5M 3J5 | Gas Permit | Residential | New | Issued | Residential - 2 Ranges, 2 BBQ's & 2 Dryers >BP: To construct a two-storey two-family dwelling with two secondary suites ($736,500) located in the basement, with a detached accessory building (garage) at the rear providing 2 parking spaces, and one open parking pad having vehicular access from the lane. | East West Plumbing (2007) Ltd
SP-2023-01901 | 2023-10-17 | 2110 RENFREW STREET, Vancouver, BC V5M 3J5 | Sprinkler Permit | Residential | New | Issued | Residential - 2FD+2SS - fixtures >DB: To construct a two-storey two-family dwelling with two secondary suites located in the basement, with a detached accessory building (garage) at the rear providing 2 parking spaces, and one open parking pad having vehicular access from the lane. Note: Covenant to be registered prior to sheathing inspection. 1- No strata titling permitted 2- No Bar sink proposed 3- No A/C unit proposed ***This permit is issued under the VBBL 2019, with updated energy requirements as per bylaw # 12997 effective Jan 01, 2022.*** | East West Plumbing (2007) Ltd
EP-2023-08888 | 2023-10-27 | 2110 RENFREW STREET, Vancouver, BC V5M 3J5 | Electrical Permit | Residential | New | Issued | Installation / Repair - Residential - ¦2FD + 2SS- 200A¦ installation of 200 Amp service 125 Amp for one unit 125 Amp for second unit and wiring for a two-storey two-family dwelling with two secondary suites located in the basement 2 parking spaces *An approved mechanical permit is required for the installation of air conditioning or heat pump unit at the time of installation before a final electrical inspection will be performed >BP: To construct a two-storey two-family dwelling with two secondary suites ($736,500) located in the basement, with a detached accessory building (garage) at the rear providing 2 parking spaces, and one open parking pad having vehicular access from the lane. Note: Covenant to be registered prior to sheathing inspection. 1- No strata titling permitted 2- No Bar sink proposed 3- No A/C unit proposed 4- Schedule B: Dr. Ning (Alex) Liu P.Eng (778.323.2555) Structural & Geotechnical 5- HPO: Residential Builder - Y & L Developments Ltd ***This permit is issued under the VBBL 2019, with updated energy requirements as per bylaw # 12997 effective Jan 01, 2022.*** | CROWN ELECTRICAL CONTRACTOR LTD
EP-2023-07961 | 2023-11-06 | 2110 RENFREW STREET, Vancouver, BC V5M 3J5 | Electrical Permit | Residential | New | Issued | Installation / Repair - Residential - ¦ 2FD + 2SS: LV ¦ Data,camera,alarm and doorbell >BP: To construct a two-storey two-family dwelling with two secondary suites ($736,500) located in the basement, with a detached accessory building (garage) at the rear providing 2 parking spaces, and one open parking pad having vehicular access from the lane. Note: Covenant to be registered prior to sheathing inspection. 1- No strata titling permitted 2- No Bar sink proposed 3- No A/C unit proposed 4- Schedule B: Dr. Ning (Alex) Liu P.Eng (778.323.2555) Structural & Geotechnical 5- HPO: Residential Builder - Y & L Developments Ltd ***This permit is issued under the VBBL 2019, with updated energy requirements as per bylaw # 12997 effective Jan 01, 2022.*** | One Stop Alarm Systems Ltd
PP-2024-00190 | 2024-01-25 | 2124 RENFREW STREET, Vancouver, BC V5M 3J5 | Plumbing Permit | Residential | New | Issued | Residential - ONE OUT SIDE SUMP WITH OUT PUMP | JVT EXCAVATING & DEMOLITION LTD
EP-2023-10741 | 2023-11-29 | 2124 RENFREW STREET, Vancouver, BC V5M 3J5 | Electrical Permit | Residential | New | Issued | Temporary Power - Residential - To provide temporary power. NOTE: Work authorized by this permit is for placement of a temporary power pole only and does not authorize any site construction and/or excavation. A separate Building Permit will be required prior to commencement of any other work on this site. | Ample Star Electrical Ltd.
MP-2023-02209 | 2023-12-12 | 2131 RENFREW STREET, Vancouver, BC V5M 4M5 | Mechanical Permit | NULL | NULL | Issued | NULL | Pioneer Plumbing & Heating Inc
EP-2023-09247 | 2023-11-03 | 2131 RENFREW STREET, Vancouver, BC V5M 4M5 | Electrical Permit | Commercial | Tenant Improvement | Issued | Installation / Repair - Commercial - adding mini splits for common areas.load calc for exisitng 400 amp 3 phase service attached and photo of range nameplate for 3200W. | Bisco Electrical Contracting Ltd
GP-2023-00452 | 2023-02-08 | 2131 RENFREW STREET, Vancouver, BC V5M 4M5 | Gas Permit | Residential | Renovation | Completed | Residential - replacing hot water tank. | A & J GAS SERVICES LTD
GP-2024-00083 | 2024-01-10 | 2229 RENFREW STREET, Vancouver, BC V5M 3J6 | Gas Permit | Residential | Renovation - Dwelling Unit(s) only | Issued | Residential - FURNACE RE/RE | Reliance Comfort Limited Partnership
MP-2024-00097 | 2024-01-24 | 2232 RENFREW STREET, Vancouver, BC V5M 3J7 | Mechanical Permit | NULL | NULL | Issued | NULL | Lower Mainland Refrigeration Systems Ltd
SP-2023-02137 | 2023-11-24 | 2232 RENFREW STREET, Vancouver, BC V5M 3J7 | Sprinkler Permit | Residential | New | Issued | Residential - 2FD - FRONT - 2232 RENFREW ST - #1 BACK - 2232 RENFREW ST - #2 Install sprinklers in duplex >DB: To construct a two-storey two-family dwelling, with a detached accessory building (garage) at the rear providing 2 parking spaces, having vehicular access from the lane. Note: This is a 2 storey building pursuant to the Zoning and Development By-Law 1. A/C units proposed in rear & front yards ***This permit is issued under the VBBL 2019, with updated energy requirements as per bylaw # 12997 effective Jan 01, 2022.*** Combustible projections or roof soffits on an exposing building face shall not project to less than .45m from the property line and shall be in compliance with VBBL 2019 9.10.15.5.(9) The entire building, to be sprinklered to 2 x NFPA 13D. ******THIS PERMIT HAS BEEN ISSUED UNDER THE REQUIREMENTS OF VBBL #12511 (2019)****** | Gold Key Fire Protection Ltd
EP-2023-01712 | 2023-03-01 | 2232 RENFREW STREET, Vancouver, BC V5M 3J7 | Electrical Permit | Residential | New | Issued | Temporary Power - Residential - To provide temporary power. | ICAN Electrical Ltd.
PP-2023-01554 | 2023-05-03 | 2232 RENFREW STREET, Vancouver, BC V5M 3J7 | Plumbing Permit | Residential | New | Issued | Residential - 2FD - Two out side sumps with out pump | JVT EXCAVATING & DEMOLITION LTD
PP-2023-02505 | 2023-07-14 | 2232 RENFREW STREET, Vancouver, BC V5M 3J7 | Plumbing Permit | Residential | New | Issued | Residential - new plumbing: >BP: To construct a two-storey two-family dwelling, with a detached accessory building (garage) at the rear providing 2 parking spaces, having vehicular access from the lane. Note: This Building Permit will remain in a suspended status until the associated (green) Demolition Permit BP-2022-04753 is completed. Note: This is a 2 storey building pursuant to the Zoning and Development By-Law 1. A/C units proposed in rear & front yards 2. Schedule B: Yuanyuan Fang (604.868.2076) Structural & Geotechnical 3. HPO: Citrine Homes Ltd. | SKY HIGH PLUMBING & HEATING LTD
EP-2023-06437 | 2023-08-01 | 2232 RENFREW STREET, Vancouver, BC V5M 3J7 | Electrical Permit | Residential | New | Issued | Installation / Repair - Residential - Electrical rough wiring and finish -we will leave 3840W circuit for car charger in each garage >BP: To construct a two-storey two-family dwelling, with a detached accessory building (garage) at the rear providing 2 parking spaces, having vehicular access from the lane. Note: This is a 2 storey building pursuant to the Zoning and Development By-Law 1. A/C units proposed in rear & front yards 2. Schedule B: Yuanyuan Fang (604.868.2076) Structural & Geotechnical 3. HPO: Citrine Homes Ltd. ***This permit is issued under the VBBL 2019, with updated energy requirements as per bylaw # 12997 effective Jan 01, 2022.*** Combustible projections or roof soffits on an exposing building face shall not project to less than .45m from the property line and shall be in compliance with VBBL 2019 9.10.15.5.(9) The entire building, to be sprinklered to 2 x NFPA 13D. ******THIS PERMIT HAS BEEN ISSUED UNDER THE REQUIREMENTS OF VBBL #12511 (2019)****** | ICAN Electrical Ltd.
EP-2022-01724 | 2022-03-04 | 2243 RENFREW STREET, Vancouver, BC V5M 3J6 | Electrical Permit | Residential | Renovation | Completed | Installation / Repair - Residential - SERVICE UPGRADE installing new mast, new panel so client is able to update/upgrade their electrical system at future date. Amend: Apr 8, 2022 Need to change this permit to a 200A service. The current house is 100A, and we're changing it to a 200A service only. | Justin Huizing
EP-2022-04396 | 2022-05-26 | 2243 RENFREW STREET, Vancouver, BC V5M 3J6 | Electrical Permit | Residential | Renovation | Completed | Installation / Repair - Residential - Removal of all remaining knob and tube wiring, and replaced with all new circuits for main level of house. | CF Electrical Services ltd
EP-2023-05573 | 2023-06-22 | 2650 RUPERT STREET, Vancouver, BC | Electrical Permit | Commercial | Tenant Improvement | Completed | Installation / Repair - Commercial - Existing Lighting retrofit to LED in storage area, elevator lobbies, reception, and stairwells. | 0968458 BC Ltd DBA Relight Solutions
EP-2023-06354 | 2023-07-14 | 2750 RUPERT STREET, Vancouver, BC V5M 3T7 | Electrical Permit | Commercial | NULL | Issued | Annual / Operating - Repair and Maintenance Renewal of EP-2022-05385 Valid Jun 14, 2023 until Jun 13, 2024 | Deltec Electric Ltd
EP-2022-05385 | 2022-06-24 | 2750 RUPERT STREET, Vancouver, BC V5M 3T7 | Electrical Permit | Commercial | NULL | Expired | Annual / Operating - Maintenance Valid Jun 14, 2022 until Jun 13, 2023 Expired Permit EP-2021-04448 | Deltec Electric Ltd
PP-2023-00036 | 2023-01-05 | 2983 RUPERT STREET, Vancouver, BC | Plumbing Permit | Commercial | Renovation | Completed | Commercial - Move sink & Toilet >BP: Interior alterations to provide improvements for a new Retail Cannabis store in this existing commercial building on this site. Scope of work: Electrical and Plumbing work, including replacing lighting throughout, changing the layout of the bathroom sink and toilet, new hot water tank, removing and relocating baseboard heaters; removing and relocating interior walls; new louver and roof top unit. | AMBER MECHANICAL LTD
EP-2023-00078 | 2023-03-08 | 2983 RUPERT STREET, Vancouver, BC | Electrical Permit | Commercial | Renovation | Completed | Installation / Repair - Commercial - Wiring new circuits for lighting and receptacles ,install new track light and exit, emergency light units, relocate baseboard heaters. >BP: Interior alterations to provide improvements for a new Retail Cannabis store in this existing commercial building on this site. Scope of work: Electrical and Plumbing work, including replacing lighting throughout, changing the layout of the bathroom sink and toilet, new hot water tank, removing and relocating baseboard heaters; removing and relocating interior walls; new louver and roof top unit. New Tenant: Lift Cannabis | Myarc Electrical Inc
NULL | NULL | 2983 RUPERT STREET, Vancouver, BC | Electrical Permit | Commercial | Renovation | Draft | Installation / Repair - Commercial - Alarm system and data wiring upgrade | Opticnet Communications Inc
EP-2023-02327 | 2023-03-21 | 2983 RUPERT STREET, Vancouver, BC | Electrical Permit | Commercial | Renovation | Completed | Installation / Repair - Commercial - alarm, cameras and data wiring upgrade >BP: Interior alterations to provide improvements for a new Retail Cannabis store in this existing commercial building on this site. Scope of work: Electrical and Plumbing work, including replacing lighting throughout, changing the layout of the bathroom sink and toilet, new hot water tank, removing and relocating baseboard heaters; removing and relocating interior walls; new louver and roof top unit. New Tenant: Lift Cannabis | Opticnet Communications Inc
GP-2022-03174 | 2022-10-17 | 3041 RUPERT STREET, Vancouver, BC V5M 3V1 | Gas Permit | Residential | Renovation | Completed | Residential - To Replace 1 Furnace Re/Re | ALL TIME HEATING PLUMBING & AIR CONDITIONING
GP-2023-00723 | 2023-03-01 | 3077 RUPERT STREET, Vancouver, BC V5M 3V1 | Gas Permit | Residential | Tenant Improvement | Completed | Residential - Install furnace *Amendment - August 30, 2023 - Corrected address from 3063 Rupert Street to 3077 Rupert Street* | Gandy Installations Ltd
EP-2023-02277 | 2023-03-17 | 1242 ROBSON STREET, Vancouver, BC | Electrical Permit | Commercial | Tenant Improvement | Completed | Installation / Repair - Commercial - Extra Low Voltage - Installing upgraded CCTV and Card Access system >BP: 2nd Floor Exterior alterations for new roof top unit and interior alterations and a change of major occupancy into a retail store on the second storey of this existing commercial building on this site. Scope of Work: Install interior walls & doors, new washrooms, shelving & equipment, millwork, demo mechanical & electrical, infill two windows, adding 2 rooftop units, plumbing fixtures, electrical, sprinkler, and finishes throughout. Tenant - Rapid Retail Canada Inc OK for field review as per Rosa Astorino - January 4, 2022 Energy Upgrade: E2 - Lighting - Upgrade to incorporate Automatic Full OFF (per 9.4.1.1.(h) of ASHRAE 90.1-2016 Note: Energy checklist is currently no longer required with your Building Permit (BP) application. Some supporting documents are still required at BP stage, specifically Envelope and HVAC, if applicable. Service Water Heating and Lighting supporting documents, if applicable, must be submitted with your related trades permits (e.g. electrical and plumbing). All energy upgrades will be checked during inspections stage. It is the applicant’s responsibility to identify and note all required upgrades including energy upgrades on their BP drawings at BP stage. Separate sprinkler permit is required. Schedule A & Arch B - Arnold Chan 604-616-8088 Schedule B Struc - Min Park 778-836-7221 Schedule B Mech/Plumbing - Don Bergler 604-461-7043 Schedule B Elec - Cameron Ballard 604-347-9722 | Tyco Integrated Fire & Security Canada Inc/Tyco Feu Et Securite Integres Canada Inc
PP-2022-01501 | 2022-05-17 | 1242 ROBSON STREET, Vancouver, BC | Plumbing Permit | Commercial | Renovation | Completed | Commercial - New bathrooms + Janitor Room and Cleaning Area >2nd Floor Exterior alterations for new roof top unit and interior alterations and a change of major occupancy into a retail store on the second storey of this existing commercial building on this site. Scope of Work: Install interior walls & doors, new washrooms, shelving & equipment, millwork, demo mechanical & electrical, infill two windows, adding 2 rooftop units, plumbing fixtures, electrical, sprinkler, and finishes throughout. Tenant - DashMart | PACIFIC FLO MECHANICAL
EP-2022-03819 | 2022-05-10 | 1242 ROBSON STREET, Vancouver, BC | Electrical Permit | Commercial | Tenant Improvement | Completed | Installation / Repair - Commercial - Lighting, Controls, Emergency Lighting, Service, Distribution, Mechanical Power, Branch Circuit Wiring -We will be installing a sub service off the existing service. System is already grounded. Grounding/Bonding selected for branch circuits as well as the new 150KVA transformer XO. >BP: Exterior alterations for new roof top unit and interior alterations and a change of major occupancy into a retail store on the second storey of this existing commercial building on this site. Scope of Work: Install interior walls & doors, new washrooms, shelving & equipment, millwork, demo mechanical & electrical, infill two windows, adding 2 rooftop units, plumbing fixtures, electrical, sprinkler, and finishes throughout. Tenant - DashMart OK for field review as per Rosa Astorino - January 4, 2022 Energy Upgrade: E2 - Lighting - Upgrade to incorporate Automatic Full OFF (per 9.4.1.1.(h) of ASHRAE 90.1-2016 Note: Energy checklist is currently no longer required with your Building Permit (BP) application. Some supporting documents are still required at BP stage, specifically Envelope and HVAC, if applicable. Service Water Heating and Lighting supporting documents, if applicable, must be submitted with your related trades permits (e.g. electrical and plumbing). All energy upgrades will be checked during inspections stage. It is the applicant’s responsibility to identify and note all required upgrades including energy upgrades on their BP drawings at BP stage. Separate sprinkler permit is required. Schedule A & Arch B - Arnold Chan 604-616-8088 Schedule B Struc - Min Park 778-836-7221 Schedule B Mech/Plumbing - Don Bergler 604-461-7043 Schedule B Elec - Cameron Ballard 604-347-9722 | Kato Electrical Inc
SP-2022-00544 | 2022-09-22 | 1242 ROBSON STREET, Vancouver, BC | Sprinkler Permit | Commercial | New | Completed | Commercial - For sprinkler system alterations to the 2019 VBBL and NFPA 13, 2013 for the tenant improvements to provide exterior alterations for new roof top unit and interior alterations and a change of major occupancy into a retail store on the second storey of this existing commercial building on this site. Scope of Work: Remove existing sprinkler system within tenant space and install new sprinkler system within tenant space for change in hazard classification. This application does not include any of the following: • Warehouse storage arrangements, or mobile compact storage arrangements. • Flexible sprinkler pipe. • Information Technology Equipment Rooms (e.g. IT Rooms, LAN Rooms, etc.). • Alternative solutions. Notes: 1. Sprinkler Engineer of Record Mr. Dan Wong of DENV Engineering. T: 7788470572. E: denveng7@gmail.com 2. One set of approved drawings and permit to be available for viewing at the jobsite. | Priority Fire Systems Ltd
EP-2023-03661 | 2023-05-02 | 1160 ROSSLAND STREET, Vancouver, BC V5K 4A1 | Electrical Permit | Residential | Renovation | Cancelled | Installation / Repair - Residential - Installation of a new electrical panel replacing the old one. -service is relocate No additional loads being added. It is a 100 Amp Service | Novawest Electrical Services Ltd
PP-2023-03584 | 2023-10-11 | 1160 ROSSLAND STREET, Vancouver, BC V5K 4A1 | Plumbing Permit | Residential | New | Issued | Residential - 2FD - #1 & #2 - One sump out of the duplex | Jewel Mini Excavating Ltd
MP-2023-01890 | 2023-10-20 | 1160 ROSSLAND STREET, Vancouver, BC V5K 4A1 | Mechanical Permit | NULL | NULL | Issued | NULL | Century Twenty One Gas & Heating Co. Ltd
PP-2023-03700 | 2023-10-24 | 1160 ROSSLAND STREET, Vancouver, BC V5K 4A1 | Plumbing Permit | Residential | New | Issued | Residential - Plumbing >BP: To construct a two-storey two-family dwelling , with a detached accessory building (garage) at the rear providing 2 parking spaces, having vehicular access from the lane. Note: This Building Permit will remain in a suspended status until the associated (green) Demolition Permit BP-2023-02516 is completed. Note: This is a 2.5 storey building pursuant to the Zoning and Development By-Law 1. External mechanical unit proposed 2. Schedule B: Beerinder Sidhu M. Eng. P. Eng 604-339-0034 Structural & Geotechnical 3. HPO: Residential Builder - PD Moore Homes Inc | Century Twenty One Gas & Heating Co. Ltd
EP-2023-09165 | 2023-10-25 | 1160 ROSSLAND STREET, Vancouver, BC V5K 4A1 | Electrical Permit | Residential | New | Issued | Installation / Repair - Residential - new Construction Confirm Interlock as per load calc at rough in DB-2023-02267: Issued >BP: 2FDTo construct a two-storey two-family dwelling , with a detached accessory building (garage) at the rear providing 2 parking spaces, having vehicular access from the lane. ***This permit is issued under the VBBL 2019, with updated energy requirements as per bylaw # 12997 effective Jan 01, 2022.*** | Prabhjot Singh Battu
SP-2024-00049 | 2024-01-18 | 1166 ROSSLAND STREET, Vancouver, BC V5K 4A1 | Sprinkler Permit | Residential | New | Issued | Residential - 2FD - FRONT - 1166 ROSSLAND ST - #1 BACK - 1166 ROSSLAND ST - #2 New sprinkler system >DB: To construct a 2 storey two-family dwelling with a detached accessory building (garage) providing 2 parking spaces, having vehicular access from the lane. 1. Covenant not required 3. Entire building to be sprinklered 2 x NFPA 13D 5. Heat pump proposed – Exterior component located in rear yard, Interior component located in crawl space Note: This is a 2 storey building pursuant to the Zoning and Development By-Law ***This permit is issued under the VBBL 2019, with updated energy requirements as per bylaw # 12997 effective Jan 01, 2022.*** | Haven Fire Protection Ltd
MP-2023-01889 | 2023-10-20 | 1166 ROSSLAND STREET, Vancouver, BC V5K 4A1 | Mechanical Permit | NULL | NULL | Issued | NULL | Century Twenty One Gas & Heating Co. Ltd
EP-2023-09070 | 2023-10-10 | 1166 ROSSLAND STREET, Vancouver, BC V5K 4A1 | Electrical Permit | Residential | New | Issued | Installation / Repair - Residential - Rough in and completion of alarm, tv, tel, net, cctv. >BP: To construct a 2 storey two-family dwelling ($767,757.50) with a detached accessory building (garage) providing 2 parking spaces, having vehicular access from the lane. 1. Covenant not required 3. Entire building to be sprinklered 2 x NFPA 13D 5. Heat pump proposed – Exterior component located in rear yard, Interior component located in crawl space 7. Schedule B: (Beerinder Sidhu) P.Eng (604.339.0034) Structural 8. Schedule B: (Beerinder Sidhu) P.Eng (604.339.0034) Geotechnical 9. HPO: Residential Builder- (PD Moore Homes Inc.) Note: This is a 2 storey building pursuant to the Zoning and Development By-Law ***This permit is issued under the VBBL 2019, with updated energy requirements as per bylaw # 12997 effective Jan 01, 2022.*** | Static Security Inc
EP-2023-06355 | 2023-07-28 | 1166 ROSSLAND STREET, Vancouver, BC V5K 4A1 | Electrical Permit | Residential | New | Issued | Installation / Repair - Residential - New construction >BP: To construct a 2 storey two-family dwelling ($767,757.50) with a detached accessory building (garage) providing 2 parking spaces, having vehicular access from the lane. 1. Covenant not required 3. Entire building to be sprinklered 2 x NFPA 13D 5. Heat pump proposed – Exterior component located in rear yard, Interior component located in crawl space 7. Schedule B: (Beerinder Sidhu) P.Eng (604.339.0034) Structural 8. Schedule B: (Beerinder Sidhu) P.Eng (604.339.0034) Geotechnical 9. HPO: Residential Builder- (PD Moore Homes Inc.) Note: This is a 2 storey building pursuant to the Zoning and Development By-Law ***This permit is issued under the VBBL 2019, with updated energy requirements as per bylaw # 12997 effective Jan 01, 2022.*** | Prabhjot Singh Battu
PP-2023-02538 | 2023-07-18 | 1166 ROSSLAND STREET, Vancouver, BC V5K 4A1 | Plumbing Permit | Residential | New | Issued | Residential - Installation of plumbing fixtures in DUPLEX >BP: To construct a 2 storey two-family dwelling with a detached accessory building (garage) providing 2 parking spaces, having vehicular access from the lane. 1. Covenant not required 3. Entire building to be sprinklered 2 x NFPA 13D 5. Heat pump proposed – Exterior component located in rear yard, Interior component located in crawl space 7. Schedule B: (Beerinder Sidhu) P.Eng (604.339.0034) Structural 8. Schedule B: (Beerinder Sidhu) P.Eng (604.339.0034) Geotechnical 9. HPO: Residential Builder- (PD Moore Homes Inc.) Oct 20/2023-AMEND Please Add two Deck drains | Century Twenty One Gas & Heating Co. Ltd
PP-2023-02687 | 2023-07-28 | 1166 ROSSLAND STREET, Vancouver, BC V5K 4A1 | Plumbing Permit | Residential | New | Issued | Residential - Install out side sump | Nihal Excavating & Landscaping Ltd
EP-2023-05847 | 2023-07-07 | 1166 ROSSLAND STREET, Vancouver, BC V5K 4A1 | Electrical Permit | Residential | New | Issued | Temporary Power - Residential - To provide temporary power. | Prabhjot Singh Battu
GP-2022-03814 | 2022-12-01 | 1167 ROSSLAND STREET, Vancouver, BC V5K 4A2 | Gas Permit | Residential | Addition | Completed | Residential - We installed a Combi Boiler | Pro Ace Heating & Air Conditioning Services Ltd
EP-2022-01481 | 2022-02-24 | 7315 RUPERT STREET, Vancouver, BC V5S 2Z8 | Electrical Permit | Residential | New | Expired | Temporary Power - Residential - To provide temporary power. | N & M Electric Ltd
EP-2022-08856 | 2022-10-18 | 7315 RUPERT STREET, Vancouver, BC V5S 2Z8 | Electrical Permit | Residential | New | Completed | Installation / Repair - Residential - security,intercom tel,tv,data,camera ,speaker,rough-in completion >BP: To construct a 2 storey + basement one-family dwelling with a secondary suite ($974,527.50) located in the basement. Note: Parking for the site has been provided under DB-2021-05880 (Laneway House) Note: This is a 2 storey building pursuant to the Zoning and Development By-Law 1- Covenant registered at the Land Title Office under CA9593886 2- No strata titling permitted 3- No Bar sink proposed 4- A/C unit proposed in rear yard 5- Schedule B: Yatendra Kumar Sharma P.Eng (778.863.7076) Structural & Geotechnical 6- HPO: Residential Builder - Avtar Holdings Ltd Address Note: Address and suite numbers assigned as per approved plans for Fire and Emergency response. The address number is to be posted on the building to be visible from the street and the suite numbers are to be posted at the suite entries in accordance with the Building By-law prior to final inspection. ******THIS PERMIT HAS BEEN ISSUED UNDER THE REQUIREMENTS OF VBBL #12511 (2019)****** Amend: July 28, 2023 add 18000.00 to the value of the permit on this Job Amend: July 28, 2023 remove 18000.00 extra value to this permit which I paid | Repel Security Systems Ltd
SP-2022-01922 | 2022-11-17 | 7315 RUPERT STREET, Vancouver, BC V5S 2Z8 | Sprinkler Permit | Residential | New | Completed | Residential - Install sprinklers in sfd >BP: To construct a 2 storey + basement one-family dwelling with a secondary suite ($974,527.50) located in the basement. Note: Parking for the site has been provided under DB-2021-05880 (Laneway House) Note: This is a 2 storey building pursuant to the Zoning and Development By-Law 1- Covenant registered at the Land Title Office under CA9593886 2- No strata titling permitted 3- No Bar sink proposed 4- A/C unit proposed in rear yard 5- Schedule B: Yatendra Kumar Sharma P.Eng (778.863.7076) Structural & Geotechnical 6- HPO: Residential Builder - Avtar Holdings Ltd ******THIS PERMIT HAS BEEN ISSUED UNDER THE REQUIREMENTS OF VBBL #12511 (2019)****** | Gold Key Fire Protection Ltd
PP-2022-02146 | 2022-06-20 | 7315 RUPERT STREET, Vancouver, BC V5S 2Z8 | Plumbing Permit | Residential | New | Completed | Residential - 1 outside Sump without pump | ON TIME EXCAVATING & DEMOLITION LTD
PP-2022-02507 | 2022-07-18 | 7315 RUPERT STREET, Vancouver, BC V5S 2Z8 | Plumbing Permit | Residential | New | Completed | Residential - This is new house with 28 Fixtures. | AKAL Plumbing & Heating Ltd
MP-2022-00111 | 2022-08-16 | 7315 RUPERT STREET, Vancouver, BC V5S 2Z8 | Mechanical Permit | NULL | NULL | Completed | NULL | AKAL Plumbing & Heating Ltd
GP-2022-02837 | 2022-09-21 | 7315 RUPERT STREET, Vancouver, BC V5S 2Z8 | Gas Permit | Residential | New | Completed | Residential - This is new house with 3 gas appliances. >BP: To construct a 2 storey + basement one-family dwelling with a secondary suite ($974,527.50) located in the basement. | AKAL Plumbing & Heating Ltd
EP-2022-08149 | 2022-09-28 | 7315 RUPERT STREET, Vancouver, BC V5S 2Z8 | Electrical Permit | Residential | New | Completed | Installation / Repair - Residential - All electrical work for a one-family dwelling with a secondary suite >BP: To construct a 2 storey + basement one-family dwelling with a secondary suite ($974,527.50) located in the basement. Note: Parking for the site has been provided under DB-2021-05880 (Laneway House) Note: This is a 2 storey building pursuant to the Zoning and Development By-Law 1- Covenant registered at the Land Title Office under CA9593886 2- No strata titling permitted 3- No Bar sink proposed 4- A/C unit proposed in rear yard 5- Schedule B: Yatendra Kumar Sharma P.Eng (778.863.7076) Structural & Geotechnical 6- HPO: Residential Builder - Avtar Holdings Ltd | N & M Electric Ltd
PP-2023-01519 | 2023-05-01 | 7315 RUPERT STREET, Vancouver, BC V5S 2Z8 | Plumbing Permit | Residential | New | Completed | Residential - 1FD+SS - New Irrigation Install | Bluewater Mechanical Ltd
PP-2024-00154 | 2024-01-24 | 7449 RUPERT STREET, Vancouver, BC V5S 2Z8 | Plumbing Permit | Residential | Renovation | Issued | Residential - Install new fixtures >DB: Exterior and interior alterations to provide improvements to this existing Single Detached House building on this site. Scope of work includes kitchen renovations, re&re main bathroom and alter primary bath and closets. Infill existing windows and door at rear. Replace large window with french doors. New railing to stairs on main level. | MCKIM MECHANICAL
GP-2024-00169 | 2024-01-23 | 7449 RUPERT STREET, Vancouver, BC V5S 2Z8 | Gas Permit | Residential | Renovation | Issued | Residential - Gas rough in for new range >BP: Exterior and interior alterations to provide improvements to this existing Single Detached House building on this site. Scope of work includes kitchen renovations, re&re main bathroom and alter primary bath and closets. Infill existing windows and door at rear. Replace large window with french doors. New railing to stairs on main level. | MCKIM MECHANICAL
GP-2022-00295 | 2022-01-31 | 7483 RUPERT STREET, Vancouver, BC V5S 2Z8 | Gas Permit | Residential | Tenant Improvement | Completed | Residential - Re Re furnace | Moore & Russell Heating Ltd
EP-2022-04146 | 2022-05-30 | 7483 RUPERT STREET, Vancouver, BC V5S 2Z8 | Electrical Permit | Residential | Tenant Improvement | Completed | Installation / Repair - Residential - Electrical install of heat pump. BP not required. NO change to existing service. | Moore And Russell Heating And Air Conditioning Ltd
EP-2023-05147 | 2023-06-14 | 2175 SALAL DRIVE, Vancouver, BC V6K 4V2 | Electrical Permit | Residential | Tenant Improvement | Completed | Installation / Repair - Residential - Replace 3 existing non-networked EV charge stations with 3 new SWTCH networked level 2 EV, PhiHong aw32 charging stations in common parking stalls 7, 8, 9, fed from house panel A/B. Re-use existing breakers and wire. Install a wifi network system to communicate with the stations. | Power Pros Electrical Ltd
GP-2023-02999 | 2023-10-10 | 4107 SALISH DRIVE, Vancouver, BC | Gas Permit | Residential | Renovation | Completed | Residential - RE&RE furnace | Milani Plumbing Heating & Air Conditioning Ltd
GP-2023-01462 | 2023-05-04 | 4149 SALISH DRIVE, Vancouver, BC | Gas Permit | Residential | Renovation - Dwelling Unit(s) only | Completed | Residential - Boiler Replacement | General Heating Ltd
NULL | NULL | 4157 SALISH DRIVE, Vancouver, BC | Electrical Permit | Residential | Renovation | Draft | Installation / Repair - Residential - Re Wire home to make safe. Service upgrade from 100 A to 200 A | Onestop Electrical Services Ltd
EP-2022-04292 | 2022-07-28 | 4230 SALISH DRIVE, Vancouver, BC | Electrical Permit | Residential | Renovation | Issued | Installation / Repair - Residential - Kitchen reno - Counter plug/Gas stove plug/Oven General 15A receptacles throughout new walls Bathroom - Fan/light/GFCI receptacle Outside motion sensor light 20A heat pump -Upgrading service from 100A to 200A >BP: interior/exterior alterations to this existing one family dwelling. Scope of work to include: - new exterior doors and windows - interior layout alteration - renovation to the bathrooms and kitchen - validate the addition sunroom on the main floor Structural Schedule B provided by: H. Ilbeigi Timouri P. ENG. 778.558.9629 See note #1 in Term for Archaeological Site review notes. Amend: Oct 17, 2022 doing the rough in for the AC system at the moment. Wouldn't be able to pull mechanical permit on our side. The HVAC/heat pump company will do it. | Line In Electric Ltd
MP-2022-00605 | 2022-11-29 | 4230 SALISH DRIVE, Vancouver, BC | Mechanical Permit | NULL | NULL | Completed | NULL | Line In Electric Ltd
PP-2022-03095 | 2022-09-07 | 4230 SALISH DRIVE, Vancouver, BC | Plumbing Permit | Residential | Renovation | Cancelled | Residential - Adding 3 shower rooms including 2 bathtubs, 3 stand showers, 3 toilets, 3 vanities. Modifying 1 shower room from the bathtub to stand shower. Modifying the %70 of the water line. -The additional piping is feeding the new fixtures which is adding to the project. For instance, two showers room was added to first floor which is needed the new water and drain line. >interior/exterior alterations to this existing one family dwelling. Scope of work to include: - new exterior doors and windows - interior layout alteration - renovation to the bathrooms and kitchen - validate the addition sunroom on the main floor Structural Schedule B provided by: H. Ilbeigi Timouri P. ENG. 778.558.9629 See note #1 in Term for Archaeological Site review notes. | NULL
PP-2022-04258 | 2022-12-06 | 4230 SALISH DRIVE, Vancouver, BC | Plumbing Permit | Residential | Renovation | Completed | Residential - Rough in and finishing TO CONTINUE WORK STARTED BY PREVIOUS: PP-2022-03095 >BP: Interior/exterior alterations to this existing one family dwelling. Scope of work to include: - new exterior doors and windows - interior layout alteration - renovation to the bathrooms and kitchen - validate the addition sunroom on the main floor | Advantage Home Service Ltd
PP-2023-02066 | 2023-06-14 | 4230 SALISH DRIVE, Vancouver, BC | Plumbing Permit | Residential | Renovation | Completed | Residential - Renovation TO CONTINUE WORK STARTED BY PREVIOUS: PP-2022-04258 >DB: interior/exterior alterations to this existing one family dwelling. Scope of work to include: - new exterior doors and windows - interior layout alteration - renovation to the bathrooms and kitchen - validate the addition sunroom on the main floor | Aminollah Naimi Shishavan
GP-2023-03169 | 2023-10-23 | 4230 SALISH DRIVE, Vancouver, BC | Gas Permit | Residential | New | Completed | Residential - 2 Ranges >BP: interior/exterior alterations to this existing one family dwelling. Scope of work to include: - new exterior doors and windows - interior layout alteration - renovation to the bathrooms and kitchen - validate the addition sunroom on the main floor | Han Appliances & Refrigeration Ltd
GP-2023-02706 | 2023-09-15 | 6311 SALISH DRIVE, Vancouver, BC | Gas Permit | Residential | Renovation | Completed | Residential - Installation of 1 gas fireplace - venting and hook up pnly | Urban Fireplaces Ltd
GP-2022-03259 | 2022-10-21 | 6311 SALISH DRIVE, Vancouver, BC | Gas Permit | Residential | Renovation - Dwelling Unit(s) only | Completed | Residential - Installing gas furnace | Reid Brothers Plumbing & Heating Ltd
MP-2023-01215 | 2023-07-04 | 6319 SALISH DRIVE, Vancouver, BC | Mechanical Permit | NULL | NULL | Completed | NULL | Pioneer Plumbing & Heating Inc
GP-2023-02106 | 2023-07-14 | 6319 SALISH DRIVE, Vancouver, BC | Gas Permit | Residential | Renovation | Completed | Residential - Remove gas line to existing furnace and cap | Pioneer Plumbing & Heating Inc
GP-2023-03022 | 2023-10-11 | 6355 SALISH DRIVE, Vancouver, BC | Gas Permit | Residential | Tenant Improvement | Issued | Residential - Boiler installation with storage tank replacement | 1051750 BC Ltd
EP-2022-03417 | 2022-04-28 | 2885 ROSEMONT DRIVE, Vancouver, BC V5S 2C6 | Electrical Permit | Residential | New | Completed | Installation / Repair - Residential - To Pre-wire and Install security Alarm, and TV/DATA/TELL Cables. >BP: To construct a 2 storey one-family dwelling with a secondary suite located in the Basement ($874,920.00) with an open parking pad, having vehicular access from the 20' Lane. Note: This is a 2 storey building pursuant to the Zoning and Development By-Law 1. Covenant registered at the Land Title Office under CA8670407 2. No Strata Titling permitted 3. A/C proposed – Exterior component located in the rear yard 4. Schedule B: Peter Yee P.Eng (604.255.3868) Structural 5. Schedule B: Peter Yee P.Eng (604.255.3868) Geotechnical 6. HPO: Residential Builder- Unique-Style Homes Ltd Note: This is a 2 storey building pursuant to the Zoning and Development By-Law Address Information: Principle Dwelling: #1-2885 Rosemont Dr - One Family Dwelling (1st & 2nd floor, east portion of basement) Secondary Suite: #2-2885 Rosemont Dr - Secondary Suite (west portion of basement) Laneway home: #3-2885 Rosemont Dr - Laneway House (1 storey) Addresses have been assigned per the approved plans, access to the rear unit is from the xxxx side. This access must be provided & maintained at all times and the building addresses posted to be visible from the street in accordance with the Building By-law. **THIS PERMIT HAS BEEN ISSUED UNDER THE REQUIREMENTS OF VBBL #12511 (2019) ** | Yao Rong Xu
SP-2022-00472 | 2022-04-04 | 2885 ROSEMONT DRIVE, Vancouver, BC V5S 2C6 | Sprinkler Permit | Residential | New | Completed | Residential - To Install 38 sprinkler heads >BP: To construct a 2 storey one-family dwelling with a secondary suite located in the Basement ($874,920.00) with an open parking pad, having vehicular access from the 20' Lane. Note: This is a 2 storey building pursuant to the Zoning and Development By-Law 1. Covenant registered at the Land Title Office under CA8670407 2. No Strata Titling permitted 3. A/C proposed – Exterior component located in the rear yard 4. Schedule B: Peter Yee P.Eng (604.255.3868) Structural 5. Schedule B: Peter Yee P.Eng (604.255.3868) Geotechnical 6. HPO: Residential Builder- Unique-Style Homes Ltd Note: This is a 2 storey building pursuant to the Zoning and Development By-Law Address Information: Principle Dwelling: #1-2885 Rosemont Dr - One Family Dwelling (1st & 2nd floor, east portion of basement) Secondary Suite: #2-2885 Rosemont Dr - Secondary Suite (west portion of basement) Laneway home: #3-2885 Rosemont Dr - Laneway House (1 storey) Addresses have been assigned per the approved plans, access to the rear unit is from the xxxx side. This access must be provided & maintained at all times and the building addresses posted to be visible from the street in accordance with the Building By-law. **THIS PERMIT HAS BEEN ISSUED UNDER THE REQUIREMENTS OF VBBL #12511 (2019) ** | General Sprinkler Systems Ltd
PP-2022-00204 | 2022-01-24 | 2885 ROSEMONT DRIVE, Vancouver, BC V5S 2C6 | Plumbing Permit | Residential | New | Completed | Residential - 1FD+SS - #1 & #2 - plumbing To construct a 2 storey one-family dwelling with a secondary suite located in the Basement with an open parking pad, having vehicular access from the 20' Lane. Note: This is a 2 storey building pursuant to the Zoning and Development By-Law 1. Covenant registered at the Land Title Office under CA8670407 2. No Strata Titling permitted 3. A/C proposed – Exterior component located in the rear yard | WDR CONTRACTING LTD
GP-2022-00204 | 2022-01-24 | 2885 ROSEMONT DRIVE, Vancouver, BC V5S 2C6 | Gas Permit | Residential | New | Completed | Residential - gas ( fireplace rough in only ) To construct a 2 storey one-family dwelling with a secondary suite located in the Basement with an open parking pad, having vehicular access from the 20' Lane. Note: This is a 2 storey building pursuant to the Zoning and Development By-Law 1. Covenant registered at the Land Title Office under CA8670407 2. No Strata Titling permitted 3. A/C proposed – Exterior component located in the rear yard 4. Schedule B: Peter Yee P.Eng (604.255.3868) Structural 5. Schedule B: Peter Yee P.Eng (604.255.3868) Geotechnical 6. HPO: Residential Builder- Unique-Style Homes Ltd | WDR CONTRACTING LTD
GP-2023-01004 | 2023-03-22 | 2913 ROSEMONT DRIVE, Vancouver, BC V5S 2C7 | Gas Permit | Residential | Renovation | Completed | Residential - replace gas water heater | Joyce Heating Services Ltd
EP-2023-06052 | 2023-07-06 | 2488 SCARBORO AVENUE, Vancouver, BC V5P 2L4 | Electrical Permit | Residential | Renovation | Completed | Installation / Repair - Residential - Upgrade services from 100amp to 200amp. | Gold Medal Electric Ltd
GP-2023-03747 | 2023-11-28 | 3026 SCHOOL AVENUE, Vancouver, BC V5R 5M7 | Gas Permit | Residential | Renovation | Completed | Residential - hwt re&re | Ferenc Nagy
EP-2023-02447 | 2023-03-24 | 3041 SCHOOL AVENUE, Vancouver, BC V5R 5M6 | Electrical Permit | Residential | New | Completed | Installation / Repair - Residential - New construction duplex house >BP: To construct a two-storey two-family dwelling with two secondary suites ($939,330.00) located in the basement, with a detached accessory building (garage) and 1 surface parking at the rear providing a total of 3 parking spaces, having vehicular access from the lane. Note: This Building Permit will remain in a suspended status until the associated (green) Demolition Permit BP-2022-03337 is completed. Note: This is a 2 storey building pursuant to the Zoning and Development By-Law 1. Covenant registered at the Land Title Office under CB87084-CB87085 2. A/C units proposed in the rear yard 3. Schedule B: MD. Shahidul Alam, P.Eng (604-653-7475) Structural & Geotechnical 4. Rev#1: HPO: Khera Homes Ltd. 5. The entire building, INCLUDING THE ATTACHED GARAGE (if applicable), to be sprinklered to 2XNFPA 13D. ***This permit has been issued under the VBBL 2019, with updated energy requirements as per bylaw # 12997 effective Jan 01, 2022.*** ** Performance Based modelling of energy usage (compliance path #2) | 24/6 Electric Ltd
GP-2023-01128 | 2023-04-03 | 3041 SCHOOL AVENUE, Vancouver, BC V5R 5M6 | Gas Permit | Residential | New | Completed | Residential - 2 boilers, 2 ranges & 2 bbq's >BP: To construct a two-storey two-family dwelling with two secondary suites ($939,330.00) located in the basement, | Symbolistic Heating Ltd
SP-2023-00645 | 2023-04-13 | 3041 SCHOOL AVENUE, Vancouver, BC V5R 5M6 | Sprinkler Permit | Residential | New | Completed | Residential - 2FD+2SS - EAST - 3041 SCHOOL AV - #1 & #2 WEST - 3039 SCHOOL AV - #1 & #2 Install sprinklers in Duplex >DB: To construct a two-storey two-family dwelling with two secondary suites located in the basement, with a detached accessory building (garage) and 1 surface parking at the rear providing a total of 3 parking spaces, having vehicular access from the lane. Note: This Building Permit will remain in a suspended status until the associated (green) Demolition Permit BP-2022-03337 is completed. Note: This is a 2 storey building pursuant to the Zoning and Development By-Law 1. Covenant registered at the Land Title Office under CB87084-CB87085 2. A/C units proposed in the rear yard 5. The entire building, INCLUDING THE ATTACHED GARAGE (if applicable), to be sprinklered to 2XNFPA 13D. | Gold Key Fire Protection Ltd
NULL | NULL | 3041 SCHOOL AVENUE, Vancouver, BC V5R 5M6 | Plumbing Permit | Residential | New | Draft | Residential - No pump , One sump | Mainline Excavation Ltd
PP-2022-03510 | 2022-10-03 | 3041 SCHOOL AVENUE, Vancouver, BC V5R 5M6 | Plumbing Permit | Residential | New | Completed | Residential - No pump one sump | Mainline Excavation Ltd
PP-2022-03870 | 2022-10-27 | 3041 SCHOOL AVENUE, Vancouver, BC V5R 5M6 | Plumbing Permit | Residential | New | Completed | Residential - 2FD+2SS - EAST - 3041 SCHOOL AV - #1 & #2 WEST - 3039 SCHOOL AV - #1 & #2 Installing new plumbing fixtures inside the duplex >DB: To construct a two-storey two-family dwelling with two secondary suites located in the basement, with a detached accessory building (garage) and 1 surface parking at the rear providing a total of 3 parking spaces, having vehicular access from the lane. Note: This Building Permit will remain in a suspended status until the associated (green) Demolition Permit BP-2022-03337 is completed. Note: This is a 2 storey building pursuant to the Zoning and Development By-Law 1. Covenant registered at the Land Title Office under CB87084-CB87085 2. A/C units proposed in the rear yard 5. The entire building, INCLUDING THE ATTACHED GARAGE (if applicable), to be sprinklered to 2XNFPA 13D. | SUNSHINE PLUMBING LTD
MP-2022-00729 | 2022-12-16 | 3041 SCHOOL AVENUE, Vancouver, BC V5R 5M6 | Mechanical Permit | NULL | NULL | Completed | NULL | SUNSHINE PLUMBING LTD
NULL | NULL | 3041 SCHOOL AVENUE, Vancouver, BC V5R 5M6 | Plumbing Permit | Residential | New | Draft | Residential - No pump only one sump | Mainline Excavation Ltd
EP-2022-06024 | 2022-07-22 | 3041 SCHOOL AVENUE, Vancouver, BC V5R 5M6 | Electrical Permit | Residential | New | Expired | Temporary Power - Residential - To provide temporary power. “NOTE: Work authorized by this permit is for placement of a temporary power pole only and does not authorize any site Construction and/or excavation. A separate Building Permit will be required prior to commencement of any other work On this site. | 24/6 Electric Ltd
EP-2023-03160 | 2023-04-12 | 8955 SHAUGHNESSY STREET, Vancouver, BC V6P 3Y7 | Electrical Permit | Commercial | NULL | Issued | Annual / Operating - Service Work / Office Work Renewal of EP-2022-03385 Valid: April 16, 2023 - April 15, 2024 | Marsic Contracting Ltd
EP-2022-03385 | 2022-04-27 | 8955 SHAUGHNESSY STREET, Vancouver, BC V6P 3Y7 | Electrical Permit | Commercial | NULL | Expired | Annual / Operating - Office Maintenance Renewal of EP-2021-02950 -Valid: April 16, 2022 - April 15, 2023 | Marsic Contracting Ltd
GP-2023-03396 | 2023-11-06 | 2279 RENFREW STREET, Vancouver, BC V5M 3J6 | Gas Permit | Residential | Renovation | Completed | Residential - RE&RE hot water tank | Milani Plumbing Heating & Air Conditioning Ltd
GP-2022-00015 | 2022-01-06 | 2368 RENFREW STREET, Vancouver, BC V5M 3J9 | Gas Permit | Residential | New | Completed | Residential - INSTALL 1 GAS FIREPLACE IN NEW HOME CONSTRUCTION. OUTSIDE WALL, VENT & CONNECT ONLY >To construct a 2 storey one-family dwelling with a secondary suite located in the Basement with a detached accessory building (garage) , at the rear providing 2 parking spaces and a surface parking, having vehicular access from the lane. *This Building Permit will remain in a suspended status until the associated (green) Demolition Permit BP-2021-00189 is completed. The entire building to be sprinklered to NFPA 13D. NOTE: To achieve the required FSR a floor space exclusion of 2% has been applied to this application as per section 10.11.1 of the district schedule, to accommodate improved building performance. 1. Covenant registered at the Land Title Office under CA8825522 2. No strata titling permitted 3. No A/C unit proposed 4. Bar sink located in recreation room 5. Schedule B Sharat Chande P.Eng (604-723-7534) Structural & Geotechnical 6. BC Housing PHW Homes Inc. This is a 2 storey building pursuant to the Zoning and Development By-Law ******THIS PERMIT HAS BEEN ISSUED UNDER THE REQUIREMENTS OF VBBL 2019****** All rooms adjacent to South exposing building face shall be sprinklered. "Combustible projections or roof soffits on an exposing building face shall not project to less than .45m from the property line and shall be in compliance with VBBL 2019 9.10.15.5.(9) Addressing data: #1-2368 Renfrew St - One Family Dwelling (1st & 2nd floor, north portion of basement) #2-2368 Renfrew St - Secondary Suite (south portion of basement) | The LM Fireplace Warehouse Ltd.
EP-2021-09585 | 2022-01-04 | 2368 RENFREW STREET, Vancouver, BC V5M 3J9 | Electrical Permit | Residential | New | Completed | Installation / Repair - Residential - Rough wire and complete install of security alarm systems. cameras systems and all low voltage components >BP: To construct a 2 storey one-family dwelling with a secondary suite located in the Basement with a detached accessory building (garage) , at the rear providing 2 parking spaces and a surface parking, having vehicular access from the lane. *This Building Permit will remain in a suspended status until the associated (green) Demolition Permit BP-2021-00189 is completed. The entire building to be sprinklered to NFPA 13D. NOTE: To achieve the required FSR a floor space exclusion of 2% has been applied to this application as per section 10.11.1 of the district schedule, to accommodate improved building performance. 1. Covenant registered at the Land Title Office under CA8825522 2. No strata titling permitted 3. No A/C unit proposed 4. Bar sink located in recreation room 5. Schedule B Sharat Chande P.Eng (604-723-7534) Structural & Geotechnical 6. BC Housing PHW Homes Inc. This is a 2 storey building pursuant to the Zoning and Development By-Law ******THIS PERMIT HAS BEEN ISSUED UNDER THE REQUIREMENTS OF VBBL 2019****** All rooms adjacent to South exposing building face shall be sprinklered. "Combustible projections or roof soffits on an exposing building face shall not project to less than .45m from the property line and shall be in compliance with VBBL 2019 9.10.15.5.(9) Addressing data: #1-2368 Renfrew St - One Family Dwelling (1st & 2nd floor, north portion of basement) #2-2368 Renfrew St - Secondary Suite (south portion of basement) | Neutron Security Systems Ltd
EP-2022-07069 | 2022-08-23 | 339 RAILWAY STREET, Vancouver, BC V6A 1A4 | Electrical Permit | Commercial | Renovation | Completed | Installation / Repair - Commercial - supply and install 3 new 15a receptacles, 2 new 30a receptacles and new cable tray for data cable. | Power Pros Electrical Ltd
EP-2022-06297 | 2022-07-27 | 349 RAILWAY STREET, Vancouver, BC V6A 1A4 | Electrical Permit | Commercial | Addition | Completed | Installation / Repair - Commercial - Conduit and wiring for 2-door access control in parkade | Phantom Security Corp
GP-2022-02198 | 2022-07-27 | 5075 ROSS STREET, Vancouver, BC V5W 3K6 | Gas Permit | Residential | Renovation | Completed | Residential - Re&Re hot water gas tank BTU: 40.000 | Milani Plumbing Heating & Air Conditioning Ltd
MP-2023-00557 | 2023-04-03 | 5079 ROSS STREET, Vancouver, BC V5W 3K6 | Mechanical Permit | NULL | NULL | Completed | NULL | Moore And Russell Heating And Air Conditioning Ltd
EP-2023-02859 | 2023-04-17 | 5079 ROSS STREET, Vancouver, BC V5W 3K6 | Electrical Permit | Residential | Tenant Improvement | Completed | Installation / Repair - Residential - Electrical installation of heat pump MP-2023-00557 | Moore And Russell Heating And Air Conditioning Ltd
EP-2022-03953 | 2022-05-16 | 3705 RENFREW STREET, Vancouver, BC V5M 3L7 | Electrical Permit | Commercial | Tenant Improvement | Completed | Installation / Repair - Commercial - Emergency Repair for 3705 Renfrew St. Please contact Mike Rattray from BCHydro for more information. 604-815-3594. Replacing existing burned meter base to new one. -Service will not be affected, meterbase replacement in same location, no increase in power. Amend: May 31, 2022 Service Reconnect | Bluephase Electrical Ltd
PP-2023-03950 | 2023-11-08 | 2959 ROSEMONT DRIVE, Vancouver, BC V5S 2C7 | Plumbing Permit | Residential | New | Issued | Residential - 1FD+SS - #1 & #2 - Plumbing >DB: To construct a 2 storey + basement one-family dwelling with a secondary suite located in the basement. Note: Parking for the site has been provided under DB-2022-01326 (Laneway House) 1- Covenant registered at the Land Title Office under CB738088 2- No strata titling permitted 3- Bar sink proposed in basement 4- External Mechanical unit proposed in rear yard ***This permit is issued under the VBBL 2019, with updated energy requirements as per bylaw # 12997 effective Jan 01, 2022.***. | AQUA KING MECHANICAL LTD
MP-2023-02045 | 2023-11-16 | 2959 ROSEMONT DRIVE, Vancouver, BC V5S 2C7 | Mechanical Permit | NULL | NULL | Issued | NULL | AQUA KING MECHANICAL LTD
PP-2023-03713 | 2023-10-23 | 2959 ROSEMONT DRIVE, Vancouver, BC V5S 2C7 | Plumbing Permit | Residential | New | Issued | Residential - Sentry and storm con with sump | AKAL DEMOLITION & EXCAVATING LTD
EP-2023-08072 | 2023-09-06 | 2959 ROSEMONT DRIVE, Vancouver, BC V5S 2C7 | Electrical Permit | Residential | New | Issued | Temporary Power - Residential - To provide temporary power. | G G S ELECTRICAL LTD
EP-2024-00679 | NULL | 2959 ROSEMONT DRIVE, Vancouver, BC V5S 2C7 | Electrical Permit | Residential | Addition | Applicant Revisions | Installation / Repair - Residential - ¦ 1FD: SOLAR RW ONLY ¦ Permit for Rough wiring Only for future solar panel installation for 8 kw with 2 home run of 10/2 NMD. No installation yet >BP: To construct a 2 storey + basement one-family dwelling with a secondary suite ($950,750) located in the basement. Note: Parking for the site has been provided under DB-2022-01326 (Laneway House) 1- Covenant registered at the Land Title Office under CB738088 2- No strata titling permitted 3- Bar sink proposed in basement 4- External Mechanical unit proposed in rear yard 5- Schedule B: Jason Hui, P.Eng (778.319.3403) Structural & Geotechnical 6- Schedule B- Structural "Solar Panels Only" P.Eng. Vishnu Suresh 778-885-0551 7- HPO: Residential Builder - Athoula Management Ltd. ***This permit is issued under the VBBL 2019, with updated energy requirements as per bylaw # 12997 effective Jan 01, 2022.***. | Blueridge Electrical Ltd.
SP-2023-02214 | 2023-12-08 | 2959 ROSEMONT DRIVE, Vancouver, BC V5S 2C7 | Sprinkler Permit | Residential | New | Issued | Residential - 1FD+SS - #1 & #2 - New sprinkler system >DB: To construct a 2 storey + basement one-family dwelling with a secondary suite located in the basement. Note: Parking for the site has been provided under DB-2022-01326 (Laneway House) 1- Covenant registered at the Land Title Office under CB738088 2- No strata titling permitted 3- Bar sink proposed in basement 4- External Mechanical unit proposed in rear yard ***This permit is issued under the VBBL 2019, with updated energy requirements as per bylaw # 12997 effective Jan 01, 2022.***. | Haven Fire Protection Ltd
EP-2023-10854 | 2023-12-15 | 2959 ROSEMONT DRIVE, Vancouver, BC V5S 2C7 | Electrical Permit | Residential | New | Issued | Installation / Repair - Residential - ELECTRICAL ROUGH WIRING,SERVICE AND FINISHING >BP: To construct a 2 storey + basement one-family dwelling with a secondary suite ($950,750) located in the basement. Note: Parking for the site has been provided under DB-2022-01326 (Laneway House) 1- Covenant registered at the Land Title Office under CB738088 2- No strata titling permitted 3- Bar sink proposed in basement 4- External Mechanical unit proposed in rear yard 5- Schedule B: Jason Hui, P.Eng (778.319.3403) Structural & Geotechnical 6- HPO: Residential Builder - Athoula Management Ltd. | G G S ELECTRICAL LTD
EP-2024-00317 | 2024-01-17 | 2959 ROSEMONT DRIVE, Vancouver, BC V5S 2C7 | Electrical Permit | Residential | New | Issued | Installation / Repair - Residential - Extra Low Voltage Pre Wire & Finishing for TV/TEL/Data , CCTV, Security Alarm System and Centralized Vacuum System | Secure Worx AV & Automation Inc
GP-2024-00004 | 2024-01-02 | 2959 ROSEMONT DRIVE, Vancouver, BC V5S 2C7 | Gas Permit | Residential | New | Issued | Residential - to install 1 range 1 bbq 1 patio heater 1 fireplace fireplace piping only >BP: To construct a 2 storey + basement one-family dwelling with a secondary suite ($950,750) located in the basement. | Symbolistic Heating Ltd
EP-2022-02050 | 2022-03-15 | 2975 ROSEMONT DRIVE, Vancouver, BC V5S 2C7 | Electrical Permit | Residential | Renovation | Completed | Installation / Repair - Residential - service upgrade 100 to 200amp, new 3inch duct required and new panel meter base etc. Amend: Apr 13, 2022 Add new circuit for AC unit located at back of house. | Bisco Electrical Contracting Ltd.
EP-2022-03789 | 2022-05-09 | 3037 ROSEMONT DRIVE, Vancouver, BC V5S 2C8 | Electrical Permit | Residential | New | Expired | Temporary Power - Residential - To provide temporary power. | Dragon Electric Ltd
PP-2022-01483 | 2022-05-03 | 3037 ROSEMONT DRIVE, Vancouver, BC V5S 2C8 | Plumbing Permit | Residential | New | Completed | Residential - TWO OUT SIDE SUMPS | JVT EXCAVATING & DEMOLITION LTD
GP-2023-00838 | 2023-03-09 | 3037 ROSEMONT DRIVE, Vancouver, BC V5S 2C8 | Gas Permit | Residential | New | Completed | Residential - 1 Range, 1 Boiler, 1 BBQ & 2 Fireplaces Gas fitting >BP: To construct a 2 storey + basement one-family dwelling with a secondary suite located in the basement with a detached accessory building (garage), at the rear providing 3 parking spaces, having vehicular access from the lane. | KSS Mechanical Ltd
GP-2023-00782 | 2023-03-06 | 3037 ROSEMONT DRIVE, Vancouver, BC V5S 2C8 | Gas Permit | Residential | New | Completed | Residential - Installation of 2 gas fireplaces - venting and hook up only. >BP: To construct a 2 storey + basement one-family dwelling with a secondary suite located in the basement with a detached accessory building (garage), at the rear providing 3 parking spaces, having vehicular access from the lane. | Urban Fireplaces Ltd
EP-2023-01176 | 2023-03-29 | 3037 ROSEMONT DRIVE, Vancouver, BC V5S 2C8 | Electrical Permit | Residential | New | Completed | Installation / Repair - Residential - New house wiring >BP: To construct a 2 storey + basement one-family dwelling with a secondary suite located in the basement with a detached accessory building (garage), at the rear providing 3 parking spaces, having vehicular access from the lane. Note: This is a 2 storey building pursuant to the Zoning and Development By-Law 1- Covenant registered at the Land Title Office under CA9332554. 2- No strata titling permitted. 3- Bar sink proposed in main floor. 4- Schedule B: Antony Wang P.Eng (604.618.6236) Structural & Geotechnical 5- HPO: Homeline Construction & Renovation Ltd. 6. Rev#1: 2 Mini-split A/C units proposed in rear yard and interior #1-3037 Rosemont Dr - One Family Dwelling (1st & 2nd floor, north west portion of basement) #2-3037 Rosemont Dr - Secondary Suite (south west & east portion of basement) Address and suite numbers assigned as per approved plans for Fire and Emergency response. The address number is to be posted on the building to be visible from the street and the suite numbers are to be posted at the suite entries in accordance with the Building By-law prior to final inspection. Combustible projections or roof soffits on an exposing building face shall not project to less than .45m from the property line and shall be in compliance with VBBL 2019 9.10.15.5.(9) The entire building, to be sprinklered to NFPA 13D. ******THIS PERMIT HAS BEEN ISSUED UNDER THE REQUIREMENTS OF VBBL #12511 (2019)****** | L.H. ELECTRIC LTD
EP-2023-01331 | 2023-02-16 | 3037 ROSEMONT DRIVE, Vancouver, BC V5S 2C8 | Electrical Permit | Residential | New | Completed | Installation / Repair - Residential - security, intercom,camera,tel,tv.data , speaker wiring and completion >BP: To construct a 2 storey + basement one-family dwelling with a secondary suite located in the basement with a detached accessory building (garage), at the rear providing 3 parking spaces, having vehicular access from the lane. Note: This is a 2 storey building pursuant to the Zoning and Development By-Law 1- Covenant registered at the Land Title Office under CA9332554. 2- No strata titling permitted. 3- Bar sink proposed in main floor. 4- Schedule B: Antony Wang P.Eng (604.618.6236) Structural & Geotechnical 5- HPO: Homeline Construction & Renovation Ltd. | Repel Security Systems Ltd
PP-2022-03021 | 2022-08-30 | 3037 ROSEMONT DRIVE, Vancouver, BC V5S 2C8 | Plumbing Permit | Residential | New | Completed | Residential - Plumbing for: >BP: To construct a 2 storey + basement one-family dwelling with a secondary suite located in the basement with a detached accessory building (garage), at the rear providing 3 parking spaces, having vehicular access from the lane. | KSS Mechanical Ltd
SP-2023-00106 | 2023-01-19 | 3037 ROSEMONT DRIVE, Vancouver, BC V5S 2C8 | Sprinkler Permit | Residential | New | Completed | Residential - 1FD+SS - #1 & #2 - Install sprinklers in SFD >DB: To construct a 2 storey + basement one-family dwelling with a secondary suite located in the basement with a detached accessory building (garage), at the rear providing 3 parking spaces, having vehicular access from the lane. Note: This is a 2 storey building pursuant to the Zoning and Development By-Law 1- Covenant registered at the Land Title Office under CA9332554. 2- No strata titling permitted. 3- Bar sink proposed in main floor. The entire building, to be sprinklered to NFPA 13D. | Gold Key Fire Protection Ltd
MP-2022-00481 | 2022-10-27 | 3037 ROSEMONT DRIVE, Vancouver, BC V5S 2C8 | Mechanical Permit | NULL | NULL | Completed | NULL | KSS Mechanical Ltd
EP-2022-08744 | 2022-10-14 | 3075 ROSEMONT DRIVE, Vancouver, BC V5S 2C8 | Electrical Permit | Residential | Tenant Improvement | Completed | Installation / Repair - Residential - No change to existing service Building permit not required Electrical installation of Heat pump Mech permit: MP-2022-00404 (Issued) | Moore And Russell Heating And Air Conditioning Ltd
MP-2022-00404 | 2022-10-14 | 3075 ROSEMONT DRIVE, Vancouver, BC V5S 2C8 | Mechanical Permit | NULL | NULL | Completed | NULL | Moore And Russell Heating And Air Conditioning Ltd
GP-2022-00616 | 2022-02-25 | 3075 ROSEMONT DRIVE, Vancouver, BC V5S 2C8 | Gas Permit | Residential | Tenant Improvement | Cancelled | Residential - Re Re Furnace | Moore & Russell Heating Ltd
EP-2022-05230 | 2022-06-21 | 3081 ROSEMONT DRIVE, Vancouver, BC V5S 2C8 | Electrical Permit | Residential | Renovation | Completed | Installation / Repair - Residential - Re-instate existing service to main house as part of laneway home build. Laneway permit with demand calculation & checklist has already been submitted. Laneway will have dual meter base for separate metering between laneway house & main house. | JRGreene Electric Ltd
GP-2022-02897 | 2022-10-13 | 3087 ROSEMONT DRIVE, Vancouver, BC V5S 2C8 | Gas Permit | Residential | Renovation | Completed | Residential - Reno CF-2018-014597 Exterior and Interior alterations to remove the deck enclosure, revert carport and add a garage door to carport, change lower floor layout and add an additional window on the east wall the existing 1 family dwelling on this site. | Deep Water Plumbing Heating & Gas Services Limited
PP-2022-03205 | 2022-09-15 | 3087 ROSEMONT DRIVE, Vancouver, BC V5S 2C8 | Plumbing Permit | Residential | Renovation | Completed | Residential - Plumbing reno >CF-2018-014597 >BP: CF-2018-014597 Exterior and Interior alterations to remove the deck enclosure, revert carport and add a garage door to carport, change lower floor layout and add an additional window on the east wall the existing 1 family dwelling on this site. | Deep Water Plumbing Heating & Gas Services Limited
EP-2022-09319 | 2022-11-15 | 3087 ROSEMONT DRIVE, Vancouver, BC V5S 2C8 | Electrical Permit | Residential | Renovation | Completed | Installation / Repair - Residential - Wiring for smoke alarms, GFCI outlet in bathroom, 7680W 120/240V branch circuit for level 2 EV charger and install the receptacle. >DB: CF-2018-014597 Exterior and Interior alterations to remove the deck enclosure, revert carport and add a garage door to carport, change lower floor layout and add an additional window on the east wall the existing 1 family dwelling on this site. | Myarc Electrical Inc
NULL | NULL | 3668 SCALES PLACE, Vancouver, BC V5R 5Z9 | Gas Permit | Residential | New | Withdrawn | Residential - Installed all electric Mitsubishi hyper heat ducted system | Green Breeze Heating and Cooling Ltd
GP-2023-04226 | 2023-12-28 | 3681 SCALES PLACE, Vancouver, BC V5R 5Z9 | Gas Permit | Residential | Renovation | Issued | Residential - BOILER REPLACEMENT | SUNFLOWER HOME SERVICE LTD
GP-2023-04238 | NULL | 3681 SCALES PLACE, Vancouver, BC V5R 5Z9 | Gas Permit | Residential | Renovation | Withdrawn | Residential - replace a boiler | SUNFLOWER HOME SERVICE LTD
EP-2022-06699 | 2022-08-09 | 5584 RUPERT STREET, Vancouver, BC V5R 2K5 | Electrical Permit | Residential | New | Expired | Temporary Power - Residential - To provide temporary power. | MSD Electrical Ltd.
PP-2023-00456 | 2023-02-09 | 5584 RUPERT STREET, Vancouver, BC V5R 2K5 | Plumbing Permit | Residential | New | Completed | Residential - Site services-sumps | Dryland Excavating Ltd
PP-2023-01424 | 2023-04-24 | 5584 RUPERT STREET, Vancouver, BC V5R 2K5 | Plumbing Permit | Residential | New | Completed | Residential - 2FD+2LO's - NORTH - 5584 RUPERT ST - #1 & #2 (LO) SOUTH - 5584 RUPERT ST - #1 & #2 (LO) New plumbing for duplex >DB: To construct a 2-storey duplex with 2 lock-off units located in the basement with an attached garage providing 2 parking space having vehicular access from Rupert Street. The entire building to be sprinklered to 2x NFPA 13D. NOTE: To achieve the required FSR a floor space exclusion of 2% has been applied to this application as per section 10.15.1 of the district schedule, to accommodate improved building performance. 1. Covenant registered at the Land Title Office under CB259876 2. No strata titling permitted for lock-off units 3. A/C unit proposed in rear yard. | Mann Plumbing and Heating (2019) Ltd
EP-2023-05131 | 2023-06-08 | 5584 RUPERT STREET, Vancouver, BC V5R 2K5 | Electrical Permit | Residential | New | Completed | Installation / Repair - Residential - Alarm, tv, data and phone rough wire and finishing. >BP: To construct a 2-storey duplex with 2 lock-off units located in the basement with an attached garage providing 2 parking space having vehicular access from Rupert Street. This Building Permit will remain in a suspended status until the associated (green) Demolition Permit BP-2022-01659 is completed. The entire building to be sprinklered to 2x NFPA 13D. NOTE: To achieve the required FSR a floor space exclusion of 2% has been applied to this application as per section 10.15.1 of the district schedule, to accommodate improved building performance. 1. Covenant registered at the Land Title Office under CB259876 2. No strata titling permitted for lock-off units 3. A/C unit proposed in rear yard. 4. Schedule B Anthony Wang P.Eng (604-618-6236) Structural and Geotechnical 5. BC Housing Hawthome Enterprises Ltd Note: This is a 2 storey building pursuant to the Zoning and Development By-Law ******THIS PERMIT HAS BEEN ISSUED UNDER THE REQUIREMENTS OF VBBL 2019****** All rooms adjacent to North and South exposing building face shall be sprinklered. "Combustible projections or roof soffits on an exposing building face shall not project to less than .45m from the property line and shall be in compliance with VBBL 2019 9.10.15.5.(9)" Any alterations or conversions to the attached garage to habitable living space shall not be permitted without first obtaining the approval of the Director of Planning and the Chief Building Official. | Charanjit Singh
EP-2023-05314 | 2023-06-19 | 5584 RUPERT STREET, Vancouver, BC V5R 2K5 | Electrical Permit | Residential | New | Completed | Installation / Repair - Residential - New construction 2FD No air conditioning being installed *BP to be amended to "No A/C unit proposed" prior to rough wire inspection being completed. No A/C rough wire to be installed. A/C has not been provided on load calculation >BP: To construct a 2-storey duplex with 2 lock-off units located in the basement with an attached garage providing 2 parking space having vehicular access from Rupert Street. This Building Permit will remain in a suspended status until the associated (green) Demolition Permit BP-2022-01659 is completed. The entire building to be sprinklered to 2x NFPA 13D. NOTE: To achieve the required FSR a floor space exclusion of 2% has been applied to this application as per section 10.15.1 of the district schedule, to accommodate improved building performance. 1. Covenant registered at the Land Title Office under CB259876 2. No strata titling permitted for lock-off units 3. A/C unit proposed in rear yard. 4. Schedule B Anthony Wang P.Eng (604-618-6236) Structural and Geotechnical 5. BC Housing Hawthome Enterprises Ltd Note: This is a 2 storey building pursuant to the Zoning and Development By-Law ******THIS PERMIT HAS BEEN ISSUED UNDER THE REQUIREMENTS OF VBBL 2019****** All rooms adjacent to North and South exposing building face shall be sprinklered. "Combustible projections or roof soffits on an exposing building face shall not project to less than .45m from the property line and shall be in compliance with VBBL 2019 9.10.15.5.(9)" | MSD Electrical Ltd.
GP-2023-01717 | 2023-06-02 | 5584 RUPERT STREET, Vancouver, BC V5R 2K5 | Gas Permit | Residential | New | Completed | Residential - Install 2 boiler, 4 range & 2 BBQ Pipping for 2 range >BP: To construct a 2-storey duplex with 2 lock-off units | JOT MECHANICAL LTD
SP-2023-00972 | 2023-06-05 | 5584 RUPERT STREET, Vancouver, BC V5R 2K5 | Sprinkler Permit | Residential | New | Completed | Residential - installation of a new fire sprinkler system >BP: To construct a 2-storey duplex with 2 lock-off units located in the basement with an attached garage providing 2 parking space having vehicular access from Rupert Street. The entire building to be sprinklered to 2x NFPA 13D. NOTE: To achieve the required FSR a floor space exclusion of 2% has been applied to this application as per section 10.15.1 of the district schedule, to accommodate improved building performance. 1. Covenant registered at the Land Title Office under CB259876 2. No strata titling permitted for lock-off units 3. A/C unit proposed in rear yard. 4. Schedule B Anthony Wang P.Eng (604-618-6236) Structural and Geotechnical 5. BC Housing Hawthome Enterprises Ltd | CENTRE LINE FIRE SPRINKLERS LTD
MP-2023-00858 | 2023-05-16 | 5584 RUPERT STREET, Vancouver, BC V5R 2K5 | Mechanical Permit | NULL | NULL | Completed | NULL | Mann Plumbing and Heating (2019) Ltd
GP-2022-03190 | 2022-10-17 | 8262 SHAUGHNESSY STREET, Vancouver, BC V6P 3X8 | Gas Permit | Residential | Tenant Improvement | Completed | Residential - Removed mid efficiency boiler and storage tank. Install new high efficiency combination boiler. | Lew Plumbing And Heating Ltd
EP-2022-05326 | 2022-06-23 | 8307 SHAUGHNESSY STREET, Vancouver, BC V6P 3Y1 | Electrical Permit | Residential | Renovation - Dwelling Unit(s) only | Issued | Installation / Repair - Residential - Remove 240V Power in illegal suite | Lux Electric Group Ltd
GP-2023-03100 | 2023-10-17 | 8392 SHAUGHNESSY STREET, Vancouver, BC V6P 3Y2 | Gas Permit | Residential | Renovation | Completed | Residential - To Replace 1 Furnace Re/Re | ALL TIME HEATING PLUMBING & AIR CONDITIONING
EP-2023-03499 | 2023-04-26 | 3330 SE MARINE DRIVE, Vancouver, BC V5S 4R8 | Electrical Permit | Commercial | NULL | Issued | Annual / Operating - Annual Electrical operating permit -Renewal of EP-2022-03004 -Valid: April 14, 2023 - April 13, 2024 | 462065 BC Ltd
NULL | NULL | 3330 SE MARINE DRIVE, Vancouver, BC V5S 4R8 | Electrical Permit | Commercial | Renovation | Draft | Installation / Repair - Commercial - Change out fluorescent fixtures to New LED fixtures in Parking area P1 & P2 | NULL
EP-2022-00972 | 2022-02-09 | 3330 SE MARINE DRIVE, Vancouver, BC V5S 4R8 | Electrical Permit | Commercial | Renovation | Completed | Installation / Repair - Commercial - Change out Exit signs for Running Man style. One for One replacement Amend Feb 14, 2022 Adding the following work Changing out fluorescent light fixtures to new LED units in Parking area P1 & P2. Value of this portion $13,108.00 CoV building inspector indicated they do not require drawings for the lighting layout and would advise the CoV electrical inspector | 462065 BC Ltd
NULL | NULL | 3330 SE MARINE DRIVE, Vancouver, BC V5S 4R8 | Electrical Permit | Commercial | NULL | Withdrawn | Annual / Operating - ELECTRICAL MAINTENANCE | Bridge Electric Corp
EP-2022-03004 | 2022-04-13 | 3330 SE MARINE DRIVE, Vancouver, BC V5S 4R8 | Electrical Permit | Commercial | NULL | Expired | Annual / Operating - Annual Operating permit | 462065 BC Ltd
EP-2022-09420 | 2022-11-07 | 3510 SE MARINE DRIVE, Vancouver, BC V5S 4R3 | Electrical Permit | Residential | Renovation | Completed | Installation / Repair - Residential - Replace Faulty Fire Alarm panel. Note: This permit has been issued based on Bulletin 2018-004-BU/EL. This fire alarm system upgrade is limited only to the replacement of existing panel without altering the existing wiring or outlet boxes. | Tytan Electric Inc.
EP-2023-05756 | 2023-07-10 | 3550 SE MARINE DRIVE, Vancouver, BC | Electrical Permit | Residential | Renovation | Completed | Installation / Repair - Residential - Installation of owner supplied lights for BC Hydro retrofit Labour only | DELCO ELECTRIC LTD
PP-2022-01618 | 2022-05-11 | 1910 QUILCHENA CRESCENT, Vancouver, BC V6M 1E1 | Plumbing Permit | Residential | Renovation - Dwelling Unit(s) only | Completed | Residential - Relocate kitchen sink & dishwasher >BP: Exterior and interior alterations to renovate the kitchen in the existing one family dwelling on this site. The scope includes: 1) Kitchen renovation, remove and replace existing millwork and appliances. 2) Remove a non load bearing wall 3) New flooring in kitchen renovation location 4) Remove false gable from east façade and reframe in a larger window. Ok for field review per Jamie Zhang | Costello and Co. Plumbing Inc
GP-2022-01495 | 2022-05-13 | 1910 QUILCHENA CRESCENT, Vancouver, BC V6M 1E1 | Gas Permit | Residential | Renovation - Dwelling Unit(s) only | Completed | Residential - Relocate kitchen gas stove Exterior and interior alterations to renovate the kitchen in the existing one family dwelling on this site. The scope includes: 1) Kitchen renovation, remove and replace existing millwork and appliances. 2) Remove a non load bearing wall 3) New flooring in kitchen renovation location 4) Remove false gable from east façade and reframe in a larger window. >>>> Amend: May 27th -Add to permit: Decommission Gas Fireplace | Costello and Co. Plumbing Inc
EP-2022-03668 | 2022-05-06 | 1910 QUILCHENA CRESCENT, Vancouver, BC V6M 1E1 | Electrical Permit | Residential | Renovation | Completed | Installation / Repair - Residential - Renovation to kitchen and family room. Move existing kitchen circuits. Add kitchen circuits. Addition of recessed lighting. Addition of low voltage under cabinet lighting. Upgrade thermostats, receptacles and switches. >BP: Exterior and interior alterations to renovate the kitchen in the existing one family dwelling on this site. The scope includes: 1) Kitchen renovation, remove and replace existing millwork and appliances. 2) Remove a non load bearing wall 3) New flooring in kitchen renovation location 4) Remove false gable from east façade and reframe in a larger window. Ok for field review per Jamie Zhang | REDISON ELECTRIC LTD
GP-2023-03019 | 2023-10-11 | 1929 QUILCHENA CRESCENT, Vancouver, BC V6M 1C9 | Gas Permit | Residential | Tenant Improvement | Completed | Residential - Installing furnace | 0704121 BC Ltd
GP-2024-00052 | 2024-01-08 | 1930 QUILCHENA CRESCENT, Vancouver, BC V6M 1E1 | Gas Permit | Residential | Renovation | Issued | Residential - Decommission and remove old gas heating source and install | Ashton Service Group/Ashton Mechanical Ltd.
GP-2023-00645 | 2023-02-22 | 1969 QUILCHENA CRESCENT, Vancouver, BC V6M 1C9 | Gas Permit | Residential | Renovation | Completed | Residential - Re & Re HWT Gas | Milani Plumbing Heating & Air Conditioning Ltd
GP-2023-00006 | 2023-01-04 | 1970 QUILCHENA CRESCENT, Vancouver, BC V6M 1E1 | Gas Permit | Residential | Tenant Improvement | Completed | Residential - Re and Re the 50-gal Hot water tank | Moore & Russell Heating Ltd
NULL | NULL | 1990 QUILCHENA CRESCENT, Vancouver, BC V6M 1E1 | Gas Permit | Residential | Renovation | Withdrawn | Residential - replaced gas furnace | BNA Systems Inc and/or Kirkland Metal Shop Ltd
EP-2022-02602 | 2022-03-31 | 1994 QUILCHENA CRESCENT, Vancouver, BC V6M 1E3 | Electrical Permit | Residential | Tenant Improvement | Completed | Installation / Repair - Residential - Replace broken weatherhead for existing Service Conduit | Santec Electric Inc
GP-2023-04067 | 2023-12-20 | 1998 QUILCHENA CRESCENT, Vancouver, BC V6M 1E3 | Gas Permit | Residential | New | Issued | Residential - To install 1 boiler, 1 water heater, 2 fireplaces, 1 range, and 1 BBQ There is piping for 2 fireplace and bbq >BP: Exterior and interior alterations to provide tenant improvements to this existing one family dwelling. The scope of work is to renovate the main floor and upper floor and reduce the roof deck over the family room. | JOT MECHANICAL LTD
GP-2023-03788 | 2023-11-30 | 1998 QUILCHENA CRESCENT, Vancouver, BC V6M 1E3 | Gas Permit | Residential | New | Issued | Residential - Installation of 2 fireplaces Venting and final Hook-Up. >BP: Exterior and interior alterations to provide tenant improvements to this existing one family dwelling. The scope of work is to renovate the main floor and upper floor and reduce the roof deck over the family room. | EVERSHINE FIREPLACES LTD
EP-2023-08272 | 2023-12-21 | 1998 QUILCHENA CRESCENT, Vancouver, BC V6M 1E3 | Electrical Permit | Residential | Renovation | Issued | Installation / Repair - Residential - ¦ 1FD- 200A SERVICE UPGRADE/ RENO ¦ Renovation for single family dwelling service upgrade aswell 200 amp 120/240v install *An approved mechanical permit is required for the installation of air conditioning or heat pump unit before a final electrical inspection will be performed >BP: Exterior and interior alterations to provide tenant improvements to this existing one family dwelling. The scope of work is to renovate the main floor and upper floor and reduce the roof deck over the family room. Structural schedule B signed and sealed by K.J.Ma, 604.599.8890 | GHJ Electric Ltd
GP-2023-02122 | 2023-07-17 | 2002 QUILCHENA CRESCENT, Vancouver, BC V6M 1E3 | Gas Permit | Residential | Renovation - Dwelling Unit(s) only | Completed | Residential - To supply and install new Bradford White 60 gallon gas hot water heater. | Reid Brothers Plumbing & Heating Ltd
EP-2022-00166 | 2022-01-12 | 2005 QUILCHENA CRESCENT, Vancouver, BC V6M 1E2 | Electrical Permit | Residential | New | Expired | Temporary Power - Residential - To provide temporary power. >BP: To construct a 2 storey + cellar one-family dwelling with a detached accessory building (garage), at the rear providing 3 parking spaces, having vehicular access from the lane. Note: This is a 2 storey building pursuant to the Zoning and Development By-Law 1- No Bar/Sink proposed 2- A/C unit proposed at rear yard and second floor plan 3- Schedule B: Antony Wang P.Eng (604.618.6236) Structural 3- Schedule B: Zhao Guan P.Eng (778.868.5635) Geotechnical ******THIS PERMIT HAS BEEN ISSUED UNDER THE REQUIREMENTS OF VBBL 2014 AND THE GREEN HOMES PROGRAM****** NOTE: Work authorized by this permit is for placement of a temporary power pole only and does not authorize any site construction and/or excavation. A separate Building Permit will be required prior to commencement of any other work on this site. | SNG Electric Ltd
NULL | NULL | 2018 QUILCHENA CRESCENT, Vancouver, BC V6M 1E3 | Electrical Permit | Residential | Tenant Improvement | Draft | Installation / Repair - Residential - Upgrade overhead electrical service from 100 to 200 amp, add EV charger. | BPM Electric Ltd
EP-2023-08514 | 2023-10-13 | 2018 QUILCHENA CRESCENT, Vancouver, BC V6M 1E3 | Electrical Permit | Residential | Tenant Improvement | Issued | Installation / Repair - Residential - ¦ 1FD- 200A SERVICE UPGRADE/ RENO ¦ Upgrade electrical service from 100 to 200. Add EV charger wiring. Add sauna wiring. | BPM Electric Ltd
GP-2023-02912 | 2023-10-04 | 2038 QUILCHENA CRESCENT, Vancouver, BC V6M 1E3 | Gas Permit | Residential | Renovation | Completed | Residential - hwt re&re | Ferenc Nagy
MP-2022-00529 | 2022-11-07 | 2070 QUILCHENA CRESCENT, Vancouver, BC V6M 1E3 | Mechanical Permit | NULL | NULL | Completed | NULL | Moore And Russell Heating And Air Conditioning Ltd
EP-2022-06395 | 2022-08-02 | 2070 QUILCHENA CRESCENT, Vancouver, BC V6M 1E3 | Electrical Permit | Residential | Tenant Improvement | Completed | Installation / Repair - Residential - No change to existing service. Electrical installation for heat pump. BP not required. Mechanical permit to be obtained. | Moore And Russell Heating And Air Conditioning Ltd
GP-2022-00265 | 2022-01-28 | 2087 QUILCHENA CRESCENT, Vancouver, BC V6M 1E2 | Gas Permit | Residential | Renovation | Completed | Residential - replaced gas furnace and hot water heater | BNA Systems Inc and/or Kirkland Metal Shop Ltd
NULL | NULL | 2008 QUILCHENA PLACE, Vancouver, BC V6M 1C5 | Mechanical Permit | NULL | NULL | Draft | NULL | Reid Brothers Plumbing & Heating Ltd
GP-2023-00795 | 2023-03-06 | 2044 QUILCHENA PLACE, Vancouver, BC V6M 1C5 | Gas Permit | Residential | Renovation | Completed | Residential - Decommission and remove old Furnace. Install Heat pump | Ashton Service Group/Ashton Mechanical Ltd.
MP-2023-00394 | 2023-03-16 | 2044 QUILCHENA PLACE, Vancouver, BC V6M 1C5 | Mechanical Permit | NULL | NULL | Completed | NULL | Ashton Service Group/Ashton Mechanical Ltd.
EP-2023-08172 | 2024-01-19 | 2044 QUILCHENA PLACE, Vancouver, BC V6M 1C5 | Electrical Permit | Residential | Renovation | Issued | Installation / Repair - Residential - We will be adding a circuit for a heat pump and a circuit for a heat strip *MP-2023-00394: Completed (Heating and Cooling) ¦ WWOP Applied | Douglas Millington o/a Moose Electric
GP-2023-02842 | NULL | 6748 RADISSON STREET, Vancouver, BC V5S 3W9 | Gas Permit | Residential | Renovation | Application Incomplete | Residential - Eliminate old furnace and gas capped off the existing gas supply line Mechanical Permit required to install Heat Pump Electrical Permit required | JL Plumbing and Heating Ltd
NULL | NULL | 6748 RADISSON STREET, Vancouver, BC V5S 3W9 | Mechanical Permit | NULL | NULL | Draft | NULL | JL Plumbing and Heating Ltd
GP-2022-01530 | 2022-05-17 | 6772 RADISSON STREET, Vancouver, BC V5S 3W9 | Gas Permit | Residential | Tenant Improvement | Completed | Residential - Re Re Furnace | Moore & Russell Heating Ltd
EP-2023-10957 | NULL | 5296 RHODES STREET, Vancouver, BC V5R 3N8 | Electrical Permit | Residential | Renovation | Application Incomplete | Installation / Repair - Residential - Circuit breakers for Air Conditioner is not the proper make of the Panel. Replace Breaker to match the Panel. CF-2023-010033 | Roussos Electric Ltd
PP-2022-03826 | NULL | 5396 RHODES STREET, Vancouver, BC V5R 3N8 | Plumbing Permit | Commercial | Renovation | Draft | Commercial - Installation of prv valve. | NULL
EP-2022-05652 | 2022-07-06 | 5422 RHODES STREET, Vancouver, BC V5R 3N9 | Electrical Permit | Residential | New | Completed | Installation / Repair - Residential - extra low voltage data cable and coax cable termination | AJ INTEGRATED SERVICES LTD
GP-2023-02695 | 2023-09-13 | 5505 RHODES STREET, Vancouver, BC V5R 3P1 | Gas Permit | Residential | Tenant Improvement | Issued | Residential - Re and Re Furnace, Re and Re Water Heater | Moore & Russell Heating Ltd
GP-2023-00429 | 2023-02-06 | 5508 RHODES STREET, Vancouver, BC V5R 3N9 | Gas Permit | Residential | Renovation | Completed | Residential - Navien Combi Boiler replacement | Angels Heating & Cooling Ltd
NULL | NULL | 5508 RHODES STREET, Vancouver, BC V5R 3N9 | Gas Permit | Residential | Renovation | Draft | Residential - Boiler replacement | Angels Heating & Cooling Ltd
GP-2022-00164 | 2022-01-19 | 5524 RHODES STREET, Vancouver, BC V5R 3N9 | Gas Permit | Residential | Renovation | Completed | Residential - We are replacing regular boiler with high efficiency combination of heating and hot water system . | Superstar Plumbing Heating & Sprinkler Supplies Ltd
EP-2022-03516 | 2022-05-02 | 5555 RHODES STREET, Vancouver, BC V5R 3P1 | Electrical Permit | Residential | New | Expired | Temporary Power - Residential - To provide temporary power. NOTE: Work authorized by this permit is for placement of a temporary power pole only and does not authorize any site construction and/or excavation. A separate Building Permit will be required prior to commencement of any other work on this site. | ABC1 ELECTRICAL SERVICES LTD.
PP-2023-00048 | 2023-01-09 | 5555 RHODES STREET, Vancouver, BC V5R 3P1 | Plumbing Permit | Residential | New | Completed | Residential - Plumbing To construct a two-storey two-family dwelling with two secondary suites located in the basement, with a detached accessory building (garage) at the rear providing 2 parking spaces, having vehicular access from the lane. Note: This is a 2 storey building pursuant to the Zoning and Development By-Law 1. Covenant registered at the Land Title Office under CA9660267 2. No strata titling permitted 3. A/C units proposed in the rear yard and upper floor 4. No bar sinks proposed 5. Schedule B: ALAN PRAHALAD P.Eng (604-831-1431) Structural & Geotechnical 6. HPO: Residential Builder - Royal Casa Construction Ltd. 7. The entire building, INCLUDING THE ATTACHED GARAGE (if applicable), to be sprinklered to 2XNFPA 13D. Jan 17/23 AMEND Adding heating layout sheets for the unit A And unitB | J S Hayer Plumbing & Heating Ltd
MP-2023-00069 | 2023-01-17 | 5555 RHODES STREET, Vancouver, BC V5R 3P1 | Mechanical Permit | NULL | NULL | Completed | NULL | J S Hayer Plumbing & Heating Ltd
EP-2022-09817 | 2023-01-24 | 5555 RHODES STREET, Vancouver, BC V5R 3P1 | Electrical Permit | Residential | New | Completed | Installation / Repair - Residential - New duplex house with authorized suite, with detached garage. MP-2023-00069 >BP: To construct a two-storey two-family dwelling with two secondary suites ($908,000) located in the basement, with a detached accessory building (garage) at the rear providing 2 parking spaces, having vehicular access from the lane. Note: This is a 2 storey building pursuant to the Zoning and Development By-Law 1. Covenant registered at the Land Title Office under CA9660267 2. No strata titling permitted 3. A/C units proposed in the rear yard and upper floor 4. No bar sinks proposed 5. Schedule B: ALAN PRAHALAD P.Eng (604-831-1431) Structural & Geotechnical 6. HPO: Residential Builder - Royal Casa Construction Ltd. 7. The entire building, INCLUDING THE ATTACHED GARAGE (if applicable), to be sprinklered to 2XNFPA 13D. ******THIS PERMIT HAS BEEN ISSUED UNDER THE REQUIREMENTS OF VBBL #12511 (2019)****** | ABC1 ELECTRICAL SERVICES LTD.
PP-2022-04175 | 2022-11-21 | 5555 RHODES STREET, Vancouver, BC V5R 3P1 | Plumbing Permit | Residential | New | Completed | Residential - Sump | BigCity Excavation Ltd
GP-2023-00777 | 2023-03-06 | 5555 RHODES STREET, Vancouver, BC V5R 3P1 | Gas Permit | Residential | New | Completed | Residential - 2 complete boilers and piping only for two stoves and two BBQ. Gas fitting in duplex. >BP: To construct a two-storey two-family dwelling with two secondary suites ($908,000) located in the basement, with a detached accessory building (garage) at the rear providing 2 parking spaces, having vehicular access from the lane. | Ultra Mechanical Ltd
SP-2023-00378 | 2023-03-07 | 5555 RHODES STREET, Vancouver, BC V5R 3P1 | Sprinkler Permit | Residential | New | Completed | Residential - 2FD+2SS - FRONT - 5555 RHODES ST - #1 & #2 BACK - 5557 RHODES ST - #1 & #2 new sprinkler installation >DB: To construct a two-storey two-family dwelling with two secondary suites located in the basement, with a detached accessory building (garage) at the rear providing 2 parking spaces, having vehicular access from the lane. Note: This is a 2 storey building pursuant to the Zoning and Development By-Law 1. Covenant registered at the Land Title Office under CA9660267 2. No strata titling permitted 3. A/C units proposed in the rear yard and upper floor 4. No bar sinks proposed 7. The entire building, INCLUDING THE ATTACHED GARAGE (if applicable), to be sprinklered to 2XNFPA 13D. | Real Tech Fire Protection Ltd
EP-2023-02135 | 2023-03-14 | 5555 RHODES STREET, Vancouver, BC V5R 3P1 | Electrical Permit | Residential | New | Completed | Installation / Repair - Residential - Television Cables and security alarm, data and Telephone, Vacuum systems doorbell, and Security cameras. >BP: To construct a two-storey two-family dwelling with two secondary suites ($908,000) located in the basement, with a detached accessory building (garage) at the rear providing 2 parking spaces, having vehicular access from the lane. Note: This is a 2 storey building pursuant to the Zoning and Development By-Law 1. Covenant registered at the Land Title Office under CA9660267 2. No strata titling permitted 3. A/C units proposed in the rear yard and upper floor 4. No bar sinks proposed 5. Schedule B: ALAN PRAHALAD P.Eng (604-831-1431) Structural & Geotechnical 6. HPO: Residential Builder - Royal Casa Construction Ltd. 7. The entire building, INCLUDING THE ATTACHED GARAGE (if applicable), to be sprinklered to 2XNFPA 13D. ******THIS PERMIT HAS BEEN ISSUED UNDER THE REQUIREMENTS OF VBBL #12511 (2019)****** | Innova Security Systems Inc
GP-2022-01322 | 2022-04-28 | 4835 ROSS STREET, Vancouver, BC V5V 4V1 | Gas Permit | Residential | New | Completed | Residential - to install boiler, range , and rough in piping for bbq >BP: To construct a 2.5 storey two-family dwelling ($928,418) with a detached accessory building (garage) and 2 open parking at the rear providing 4 parking spaces, having vehicular access from the lane. 1. No strata titling permitted 2. A/C proposed – Exterior component located in Rear Yard, Interior component located in 1/2 storey level. 3. No Bar sink 4. Schedule B: (J.J.S HUI) P.Eng (778.319.3403) Structural & Geotechnical 5. HPO: Residential Builder- 0820163 B.C. Ltd Note: This is a 2.5 storey building pursuant to the Zoning and Development By-Law Address Information: Principle Dwelling (North): 4835 Ross St Principle Dwelling (South): 4837 Ross St Address numbers assigned as per approved plans for Fire and Emergency response. The address numbers are to be posted to the building to be visible from the street and in accordance with the Building By-law prior to final inspection. Building Permit DB-2021-04113 has been suspended pending completion of the associated (green) Demolition Permit BP-2021-04114 **THIS PERMIT HAS BEEN ISSUED UNDER THE REQUIREMENTS OF VBBL #12511 (2019)** | ACME PLUMBING HEATING & GAS LTD.
SP-2022-00533 | 2022-04-13 | 4835 ROSS STREET, Vancouver, BC V5V 4V1 | Sprinkler Permit | Residential | New | Completed | Residential - to install a new sprinkler system for duplex >BP: To construct a 2.5 storey two-family dwelling ($928,418) with a detached accessory building (garage) and 2 open parking at the rear providing 4 parking spaces, having vehicular access from the lane. 1. No strata titling permitted 2. A/C proposed – Exterior component located in Rear Yard, Interior component located in 1/2 storey level. 3. No Bar sink 4. Schedule B: (J.J.S HUI) P.Eng (778.319.3403) Structural & Geotechnical 5. HPO: Residential Builder- 0820163 B.C. Ltd Note: This is a 2.5 storey building pursuant to the Zoning and Development By-Law Address Information: Principle Dwelling (North): 4835 Ross St Principle Dwelling (South): 4837 Ross St Address numbers assigned as per approved plans for Fire and Emergency response. The address numbers are to be posted to the building to be visible from the street and in accordance with the Building By-law prior to final inspection. Building Permit DB-2021-04113 has been suspended pending completion of the associated (green) Demolition Permit BP-2021-04114 **THIS PERMIT HAS BEEN ISSUED UNDER THE REQUIREMENTS OF VBBL #12511 (2019)** | ACME PLUMBING HEATING & GAS LTD.
PP-2022-00906 | 2022-03-17 | 4835 ROSS STREET, Vancouver, BC V5V 4V1 | Plumbing Permit | Residential | New | Completed | Residential - to install new plumbing fixtures for Duplex To construct a 2.5 storey two-family dwelling with a detached accessory building (garage) and 2 open parking at the rear providing 4 parking spaces, having vehicular access from the lane. 1. No strata titling permitted 2. A/C proposed – Exterior component located in Rear Yard, Interior component located in 1/2 storey level. 3. No Bar sink 4. Schedule B: (J.J.S HUI) P.Eng (778.319.3403) Structural & Geotechnical 5. HPO: Residential Builder- 0820163 B.C. Ltd | ACME PLUMBING HEATING & GAS LTD.
EP-2022-02356 | 2022-03-24 | 4835 ROSS STREET, Vancouver, BC V5V 4V1 | Electrical Permit | Residential | New | Completed | Installation / Repair - Residential - duplex low voltage wiring and finishing -Data, telephone, tv, security alarm,security camera,door bell >BP: To construct a 2.5 storey two-family dwelling ($928,418) with a detached accessory building (garage) and 2 open parking at the rear providing 4 parking spaces, having vehicular access from the lane. 1. No strata titling permitted 2. A/C proposed – Exterior component located in Rear Yard, Interior component located in 1/2 storey level. 3. No Bar sink 4. Schedule B: (J.J.S HUI) P.Eng (778.319.3403) Structural & Geotechnical 5. HPO: Residential Builder- 0820163 B.C. Ltd Note: This is a 2.5 storey building pursuant to the Zoning and Development By-Law | Ema Electric Ltd
EP-2021-09576 | 2022-01-04 | 4835 ROSS STREET, Vancouver, BC V5V 4V1 | Electrical Permit | Residential | New | Completed | Installation / Repair - Residential - Wiring new duplex house. >BP: To construct a 2.5 storey two-family dwelling ($928,418) with a detached accessory building (garage) and 2 open parking at the rear providing 4 parking spaces, having vehicular access from the lane. 2. No strata titling permitted 3. A/C proposed – Exterior component located in Rear Yard, Interior component located in 1/2 storey level. 4. No Bar sink 5. Schedule B: (J.J.S HUI) P.Eng (778.319.3403) Structural & Geotechnical 7. HPO: Residential Builder- 0820163 B.C. Ltd Note: This is a 2.5 storey building pursuant to the Zoning and Development By-Law Address Information: Principle Dwelling (North): 4835 Ross St Principle Dwelling (South): 4837 Ross St Address numbers assigned as per approved plans for Fire and Emergency response. The address numbers are to be posted to the building to be visible from the street and in accordance with the Building By-law prior to final inspection. Building Permit DB-2021-04113 has been suspended pending completion of the associated (green) Demolition Permit BP-2021-04114 **THIS PERMIT HAS BEEN ISSUED UNDER THE REQUIREMENTS OF VBBL #12511 (2019)** | Powerful Electric Ltd
PP-2022-00483 | 2022-02-14 | 4835 ROSS STREET, Vancouver, BC V5V 4V1 | Plumbing Permit | Residential | New | Completed | Residential - 2FD - NORTH UNIT - 4835 ROSS ST SOUTH UNIT - 4835 ROSS ST Install one sump without pump To construct a 2.5 storey two-family dwelling with a detached accessory building (garage) and 2 open parking at the rear providing 4 parking spaces, having vehicular access from the lane. 1. No strata titling permitted 2. A/C proposed – Exterior component located in Rear Yard, Interior component located in 1/2 storey level. 3. No Bar sink | Van-City Excavating Ltd
EP-2023-05605 | 2023-07-10 | 4836 ROSS STREET, Vancouver, BC V5V 4V2 | Electrical Permit | Residential | Addition | Completed | Installation / Repair - Residential - ¦ 1FD/ EV ¦ Adding an EV charger and Power management device DCC12: 9600W | Rocket EV Charging Solutions Inc
PP-2023-02527 | 2023-07-17 | 4850 ROSS STREET, Vancouver, BC V5V 4V2 | Plumbing Permit | Residential | New | Completed | Residential - 3/4 DCVA backflow preventer for lawn irrigation | Yue Jin Qiu
GP-2022-03301 | 2022-10-27 | 4850 ROSS STREET, Vancouver, BC V5V 4V2 | Gas Permit | Residential | New | Completed | Residential - 1FD+SS - #1 & #2 - Venting and hookup only >DB: To construct a 2 storey one-family dwelling with a secondary suite located in the Basement with a detached accessory building (garage) , at the rear providing 2 parking spaces, having vehicular access from the lane. The entire building, INCLUDING THE ATTACHED GARAGE (if applicable), to be sprinklered to NFPA 13D. NOTE: To achieve the required FSR a floor space exclusion of 2% has been applied to this application as per section 10.11.1 of the district schedule, to accommodate improved building performance. 1. Covenant registered at the Land Title Office under CA9207372 2. No strata titling permitted 3. Exterior A/C unit proposed in rear yard Interior A/C unit proposed in second floor. 4. Bar sink located in basement | REAL LIGHTING & FIREPLACES LTD
EP-2022-07663 | 2022-09-14 | 4850 ROSS STREET, Vancouver, BC V5V 4V2 | Electrical Permit | Residential | New | Completed | Installation / Repair - Residential - 1FD+SS - #1 & #2 - New house electrical wiring and finishing with 200 amp overhead service with one meter >DB: To construct a 2 storey one-family dwelling with a secondary suite located in the Basement with a detached accessory building (garage) , at the rear providing 2 parking spaces, having vehicular access from the lane. The entire building, INCLUDING THE ATTACHED GARAGE (if applicable), to be sprinklered to NFPA 13D. 1. Covenant registered at the Land Title Office under CA9207372 2. No strata titling permitted 3. Exterior A/C unit proposed in rear yard Interior A/C unit proposed in second floor. 4. Bar sink located in basement | E G ELECTRICAL LTD.
SP-2022-01629 | 2022-10-04 | 4850 ROSS STREET, Vancouver, BC V5V 4V2 | Sprinkler Permit | Residential | New | Completed | Residential - New sprinkler system and piping >To construct a 2 storey one-family dwelling with a secondary suite located in the Basement ($616,750.00) with a detached accessory building (garage) , at the rear providing 2 parking spaces, having vehicular access from the lane. The entire building, INCLUDING THE ATTACHED GARAGE (if applicable), to be sprinklered to NFPA 13D. NOTE: To achieve the required FSR a floor space exclusion of 2% has been applied to this application as per section 10.11.1 of the district schedule, to accommodate improved building performance. 1. Covenant registered at the Land Title Office under CA9207372 2. No strata titling permitted 3. Exterior A/C unit proposed in rear yard Interior A/C unit proposed in second floor. 4. Bar sink located in basement 5. Schedule B Y. K. Sharma P.Eng (778-863-7076) Structural & Geotechnical 6. BC Housing - Maximus Vision Group Ltd.:37785 This is a 2 storey building pursuant to the Zoning and Development By-Law ******THIS PERMIT HAS BEEN ISSUED UNDER THE REQUIREMENTS OF VBBL 2019****** | MP FIRE PROTECTION LTD
NULL | NULL | 4850 ROSS STREET, Vancouver, BC V5V 4V2 | Electrical Permit | Residential | New | Withdrawn | Installation / Repair - Residential - alarm/tv/tel/data/cameras/vacuum/doorbell/sound | Sidhu, Bhag Singh DBA: Astech Automation & Security Technologies
EP-2022-07975 | 2022-09-28 | 4850 ROSS STREET, Vancouver, BC V5V 4V2 | Electrical Permit | Residential | New | Completed | Installation / Repair - Residential - Security ALARM, Tel, data, tv, vacuum, cameras, doorbell, sound >>BP: To construct a 2 storey one-family dwelling with a secondary suite located in the Basement ($616,750.00) with a detached accessory building (garage) , at the rear providing 2 parking spaces, having vehicular access from the lane. The entire building, INCLUDING THE ATTACHED GARAGE (if applicable), to be sprinklered to NFPA 13D. | Sidhu, Bhag Singh DBA: Astech Automation & Security Technologies
GP-2022-02510 | 2022-08-24 | 4850 ROSS STREET, Vancouver, BC V5V 4V2 | Gas Permit | Residential | New | Completed | Residential - New house gas line >BP: To construct a 2 storey one-family dwelling with a secondary suite located in the Basement ($616,750.00) with a detached accessory building (garage) , at the rear providing 2 parking spaces, having vehicular access from the lane. The entire building, INCLUDING THE ATTACHED GARAGE (if applicable), to be sprinklered to NFPA 13D. NOTE: To achieve the required FSR a floor space exclusion of 2% has been applied to this application as per section 10.11.1 of the district schedule, to accommodate improved building performance. 1. Covenant registered at the Land Title Office under CA9207372 2. No strata titling permitted 3. Exterior A/C unit proposed in rear yard Interior A/C unit proposed in second floor. 4. Bar sink located in basement 5. Schedule B Y. K. Sharma P.Eng (778-863-7076) Structural & Geotechnical 6. BC Housing - Maximus Vision Group Ltd.:37785 This is a 2 storey building pursuant to the Zoning and Development By-Law Address Information: Principle Dwelling: #1-4850 Ross St Secondary Suite: #2-4850 Ross St Address and suite numbers assigned as per approved plans for Fire and Emergency response. The address number is to be posted to the building to be visible from the street and the suite numbers are to be posted at the suite entries in accordance with the Building By-law prior to final inspection. ******THIS PERMIT HAS BEEN ISSUED UNDER THE REQUIREMENTS OF VBBL 2019****** | GAHEER Bros Mechanical Ltd
PP-2022-01337 | 2022-04-22 | 4850 ROSS STREET, Vancouver, BC V5V 4V2 | Plumbing Permit | Residential | New | Completed | Residential - 1FD+SS -N#1 & #2 - 4850 ross To construct a 2 storey one-family dwelling with a secondary suite located in the Basement with a detached accessory building (garage) , at the rear providing 2 parking spaces, having vehicular access from the lane. The entire building, INCLUDING THE ATTACHED GARAGE (if applicable), to be sprinklered to NFPA 13D. 1. Covenant registered at the Land Title Office under CA9207372 2. No strata titling permitted 3. Exterior A/C unit proposed in rear yard Interior A/C unit proposed in second floor. 4. Bar sink located in basement AMEND: OCT 11/2023 ADD ONE SUMP WITH PUMP, ENGINEER LETTER UPLOADED AMEND: NOV 2/2023 There is one sump with pumps (storm sump). There is one sump without pumps. We have attached the engineer digital letter and drawings which have been verified by Ed Bauman through email. | JVT EXCAVATING & DEMOLITION LTD
PP-2022-01753 | 2022-05-24 | 4850 ROSS STREET, Vancouver, BC V5V 4V2 | Plumbing Permit | Residential | New | Completed | Residential - Plumbing >BP: To construct a 2 storey one-family dwelling with a secondary suite located in the Basement ($616,750.00) with a detached accessory building (garage) , at the rear providing 2 parking spaces, having vehicular access from the lane. The entire building, INCLUDING THE ATTACHED GARAGE (if applicable), to be sprinklered to NFPA 13D. NOTE: To achieve the required FSR a floor space exclusion of 2% has been applied to this application as per section 10.11.1 of the district schedule, to accommodate improved building performance. 1. Covenant registered at the Land Title Office under CA9207372 2. No strata titling permitted 3. Exterior A/C unit proposed in rear yard Interior A/C unit proposed in second floor. 4. Bar sink located in basement 5. Schedule B Y. K. Sharma P.Eng (778-863-7076) Structural & Geotechnical 6. BC Housing - Maximus Vision Group Ltd.:37785 This is a 2 storey building pursuant to the Zoning and Development By-Law Address Information: Principle Dwelling: #1-4850 Ross St Secondary Suite: #2-4850 Ross St Address and suite numbers assigned as per approved plans for Fire and Emergency response. The address number is to be posted to the building to be visible from the street and the suite numbers are to be posted at the suite entries in accordance with the Building By-law prior to final inspection. ******THIS PERMIT HAS BEEN ISSUED UNDER THE REQUIREMENTS OF VBBL 2019****** | GAHEER Bros Mechanical Ltd
NULL | NULL | 4946 ROSS STREET, Vancouver, BC V5W 3K5 | Plumbing Permit | Residential | Renovation | Draft | Residential - Repipe of domestic water lines, not including heating lines | Pioneer Plumbing & Heating Inc
EP-2023-06446 | 2023-07-31 | 5009 ROSS STREET, Vancouver, BC V5W 3K6 | Electrical Permit | Residential | Tenant Improvement | Issued | Installation / Repair - Residential - electrical installation of mini split system MP-2023-01303 | Moore And Russell Heating And Air Conditioning Ltd
MP-2023-01303 | 2023-07-17 | 5009 ROSS STREET, Vancouver, BC V5W 3K6 | Mechanical Permit | NULL | NULL | Cancelled | NULL | Moore & Russell Heating Ltd
SP-2023-01192 | NULL | 5676 RUPERT STREET, Vancouver, BC V5R 2K5 | Sprinkler Permit | Commercial | New | Applicant Revisions | Commercial - ***13R Building (Group Residence/Institutional Uses). Full Submission. Full Review*** Project Description: To construct a new two storey plus basement Group Residence building (containing a total of ten [10] sleeping rooms), one unit operation with a detached accessory building (garage) at the rear, providing two parking spaces having vehicular access from the lane. This group residence has a front office for 24/7 support and security staff. | NewTech Fire Protection Ltd
MP-2022-00141 | 2022-08-24 | 5806 RUPERT STREET, Vancouver, BC V5R 2K7 | Mechanical Permit | NULL | NULL | Completed | NULL | SUNSHINE PLUMBING LTD
EP-2022-05767 | 2022-07-08 | 5806 RUPERT STREET, Vancouver, BC V5R 2K7 | Electrical Permit | Residential | New | Expired | Temporary Power - Residential - To provide temporary power. Renewal of EP-2021-04881 Valid: Jun 29, 2022 - Jun 28, 2023 | G N ELECTRIC LTD
PP-2022-02501 | 2022-07-18 | 5806 RUPERT STREET, Vancouver, BC V5R 2K7 | Plumbing Permit | Residential | New | Completed | Residential - Installing new plumbing fixtures inside the duplex | SUNSHINE PLUMBING LTD
EP-2022-06306 | 2022-07-29 | 5806 RUPERT STREET, Vancouver, BC V5R 2K7 | Electrical Permit | Residential | New | Completed | Installation / Repair - Residential - Main consumer's service is 200 amp, duplex each unit 100 amp service, new wiring and finishing. >BP: To construct a two-storey two-family dwelling with two lock-off units ($639,750.00) located in the basement, with a detached accessory building (garage) at the rear providing 2 parking spaces, having vehicular access from the lane. Note: This is a 2 storey building pursuant to the Zoning and Development By-Law 1. Covenant to be registered at the Land Title Office prior to sheathing inspection. 2. A/C units proposed in the rear yard 3. Schedule B: Jason Hui, P.Eng (778-319-3403) Paullus K.F. Young, P.Eng. (604-841-7748) Geotechnical 4. HPO: Residential Builder - 0944524 BC Ltd Address Note: West Unit (primary) #1-5806 Rupert St - One Family Dwelling (1st-3rd floor) #2-5806 Rupert St - Lock Off (basement) East Unit #1-3020 E 43rd Av - One Family Dwelling (1st-3rd floor) #2-3020 E 43rd Av - Lock Off (basement) Address and suite numbers assigned as per approved plans for Fire and Emergency response. The address numbers are to be posted to the building to be visible from the street and the suite numbers are to be posted at the suite entries in accordance with the Building By-law prior to final inspection. ******THIS PERMIT HAS BEEN ISSUED UNDER THE REQUIREMENTS OF VBBL #12511 (2019)****** | G N ELECTRIC LTD
SP-2022-01717 | 2022-10-20 | 5806 RUPERT STREET, Vancouver, BC V5R 2K7 | Sprinkler Permit | Residential | New | Completed | Residential - 2FD+2LO's - WEST - 5806 RUPERT ST - #1 &#2 EAST - 3020 E 43RD AV - #1 &#2 Install sprinklers in duplex To construct a two-storey two-family dwelling with two lock-off units located in the basement, with a detached accessory building (garage) at the rear providing 2 parking spaces, having vehicular access from the lane. Note: This is a 2 storey building pursuant to the Zoning and Development By-Law 1. Covenant to be registered at the Land Title Office prior to sheathing inspection. 2. A/C units proposed in the rear yard | Gold Key Fire Protection Ltd
GP-2022-03133 | 2022-10-13 | 5806 RUPERT STREET, Vancouver, BC V5R 2K7 | Gas Permit | Residential | New | Completed | Residential - 5806 rupert st. to install 1 boiler 2 range 3020 e 43 ave. to install 1 boiler 2 range >BP: To construct a two-storey two-family dwelling with two lock-off units ($639,750.00) located in the basement, with a detached accessory building (garage) at the rear providing 2 parking spaces, having vehicular access from the lane. | Symbolistic Heating Ltd
EP-2022-08611 | 2022-10-12 | 5806 RUPERT STREET, Vancouver, BC V5R 2K7 | Electrical Permit | Residential | New | Completed | Installation / Repair - Residential - 2FD+2LO's - WEST - 5806 RUPERT ST - #1 & #2 EAST - 3020 E 43RD AV - #1 & #2 Rough-in and finishing of tv, data, phone, cctv and alarm. COMPLETE SECURITY ALARM SYSTEM. To construct a two-storey two-family dwelling with two lock-off units located in the basement, with a detached accessory building (garage) at the rear providing 2 parking spaces, having vehicular access from the lane. Note: This is a 2 storey building pursuant to the Zoning and Development By-Law 1. Covenant to be registered at the Land Title Office prior to sheathing inspection. 2. A/C units proposed in the rear yard | Simplypro Enterprise Ltd
PP-2022-01788 | 2022-05-26 | 5806 RUPERT STREET, Vancouver, BC V5R 2K7 | Plumbing Permit | Residential | New | Completed | Residential - sump installation\ >BP: To construct a two-storey two-family dwelling with two lock-off units ($639,750.00) located in the basement, with a detached accessory building (garage) at the rear providing 2 parking spaces, having vehicular access from the lane. Note: This is a 2 storey building pursuant to the Zoning and Development By-Law 1. Covenant to be registered at the Land Title Office prior to sheathing inspection. 2. A/C units proposed in the rear yard 3. Schedule B: Jason Hui, P.Eng (778-319-3403) Paullus K.F. Young, P.Eng. (604-841-7748) Geotechnical 4. HPO: Residential Builder - 0944524 BC Ltd Address Note: West Unit (primary) #1-5806 Rupert St - One Family Dwelling (1st-3rd floor) #2-5806 Rupert St - Lock Off (basement) East Unit #1-3020 E 43rd Av - One Family Dwelling (1st-3rd floor) #2-3020 E 43rd Av - Lock Off (basement) Address and suite numbers assigned as per approved plans for Fire and Emergency response. The address numbers are to be posted to the building to be visible from the street and the suite numbers are to be posted at the suite entries in accordance with the Building By-law prior to final inspection. ******THIS PERMIT HAS BEEN ISSUED UNDER THE REQUIREMENTS OF VBBL #12511 (2019)****** | Kingsman Excavating Ltd.
EP-2023-01824 | 2023-03-03 | 5936 RUPERT STREET, Vancouver, BC V5R 2K7 | Electrical Permit | Residential | New | Issued | Temporary Power - Residential - To provide temporary power. | AECOM ELECTRIC LTD
EP-2023-08778 | 2023-10-17 | 5936 RUPERT STREET, Vancouver, BC V5R 2K7 | Electrical Permit | Residential | New | Issued | Installation / Repair - Residential - ¦ 2FD + 2SS- 200A ¦ Duplex house 200 amp service connection.,125 amp goes to each unit , new installation *An approved mechanical permit is required for the installation of air conditioning or heat pump unit at the time of installation before an electrical inspection will be performed >BP: To construct a two-storey two-family dwelling with two lock off units located in the basement, with a detached accessory building (garage) and open parking space at the rear providing 4 parking spaces, having vehicular access from the lane. Note: This is a 2.5 storey building pursuant to the Zoning and Development By-Law 1. External mechanical units proposed in rear yard 2. Schedule B: Alan Prahalad (604.831.1431) Structural 3. Schedule B: Paullus K.F. Young, P. Eng. (604.841.7748) Geotechnical 4. HPO: AMPM Custom Homes Inc. | AECOM ELECTRIC LTD
PP-2023-03399 | 2023-09-25 | 5936 RUPERT STREET, Vancouver, BC V5R 2K7 | Plumbing Permit | Residential | New | Issued | Residential - 2FD+2LO - sump installation | Kingsman Excavating Ltd.
GP-2023-03439 | 2023-11-10 | 5936 RUPERT STREET, Vancouver, BC V5R 2K7 | Gas Permit | Residential | New | Issued | Residential - 2 Boiler, 2 Range & 2 BBQ BBQ piping only >BP: To construct a two-storey two-family dwelling with two lock off units located in the basement, with a detached accessory building (garage) and open parking space at the rear providing 4 parking spaces, having vehicular access from the lane. | Lally Plumbing & Heating Ltd
PP-2023-03561 | 2023-10-11 | 5936 RUPERT STREET, Vancouver, BC V5R 2K7 | Plumbing Permit | Residential | New | Issued | Residential - Plumbing >BP: To construct a two-storey two-family dwelling with two lock off units located in the basement, with a detached accessory building (garage) and open parking space at the rear providing 4 parking spaces, having vehicular access from the lane. Note: This is a 2.5 storey building pursuant to the Zoning and Development By-Law 1. External mechanical units proposed in rear yard 2. Schedule B: Alan Prahalad (604.831.1431) Structural 3. Schedule B: Paullus K.F. Young, P. Eng. (604.841.7748) Geotechnical 4. HPO: AMPM Custom Homes Inc. | Lally Plumbing & Heating Ltd
MP-2023-01829 | 2023-10-16 | 5936 RUPERT STREET, Vancouver, BC V5R 2K7 | Mechanical Permit | NULL | NULL | Issued | NULL | Lally Plumbing & Heating Ltd
SP-2023-01954 | 2023-10-24 | 5936 RUPERT STREET, Vancouver, BC V5R 2K7 | Sprinkler Permit | Residential | New | Issued | Residential - Install Sprinkler Heads >BP: To construct a two-storey two-family dwelling with two lock off units located in the basement, with a detached accessory building (garage) and open parking space at the rear providing 4 parking spaces, having vehicular access from the lane. Note: This is a 2.5 storey building pursuant to the Zoning and Development By-Law 1. External mechanical units proposed in rear yard 2. Schedule B: Alan Prahalad (604.831.1431) Structural 3. Schedule B: Paullus K.F. Young, P. Eng. (604.841.7748) Geotechnical 4. HPO: AMPM Custom Homes Inc. | RAHELU PLUMBING & HEATING LTD.
MP-2023-00188 | 2023-02-10 | 3341 SEAFORTH DRIVE, Vancouver, BC V5M 4C6 | Mechanical Permit | NULL | NULL | Issued | NULL | East West Plumbing (2007) Ltd
GP-2023-00067 | 2023-01-06 | 8131 SELKIRK STREET, Vancouver, BC V6P 4H8 | Gas Permit | Residential | Renovation - Dwelling Unit(s) only | Completed | Residential - Installing combination boiler | Reid Brothers Plumbing & Heating Ltd
GP-2023-00263 | 2023-01-24 | 3422 SEAFORTH DRIVE, Vancouver, BC V5M 4C5 | Gas Permit | Residential | Addition | Completed | Residential - Replace old boiler with a condensing boiler | 2G Mechanical And Construction Ltd
EP-2022-05902 | 2022-07-14 | 3422 SEAFORTH DRIVE, Vancouver, BC V5M 4C5 | Electrical Permit | Residential | Renovation | Completed | Installation / Repair - Residential - Service relocate | Moon Star Electrical Ltd
EP-2022-04967 | 2022-06-14 | 3435 SEAFORTH DRIVE, Vancouver, BC V5M 4C6 | Electrical Permit | Residential | Addition | Completed | Installation / Repair - Residential - residentail single house 100A to 200A electrical service upgrade (overhead type) new 200A panel , meter base, ground plate install | Magtion Electric Ltd
EP-2021-08069 | 2023-03-07 | 3668 RAE AVENUE, Vancouver, BC V5R 6A7 | Electrical Permit | Commercial | Renovation | Completed | Installation / Repair - Commercial - Installation of new fire alarm panel. Replacing old wiring with new wiring in underground parking >BP: Interior alterations to address water damage on the first and second floor common corridor at this existing multiple dwelling building on this site. Scope of work includes ceilings / walls in the kitchen washroom, bedrooms, living room and hall. Exempt from Energy Upgrades Schedule A and Architectural Schedule B, Scott Gordon, Architect; ph:604.220.8272 | A-1 FIRE SUPPLIES LTD
EP-2022-08042 | 2022-09-26 | 3668 RAE AVENUE, Vancouver, BC V5R 6A7 | Electrical Permit | Residential | Renovation | Issued | Installation / Repair - Residential - Reinstall electrical surface mounted wires. Replace (3) damaged device boxes. Replace all light fixtures and devices on the main hallway and storage area. Interior alterations to address water damage on the first and second floor common corridor at this existing multiple dwelling building on this site. Scope of work includes ceilings / walls in the kitchen washroom, bedrooms, living room and hall. | Novawest Electrical Services Ltd
SP-2023-00016 | 2023-01-06 | 3668 RAE AVENUE, Vancouver, BC V5R 6A7 | Sprinkler Permit | Commercial | Renovation | Completed | Commercial - Replace sprinkler heads and small pipe repairs due to leaking. >Interior alterations to address water damage on the second floor unit #201 at this existing multiple dwelling building on this site. Scope of work includes ceiling /floors/ walls in the kitchen washroom, bedrooms, living room and hall. Exempt from Energy Upgrades Schedule A and Architectural Schedule B, Scott Gordon, Architect; ph:604.220.8272 Ok for field review as per Kirat Kang May 2, 2022 *****This application does not include any of the following: 1. Not more than 20 sprinklers (add, relocate, or remove), 2. hydraulic calculations, 3. change in occupancy and /or hazard classification, 4. warehouse storage arrangements, 5. mobile compact storage arrangements, 6. alternative solutions, 7. changes to the sprinkler system supply piping (e.g. valves, mains, cross-mains, branch-lines, etc.), or 8. flexible sprinkler pipe. | Cobing Building Solutions Ltd
EP-2023-06342 | 2023-07-14 | 329 RAILWAY STREET, Vancouver, BC | Electrical Permit | Commercial | NULL | Issued | Annual / Operating - Maintenance of existing operating electrical equipment. Undertake to regularly assess, operate, and maintain the electrical equipment on a regular basis in compliance with the Electrical By-law No. 5563. | Terminal City Electric Ltd
EP-2022-06984 | 2022-08-18 | 1139 RENFREW STREET, Vancouver, BC V5K 4C1 | Electrical Permit | Residential | Renovation | Completed | Installation / Repair - Residential - Electrical service repair Potential fault inside meter base | Newmac Electric Ltd
GP-2023-00956 | 2023-03-17 | 1215 RENFREW STREET, Vancouver, BC V5K 4C2 | Gas Permit | Residential | Tenant Improvement | Completed | Residential - Re and Re the furnace | Moore & Russell Heating Ltd
GP-2023-03099 | 2023-10-17 | 1242 RENFREW STREET, Vancouver, BC V5K 4B9 | Gas Permit | Residential | Renovation | Issued | Residential - To replace 1 boiler in the same location | Paolo's Plumbing & Heating Ltd
GP-2023-01098 | 2023-03-30 | 1325 RENFREW STREET, Vancouver, BC V5K 4C3 | Gas Permit | Residential | Renovation | Completed | Residential - HWT re&re | Ferenc Nagy
SP-2022-00049 | 2022-01-17 | 5571 RHODES STREET, Vancouver, BC V5R 3P1 | Sprinkler Permit | Residential | New | Completed | Residential - To install piping and fixtures for a new duplex. To construct a 2 storey two-family dwelling with 2 secondary suites located in the Basement with a detached accessory building (garage) and 1 open parking at the rear providing a total of 3 parking spaces, having vehicular access from the lane. 1. Covenant registered at the Land Title Office under CA9248241 2. A/C proposed – Exterior component located in Rear Yard, Interior component located Second Floor. 3. Schedule B: (Makhan S. Dhillon) P.Eng (604.537.6271) Structural / Geotechnical 4. HPO: Residential Builder- (HOLYSIDE PROPERTY DEVELOPMENT LTD) | Skyway Plumbing & gas Ltd
GP-2022-00285 | 2022-01-31 | 5571 RHODES STREET, Vancouver, BC V5R 3P1 | Gas Permit | Residential | New | Completed | Residential - To install piping and fixtures for a new duplex with complete installation. To construct a 2 storey two-family dwelling with 2 secondary suites located in the Basement with a detached accessory building (garage) and 1 open parking at the rear providing a total of 3 parking spaces, having vehicular access from the lane. 1. Covenant registered at the Land Title Office under CA9248241 2. A/C proposed – Exterior component located in Rear Yard, Interior component located Second Floor. 3. Schedule B: (Makhan S. Dhillon) P.Eng (604.537.6271) Structural / Geotechnical 4. HPO: Residential Builder- (HOLYSIDE PROPERTY | Skyway Plumbing & gas Ltd
EP-2022-01305 | 2022-02-18 | 5571 RHODES STREET, Vancouver, BC V5R 3P1 | Electrical Permit | Residential | New | Completed | Installation / Repair - Residential - SECURITY ALARM SYSTEMS AND DATA TV AND DOOR BELL, CCTV, VACUUM ROUGH IN ONLY >BP: To construct a 2 storey two-family dwelling with 2 secondary suites located in the Basement ($850,000.00) with a detached accessory building (garage) and 1 open parking at the rear providing a total of 3 parking spaces, having vehicular access from the lane. | Innova Security Systems Inc
EP-2023-03032 | 2023-04-06 | 5633 RHODES STREET, Vancouver, BC V5R 3P2 | Electrical Permit | Residential | Addition | Issued | Installation / Repair - Residential - Installation of security system | ADT Security Services Canada Inc
EP-2022-09490 | 2022-11-08 | 1164 ROBSON STREET, Vancouver, BC V6E 1B2 | Electrical Permit | Commercial | NULL | Expired | Annual / Operating - Electrical Annual Permit (Operating Permit) for the maintenance and operation of electrical equipment. | Corporate Electric Limited
EP-2023-10135 | 2023-11-09 | 1164 ROBSON STREET, Vancouver, BC V6E 1B2 | Electrical Permit | Commercial | NULL | Issued | Annual / Operating - Electrical Annual Permit (Operating Permit) for the maintenance and operation of electrical equipment. Renewal of EP-2022-09490 Valid: Nov 8, 2023 to Nov 7, 2024 | Corporate Electric Limited
PP-2023-03465 | 2023-09-29 | 1185 ROBSON STREET, Vancouver, BC V6E 1B5 | Plumbing Permit | Commercial | Addition | Completed | Commercial - Supply and install (1) backflow device serving mop sink | Daryl-Evans Mechanical Services Ltd
PP-2023-00694 | 2023-03-02 | 1185 ROBSON STREET, Vancouver, BC V6E 1B5 | Plumbing Permit | Commercial | Renovation | Completed | Commercial - Adding (1) hub drain and (1) RP to accommodate re & re of Combi oven in the kitchen Note: Any Structural work may require a building permit | Daryl-Evans Mechanical Services Ltd
EP-2022-09797 | 2022-11-21 | 1225 ROBSON STREET, Vancouver, BC V6E 1C3 | Electrical Permit | Commercial | NULL | Expired | Annual / Operating - Misc electrical work throughout Valid 11/21/2022 until 11/20/2023 | Mott Electric General Partnership
EP-2023-09902 | 2023-11-02 | 1225 ROBSON STREET, Vancouver, BC V6E 1C3 | Electrical Permit | Commercial | NULL | Issued | Annual / Operating - Misc work throughout Renewal of EP-2022-09797 Valid 11/21/2023 until 11/20/2024 | Mott Electric General Partnership
GP-2023-04163 | 2023-12-22 | 265 RENFREW STREET, Vancouver, BC V5K 4A7 | Gas Permit | Residential | Tenant Improvement | Completed | Residential - Main Floor | General Heating Ltd
EP-2024-00684 | 2024-01-31 | 475 RENFREW STREET, Vancouver, BC V5K 4B1 | Electrical Permit | Residential | New | Issued | Temporary Power - Residential - To provide temporary power. NOTE: Work authorized by this permit is for placement of a temporary power pole only and does not authorize any site construction and/or excavation. A separate Building Permit will be required prior to commencement of any other work on this site. | AMTEK Electric Ltd
EP-2023-06303 | 2023-07-27 | 541 RENFREW STREET, Vancouver, BC V5K 4B2 | Electrical Permit | Residential | Tenant Improvement | Completed | Installation / Repair - Residential - 200 amp panel upgrade and full electric system install -reference: MP-2023-01283 | Moore And Russell Heating And Air Conditioning Ltd
MP-2023-01283 | 2023-07-13 | 541 RENFREW STREET, Vancouver, BC V5K 4B2 | Mechanical Permit | NULL | NULL | Issued | NULL | Moore & Russell Heating Ltd
EP-2023-06559 | 2023-07-19 | 6515 RUPERT STREET, Vancouver, BC V5S 2Z2 | Electrical Permit | Residential | New | Issued | Temporary Power - Residential - To provide temporary power. | ALPHA ONE ELECTRIC LTD
MP-2023-02095 | 2023-12-01 | 6515 RUPERT STREET, Vancouver, BC V5S 2Z2 | Mechanical Permit | NULL | NULL | Issued | NULL | Avion Mechanical Ltd
MP-2023-01643 | 2023-09-07 | 6515 RUPERT STREET, Vancouver, BC V5S 2Z2 | Mechanical Permit | NULL | NULL | Issued | NULL | Avion Mechanical Ltd
EP-2022-05942 | 2022-07-14 | 6538 RUPERT STREET, Vancouver, BC V5S 2Z3 | Electrical Permit | Residential | Renovation | Completed | Installation / Repair - Residential - Remove the 240V range outlet and 120V hood fan outlet. Call for inspection by the City’s Electrical Inspector RE: CF-2021-009800 | JMEC Electric Ltd.
PP-2022-02562 | 2022-07-25 | 6549 RUPERT STREET, Vancouver, BC V5S 2Z2 | Plumbing Permit | Residential | New | Completed | Residential - LAWN IRRIGATION >BP: To construct a 2 storey + cellar one-family dwelling ($1,094,750.00) with a laneway house having an attached garage providing 2 enclosed parking spaces and an open parking pad providing 1 parking space at the rear, providing 3 parking spaces in total, having vehicular access from the lane. | J F P irrigation Ltd
GP-2023-02874 | 2023-09-29 | 6612 RUPERT STREET, Vancouver, BC V5S 2Z3 | Gas Permit | Residential | Tenant Improvement | Completed | Residential - Re and Re Furnace | Moore & Russell Heating Ltd
EP-2022-01108 | 2022-02-14 | 6775 RUPERT STREET, Vancouver, BC V5S 2Z4 | Electrical Permit | Residential | New | Completed | Installation / Repair - Residential - 150A subservice to main house >BP: To construct a 2 storey + basement one-family dwelling with a secondary suite ($1,049,000) located in the basement with a detached accessory building (garage), at the rear providing 2 parking spaces, having vehicular access from the lane. Note: This is a 2 storey building pursuant to the Zoning and Development By-Law 1- Covenant registered at the Land Title Office under CA8989433 2- No strata titling permitted 3- Bar sink proposed in the basement 4- A/C unit proposed in the rear yard 5- Schedule B: Edward C. Yip, P.Eng. (604-231-8929) Structural & Geotechnical 6- HPO: Residential Builder - LC Contracting Ltd. Address Note: Building 1 #1-6775 Rupert St - One Family Dwelling (1st & 2nd floor, north portion of basement) #2-6775 Rupert St - Secondary Suite (south portion of basement) Address and suite numbers assigned as per approved plans for Fire and Emergency response. The address number is to be posted to the building to be visible from the street and the suite numbers are to be posted at the suite entries in accordance with the Building By-law prior to final inspection. ******THIS PERMIT HAS BEEN ISSUED UNDER THE REQUIREMENTS OF VBBL #12511 (2019)****** | L.H. ELECTRIC LTD
PP-2022-00095 | 2022-01-14 | 6775 RUPERT STREET, Vancouver, BC V5S 2Z4 | Plumbing Permit | Residential | New | Completed | Residential - Plumbing To construct a 2 storey + basement one-family dwelling with a secondary suite located in the basement with a detached accessory building (garage), at the rear providing 2 parking spaces, having vehicular access from the lane. 1- Covenant registered at the Land Title Office under CA8989433 2- No strata titling permitted 3- Bar sink proposed in the basement 4- A/C unit proposed in the rear yard 5- Schedule B: Edward C. Yip, P.Eng. (604-231-8929) Structural & Geotechnical 6- HPO: Residential Builder - LC Contracting Ltd. | G & D Hayer Plumbing Ltd
GP-2022-01351 | 2022-05-03 | 6775 RUPERT STREET, Vancouver, BC V5S 2Z4 | Gas Permit | Residential | New | Completed | Residential - To install fireplace complete | JOT MECHANICAL LTD
SP-2022-00660 | 2022-05-02 | 6775 RUPERT STREET, Vancouver, BC V5S 2Z4 | Sprinkler Permit | Residential | New | Completed | Residential - NEW HOME To construct a 2 storey + basement one-family dwelling with a secondary suite located in the basement with a detached accessory building (garage), at the rear providing 2 parking spaces, having vehicular access from the lane. Note: This is a 2 storey building pursuant to the Zoning and Development By-Law 1- Covenant registered at the Land Title Office under CA8989433 2- No strata titling permitted 3- Bar sink proposed in the basement 4- A/C unit proposed in the rear yard 5- Schedule B: Edward C. Yip, P.Eng. (604-231-8929) Structural & Geotechnical 6- HPO: Residential Builder - LC Contracting Ltd. | SBMS Construction Ltd
EP-2022-02805 | 2022-04-07 | 6775 RUPERT STREET, Vancouver, BC V5S 2Z4 | Electrical Permit | Residential | New | Completed | Installation / Repair - Residential - Extra Low Voltage. Door Bell, Data/Voice/TV Cable, Security Alarm Prewire, Camera, >BP: To construct a 2 storey + basement one-family dwelling with a secondary suite ($1,049,000) located in the basement with a detached accessory building (garage), at the rear providing 2 parking spaces, having vehicular access from the lane. Note: This is a 2 storey building pursuant to the Zoning and Development By-Law 1- Covenant registered at the Land Title Office under CA8989433 2- No strata titling permitted 3- Bar sink proposed in the basement 4- A/C unit proposed in the rear yard 5- Schedule B: Edward C. Yip, P.Eng. (604-231-8929) Structural & Geotechnical 6- HPO: Residential Builder - LC Contracting Ltd. Address Note: Building 1 #1-6775 Rupert St - One Family Dwelling (1st & 2nd floor, north portion of basement) #2-6775 Rupert St - Secondary Suite (south portion of basement) Address and suite numbers assigned as per approved plans for Fire and Emergency response. The address number is to be posted to the building to be visible from the street and the suite numbers are to be posted at the suite entries in accordance with the Building By-law prior to final inspection. ******THIS PERMIT HAS BEEN ISSUED UNDER THE REQUIREMENTS OF VBBL #12511 (2019)****** | SECUTECH DEVELOPMENT LTD.
GP-2022-00801 | 2022-03-15 | 6775 RUPERT STREET, Vancouver, BC V5S 2Z4 | Gas Permit | Residential | New | Completed | Residential - 3 Range (complete) 1 Fireplace (piping only) 1 BBQ (complete) 1 Boiler (complete) 1 Laundry (complete) | G & D Hayer Plumbing Ltd
PP-2022-03788 | 2022-10-21 | 6775 RUPERT STREET, Vancouver, BC V5S 2Z4 | Plumbing Permit | Residential | New | Completed | Residential - install irrigation system >BP: To construct a 2 storey + basement one-family dwelling with a secondary suite ($1,049,000) located in the basement with a detached accessory building (garage), at the rear providing 2 parking spaces, having vehicular access from the lane. | Zhongmin Zhao DBA Colorful Garden
GP-2023-01957 | 2023-06-29 | 4975 SHERBROOKE STREET, Vancouver, BC V5W 3M1 | Gas Permit | Residential | New | Completed | Residential - Replacing the existing hot water heater with a rinnai tankless. Replacing the existing mid-efficiency furnace with a high efficiency furnace | Paradigm Service & Installations Ltd
PP-2023-02379 | 2023-07-05 | 4976 SHERBROOKE STREET, Vancouver, BC V5W 3M2 | Plumbing Permit | Residential | Renovation | Completed | Residential - Main sewer pipe replacement as per building inspector Clint Clark. 24 feet of 4 inch pvc pipe with clean out to ground surface. All work on my property to repair breaks in line. | NULL
SP-2022-00398 | 2022-03-21 | 4990 SHERBROOKE STREET, Vancouver, BC V5W 3M2 | Sprinkler Permit | Residential | New | Completed | Residential - MAIN HOUSE WITH NEW SPRINKLERS 1FD +S/S+ detached 2car Garage To construct a 2 storey + Basement one-family dwelling with a secondary suite in the basement and detached accessory building (garage) at the rear providing 2 parking spaces having vehicular access from the lane and front drive way. Note: This is a 2 storey building pursuant to the Zoning and Development By-Law. 1- Bar sink proposed in Basement level 2- A/C unit proposed in Rear Yard | BC Fire Sprinklers Ltd
GP-2022-01076 | 2022-04-07 | 4990 SHERBROOKE STREET, Vancouver, BC V5W 3M2 | Gas Permit | Residential | New | Issued | Residential - To install boiler range fireplace 2 BBQ There is pipping for fireplace and 2 BBQ To construct a 2 storey + Basement one-family dwelling with a secondary suite in the basement and detached accessory building (garage) at the rear providing 2 parking spaces having vehicular access from the lane and front drive way. | JOT MECHANICAL LTD
EP-2022-02733 | 2022-04-05 | 4990 SHERBROOKE STREET, Vancouver, BC V5W 3M2 | Electrical Permit | Residential | New | Completed | Installation / Repair - Residential - Pre wire and completion of alarm,Telus,tv,vacuum,internet and cctv >BP: 1FD +S/S+ detached 2car Garage To construct a 2 storey + Basement one-family dwelling with a secondary suite in the basement and detached accessory building (garage) at the rear providing 2 parking spaces having vehicular access from the lane and front drive way. Note: This is a 2 storey building pursuant to the Zoning and Development By-Law. 1- Bar sink proposed in Basement level 2- A/C unit proposed in Rear Yard "Combustible projections or roof soffits on an exposing building face shall not project to less than .45m from the property line and shall be in compliance with VBBL 2019 9.10.15.5.(9)" The entire building, INCLUDING THE ATTACHED GARAGE (if applicable), to be sprinklered to NFPA 13D. Any alterations or conversions to the attached garage (if applicable) to habitable living space shall not be permitted without first obtaining the approval of the Director of Planning and the Chief Building Official. Thermal protection measures and Laneway house design guidelines shall be required to be met prior to the approval of the conversion. ******THIS PERMIT HAS BEEN ISSUED UNDER THE REQUIREMENTS OF VBBL 2019 AND THE GREEN HOMES PROGRAM****** #1-4990 Sherbrooke St - One Family Dwelling (1st & 2nd story, north portion of basement) #2-4990 Sherbrooke St - Secondary Suite (south portion of basement) | Pioneer Security and Communications Ltd
EP-2022-03039 | 2022-04-25 | 4990 SHERBROOKE STREET, Vancouver, BC V5W 3M2 | Electrical Permit | Residential | New | Issued | Installation / Repair - Residential - service , rough wiring and finishing >BP: To construct a 2 storey + Basement one-family dwelling with a secondary suite in the basement and detached accessory building (garage) at the rear providing 2 parking spaces having vehicular access from the lane and front drive way. Note: This is a 2 storey building pursuant to the Zoning and Development By-Law. 1- Bar sink proposed in Basement level 2- A/C unit proposed in Rear Yard "Combustible projections or roof soffits on an exposing building face shall not project to less than .45m from the property line and shall be in compliance with VBBL 2019 9.10.15.5.(9)" The entire building, INCLUDING THE ATTACHED GARAGE (if applicable), to be sprinklered to NFPA 13D. Any alterations or conversions to the attached garage (if applicable) to habitable living space shall not be permitted without first obtaining the approval of the Director of Planning and the Chief Building Official. Thermal protection measures and Laneway house design guidelines shall be required to be met prior to the approval of the conversion. ******THIS PERMIT HAS BEEN ISSUED UNDER THE REQUIREMENTS OF VBBL 2019 AND THE GREEN HOMES PROGRAM****** Amend: June 9, 2022 inspector wants load calculation | FER Electrical Ltd
EP-2022-03026 | 2022-04-13 | 4990 SHERBROOKE STREET, Vancouver, BC V5W 3M2 | Electrical Permit | Residential | New | Expired | Temporary Power - Residential - To provide temporary power. | FER Electrical Ltd
GP-2022-01662 | 2022-06-02 | 4990 SHERBROOKE STREET, Vancouver, BC V5W 3M2 | Gas Permit | Residential | New | Issued | Residential - Main house fireplace 1FD +S/S+ detached 2car Garage To construct a 2 storey + Basement one-family dwelling with a secondary suite in the basement and detached accessory building (garage) at the rear providing 2 parking spaces having vehicular access from the lane and front drive way. Note: This is a 2 storey building pursuant to the Zoning and Development By-Law. 1- Bar sink proposed in Basement level 2- A/C unit proposed in Rear Yard | Canadian Fireplace Ltd
PP-2022-00098 | 2022-01-17 | 4990 SHERBROOKE STREET, Vancouver, BC V5W 3M2 | Plumbing Permit | Residential | New | Issued | Residential - rough plumbing shower bath water line 1FD +S/S+ detached 2car Garage To construct a 2 storey + Basement one-family dwelling with a secondary suite in the basement and detached accessory building (garage) at the rear providing 2 parking spaces having vehicular access from the lane and front drive way. Note: This is a 2 storey building pursuant to the Zoning and Development By-Law. 1- Bar sink proposed in Basement level 2- A/C unit proposed in Rear Yard | Dynasty Developments Ltd
GP-2022-04123 | 2022-12-23 | 5050 SHERBROOKE STREET, Vancouver, BC V5W 3M2 | Gas Permit | Residential | Renovation | Completed | Residential - Re&re boiler | Milani Plumbing Heating & Air Conditioning Ltd
PP-2021-04177 | 2022-01-14 | 5059 SHERBROOKE STREET, Vancouver, BC V5W 3M1 | Plumbing Permit | Residential | New | Completed | Residential - New single house dwelling To construct a 2 storey + basement one-family dwelling with a secondary suite located in the basement with a detached accessory building (garage), at the rear providing 2 enclosed parking spaces + 1 open parking space, having vehicular access from the lane. 1- Covenant registered at the Land Title Office under CA8932767 2- No strata titling permitted 3- No Bar sink proposed 4- A/C unit proposed in the rear yard 5- Schedule B: YATENDRA KUMAR SHARMA, P.Eng. (778-863-7076) Structural & Geotechnical 6- HPO: Residential Builder - GoldLine Homes Ltd. Amend: Oct 7, 2022 add 1 saintary pump in basement . | Ikon Plumbing & Heating Ltd
GP-2022-00633 | 2022-03-01 | 5059 SHERBROOKE STREET, Vancouver, BC V5W 3M1 | Gas Permit | Residential | New | Completed | Residential - 1 bbq, 1 fireplace piping only Range and boiler will venting installed. | MSN Gas & Heating Ltd
SP-2022-00261 | 2022-02-28 | 5059 SHERBROOKE STREET, Vancouver, BC V5W 3M1 | Sprinkler Permit | Residential | New | Completed | Residential - install new fire sprinkler system >To construct a 2 storey + basement one-family dwelling with a secondary suite ($565,750) located in the basement with a detached accessory building (garage), at the rear providing 2 enclosed parking spaces + 1 open parking space, having vehicular access from the lane. Note: This is a 2 storey building pursuant to the Zoning and Development By-Law 1- Covenant registered at the Land Title Office under CA8932767 2- No strata titling permitted 3- No Bar sink proposed 4- A/C unit proposed in the rear yard 5- Schedule B: YATENDRA KUMAR SHARMA, P.Eng. (778-863-7076) Structural & Geotechnical 6- HPO: Residential Builder - GoldLine Homes Ltd. ******THIS PERMIT HAS BEEN ISSUED UNDER THE REQUIREMENTS OF VBBL #12511 (2019)****** | CENTRE LINE FIRE SPRINKLERS LTD
GP-2022-01137 | 2022-04-11 | 5059 SHERBROOKE STREET, Vancouver, BC V5W 3M1 | Gas Permit | Residential | New | Completed | Residential - Main house fireplace | Canadian Fireplace Ltd
EP-2022-01737 | 2022-03-04 | 5059 SHERBROOKE STREET, Vancouver, BC V5W 3M1 | Electrical Permit | Residential | New | Completed | Installation / Repair - Residential - Extra Low Voltage TV,data,telephone,doorbell, security system and sound >BP: To construct a 2 storey + basement one-family dwelling with a secondary suite ($565,750) located in the basement with a detached accessory building (garage), at the rear providing 2 enclosed parking spaces + 1 open parking space, having vehicular access from the lane. | Charanjit Singh
GP-2022-03850 | 2022-12-02 | 5078 SHERBROOKE STREET, Vancouver, BC V5W 3M2 | Gas Permit | Residential | Renovation | Completed | Residential - Gas log set fireplace installation | Vaglio Fireplace LTD
GP-2022-00326 | 2022-02-03 | 5080 SHERBROOKE STREET, Vancouver, BC V5W 3M2 | Gas Permit | Residential | Addition | Completed | Residential - Furnace re/re 70,000 BTU | HAMZEH GERAMI Dba Nation Heating & Cooling
EP-2023-10601 | 2023-11-29 | 1390 RENFREW STREET, Vancouver, BC V5K 4C4 | Electrical Permit | Residential | New | Issued | Temporary Power - Residential - To provide temporary power. | Aidea Solutions Ltd
PP-2024-00044 | 2024-01-08 | 1390 RENFREW STREET, Vancouver, BC V5K 4C4 | Plumbing Permit | Residential | New | Issued | Residential - sumps NOTE: Engineering Assurance letter will be submitted to the Plumbing Inspector on the site. Letter shall conform to the requirements of Vancouver Bulletin 2000-008-EL/PL | Bhullar Excavating and Demolition
EP-2023-10176 | 2023-11-10 | 2665 RENFREW STREET, Vancouver, BC V5M 0A7 | Electrical Permit | Commercial | NULL | Issued | Annual / Operating - ***Annual Operating Permit*** -renewal of EP-2022-10018 -valid: Nov. 22, 2023 - Nov. 21, 2024 | Sasco Contractors Ltd
EP-2022-10018 | 2022-11-28 | 2665 RENFREW STREET, Vancouver, BC V5M 0A7 | Electrical Permit | Commercial | NULL | Expired | Annual / Operating - ***Annual Operating Permit*** Expired Permit: EP-2021-08619 Valid November 22, 2022 to November 21, 2023 | Sasco Contractors Ltd
EP-2022-07097 | 2022-08-26 | SKYTRAIN STATION - 2799 RENFREW STREET, Vancouver, BC V1V 1V1 | Electrical Permit | Commercial | Tenant Improvement | Completed | Installation / Repair - Commercial - wire and install for kiosk | Accurate Electric Ltd.
GP-2022-03057 | 2022-10-12 | 4606 RAVINE STREET, Vancouver, BC V5R 3P5 | Gas Permit | Residential | Addition | Completed | Residential - Gas fireplace installation | Vaglio Fireplace LTD
EP-2023-06407 | 2023-07-17 | 260 RAYMUR AVENUE, Vancouver, BC | Electrical Permit | Commercial | NULL | Issued | Annual / Operating - Maintenance of existing operating electrical equipment. Undertake to regularly assess, operate, and maintain the electrical equipment on a regular basis in compliance with the Electrical By-law No. 5563. | Terminal City Electric Ltd
NULL | NULL | 3655 QUESNEL DRIVE, Vancouver, BC V6L 3E6 | Mechanical Permit | NULL | NULL | Draft | NULL | BCS Cooling and Heating
PP-2022-03814 | 2022-10-25 | 3655 QUESNEL DRIVE, Vancouver, BC V6L 3E6 | Plumbing Permit | Residential | Renovation | Completed | Residential - Add 5 piece master ensuite with toilet/ double sink/ shower/ tub and relocate powder room toilet & sink >>BP: Interior alterations to provide improvements to this one family dwelling building on this site. Work to renovate the bathrooms on the main and upper floor and to add a new washroom on the upper floor. OK to process as DTI as per W. Wong August 11, 2022 | Philip Ma
EP-2022-09130 | 2022-10-27 | 3655 QUESNEL DRIVE, Vancouver, BC V6L 3E6 | Electrical Permit | Residential | Renovation | Completed | Installation / Repair - Residential - Relocate switch for bathrooms >BP: Interior alterations to provide improvements to this one family dwelling building on this site. Work to renovate the bathrooms on the main and upper floor and to add a new washroom on the upper floor. | MILKYWAY INDUSTRY LTD
GP-2022-02570 | 2022-08-29 | 3461 PUGET DRIVE, Vancouver, BC V6L 2T6 | Gas Permit | Residential | Renovation | Completed | Residential - - Remove existing Air Handler , clean room and disposal/recycle | Ashton Service Group/Ashton Mechanical Ltd.
EP-2023-01961 | 2023-03-15 | 3461 PUGET DRIVE, Vancouver, BC V6L 2T6 | Electrical Permit | Residential | Renovation | Completed | Installation / Repair - Residential - Added a circuit for a heat pump *An approved mechanical permit is required for the installation of air conditioning or heat pump unit at the time of installation before an electrical inspection will be performed | Douglas Millington o/a Moose Electric
EP-2023-05641 | 2023-06-26 | 853 RICHARDS STREET, Vancouver, BC V6B 3B4 | Electrical Permit | Commercial | New | Completed | Installation / Repair - Commercial - Low voltage installation of CCTV and security alarm system. | Telus Custom Security Systems Inc
EP-2022-00921 | 2022-02-07 | 1055 RICHARDS STREET, Vancouver, BC V6B 0C2 | Electrical Permit | Commercial | Addition | Completed | Installation / Repair - Commercial - Installation of 1" EMT conduit in parking garage from Tel room to Elevator room and pulling 2x CAT 5e wires for the 1Valet system the building is installing | Reliable Electrical Contracting Ltd
EP-2022-01392 | 2022-02-23 | 1055 RICHARDS STREET, Vancouver, BC V6B 0C2 | Electrical Permit | Commercial | Tenant Improvement | Completed | Installation / Repair - Commercial - Install a dedicated circuit 120V 20A 5-20R single receptacle at the rear of parking stall 401 on level P4, for level 1 EV charging -Service is not affected. Grounding/bonding is only in reference to the bonding of the branch circuit itself, via EMT conduit using set-screw connectors. The work is only for a 120V 20A receptacle in a MURB parking garage (not a private residence) on a dedicated circuit that will be used for a level 1 plug-in charger. | Arc-Tech Services Inc
EP-2022-00315 | 2022-01-21 | 1055 RICHARDS STREET, Vancouver, BC V6B 0C2 | Electrical Permit | Commercial | Tenant Improvement | Completed | Installation / Repair - Commercial - Install occupancy sensor at every other light fixture in building stairwells, at above grade levels only. -Service is not being affected. Grounding/bonding is only in reference to bonding of the installed device to the existing light fixtures. Voltage is 120V 1-phase. We are only installing occupancy sensors on existing light fixtures; no lighting fixtures are being added or replaced. I've attached a spec sheet for the sensors we are proposing to install. | Arc-Tech Services Inc
EP-2022-00314 | 2022-01-21 | 1055 RICHARDS STREET, Vancouver, BC V6B 0C2 | Electrical Permit | Commercial | Tenant Improvement | Completed | Installation / Repair - Commercial - Install a dedicated circuit 120V 20A 5-20R single receptacle at the rear of parking stall 239 on level P2, for level 1 EV charging -Service is not affected. Grounding/bonding is only in reference to the bonding of the branch circuit itself, via EMT conduit using set-screw connectors. The work is only for a 120V 20A receptacle in a MURB parking garage (not a private residence) on a dedicated circuit that will be used for a level 1 plug-in charger. | Arc-Tech Services Inc
EP-2023-03494 | 2023-04-25 | 1088 RICHARDS STREET, Vancouver, BC V6B 3E1 | Electrical Permit | Commercial | Addition | Completed | Installation / Repair - Commercial - Install a 208v 40a circuit for an EVSE; Install a 120v 15a circuit for a general use receptacles. | Cielo Electric Ltd
EP-2022-06329 | 2022-08-05 | 1099 RICHARDS STREET, Vancouver, BC V6B 3E4 | Electrical Permit | Commercial | Addition | Issued | Installation / Repair - Commercial - Installation / Repair - Commercial - Bike Charging Station: Supply and install bike share panel with mini breakers and main breaker. Connect to 120/208V 20 amp cct provided by city or property manager. Run 16/2 cable tire from panel board to each charging dock, terminate connections. Run no.10 AWG bond from panel board to each charging doc. Verification and testing. >>Location: 1099 Richards St, Mobi/ Shaw bike share station outside building | MJR Electric Ltd
EP-2022-04464 | 2022-06-01 | 1099 RICHARDS STREET, Vancouver, BC V6B 3E4 | Electrical Permit | Residential | Addition | Completed | Installation / Repair - Residential - Supply and install new 3P 20A circuit for bike share power including: -New 3P, 20A breaker in existing square D panel located in the laundry room -#12-4 AC90 cable from panel to outdoor 4x4 junction box. | Hall Electrical Ltd
EP-2023-09368 | 2023-10-17 | 1188 RICHARDS STREET, Vancouver, BC V6B 3E6 | Electrical Permit | Commercial | Addition | Completed | Installation / Repair - Commercial - Installation of (4) EVSE (EV Chargers and branch circuits) in visitor parking; Parking Level 1. Main Service Rating “Unit Substation”= 12.47 kV – 120/208 V – 1,500 kVA; Common Area Distribution “Common Area Account Distribution Rating (“D-HOUSE”)= 120/208 V 1,600 A 3 Phase 4 Wire. The existing service and feeder can accommodate the proposed EVSE loads. | Cielo Electric Ltd
EP-2022-08737 | 2022-10-14 | 1225 RICHARDS STREET, Vancouver, BC V6B 1E6 | Electrical Permit | Residential | Addition | Issued | Installation / Repair - Residential - Install 3 new outlets in underground parking | Pattullo Electrical Installations Ltd
EP-2023-01741 | 2023-03-02 | 1238 RICHARDS STREET, Vancouver, BC V6B 6M6 | Electrical Permit | Commercial | NULL | Expired | Annual / Operating - Annual Operating Permit Supply and post permit, Supply and review log book, perform electrical inspection, provide report and recommendations. Renewal of EP-2022-03169 Valid July 10 2022 - July 09 2023 (CF-2022-003821) | Accurate Power Group Ltd
EP-2022-03169 | 2022-04-22 | 1238 RICHARDS STREET, Vancouver, BC V6B 6M6 | Electrical Permit | Commercial | NULL | Expired | Annual / Operating - Supply and post permit, Supply and review log book, perform electrical inspection, provide report and recommendations. Renewal of EP-2020-05104 Valid July 10 2021 - July 09 2022 (CF-2022-003821) | Accurate Power Group Ltd
EP-2022-06976 | 2022-08-18 | 1280 RICHARDS STREET, Vancouver, BC V6B 1S2 | Electrical Permit | Commercial | Tenant Improvement | Completed | Installation / Repair - Commercial - RE & RE Transfer Fan. Retrofit - Like for like exact appliance replacement. Service remained the same, breaker &amp; electrical feed confirmed to be originally sized properly. Equipment will be replaced in the same location as the existing unit. | Haakon Industries (Canada) Ltd.
EP-2023-01833 | 2023-03-30 | 2050 RUPERT STREET, Vancouver, BC V5M 3S5 | Electrical Permit | Commercial | Renovation | Issued | Installation / Repair - Commercial - We will be building an electrical room in a shipping container to be located outside of an existing building. The building is currently fed with overhead lines from BCH and will be a hazard to the construction of the new building. Once construction on the new building is complete, the existing building will be demolished. The intent is to remove the existing overhead service, and feed the building from our new electrical room. I have attached the engineered drawings for reference. | 0962370 BC Ltd
NULL | NULL | 2050 RUPERT STREET, Vancouver, BC V5M 3S5 | Plumbing Permit | Commercial | New | Draft | Commercial - 6 storey senior living homes. a total of 64 units and an amenity on the top floor. | Dual Mechanical Ltd.
NULL | NULL | 2050 RUPERT STREET, Vancouver, BC V5M 3S5 | Plumbing Permit | Commercial | New | Draft | Commercial - A new senior housing building consisting of plumbing up to the 6 floors. | Dual Mechanical Ltd.
NULL | NULL | 2050 RUPERT STREET, Vancouver, BC V5M 3S5 | Sprinkler Permit | NULL | NULL | Draft | Commercial - Fire Sprinkler/standpipe installation | TDN Constructors Group Inc
NULL | NULL | 2125 RUPERT STREET, Vancouver, BC V5M 3S6 | Electrical Permit | Residential | Renovation | Draft | Installation / Repair - Residential - na | NULL
EP-2023-03071 | NULL | 2132 RUPERT STREET, Vancouver, BC V5M 3S7 | Electrical Permit | Residential | Tenant Improvement | Application Incomplete | Installation / Repair - Residential - 20amp Branch Circuit for mini split heat pump | Vector Home Services Inc
MP-2023-00604 | 2023-04-06 | 2132 RUPERT STREET, Vancouver, BC V5M 3S7 | Mechanical Permit | NULL | NULL | Completed | NULL | Vector Home Services Inc
PP-2022-02276 | 2022-06-30 | 3565 RUPERT STREET, Vancouver, BC V5M 3V9 | Plumbing Permit | Residential | New | Completed | Residential - Plumbing, 2 deck drains To construct a 2.5 storey two-family dwelling with a detached accessory building (garage) at the rear providing 2 parking spaces, having vehicular access from the lane. 1. No covenant registered at the Land Title Office 2. No strata titling permitted 3. A/C proposed – Exterior component located in rear, Interior component located in attic floor 4. No Bar sink located 5. Schedule B: (P.Y.H Yee) P.Eng (604.255.3868) Structural & Geotechnical 7. HPO: Residential Builder- Fixright Construction Ltd. | A2P PLUMBING & HEATING LTD
PP-2022-00667 | 2022-02-25 | 3565 RUPERT STREET, Vancouver, BC V5M 3V9 | Plumbing Permit | Residential | New | Completed | Residential - 2FD - FRONT UNIT - 3565 RUPERT ST BACK UNIT - 3297 E 20TH AV Installing 2 Sumps To construct a 2.5 storey two-family dwelling with a detached accessory building (garage) at the rear providing 2 parking spaces, having vehicular access from the lane. 1. No covenant registered at the Land Title Office 2. No strata titling permitted 3. A/C proposed – Exterior component located in rear, Interior component located in attic floor 4. No Bar sink located | Hans Demolition and Excavating Ltd.
PP-2022-00788 | 2022-03-08 | 3565 RUPERT STREET, Vancouver, BC V5M 3V9 | Plumbing Permit | Residential | New | Completed | Residential - 2FD - FRONT UNIT - 3565 RUPERT ST BACK UNIT - 3297 E 20TH AV new installation To construct a 2.5 storey two-family dwelling with a detached accessory building (garage) at the rear providing 2 parking spaces, having vehicular access from the lane. 1. No covenant registered at the Land Title Office 2. No strata titling permitted 3. A/C proposed – Exterior component located in rear, Interior component located in attic floor 4. No Bar sink located AMEND: MAY 19/2022 ADD 2 DECK DRAINS | A2P PLUMBING & HEATING LTD
EP-2022-02100 | 2022-03-16 | 3565 RUPERT STREET, Vancouver, BC V5M 3V9 | Electrical Permit | Residential | New | Completed | Installation / Repair - Residential - alarm,cable,phone,data,doorbell >BP: To construct a 2.5 storey two-family dwelling ($947,000) with a detached accessory building (garage) at the rear providing 2 parking spaces, having vehicular access from the lane. 1. No covenant registered at the Land Title Office 2. No strata titling permitted 3. A/C proposed – Exterior component located in rear, Interior component located in attic floor 4. No Bar sink located 5. Schedule B: (P.Y.H Yee) P.Eng (604.255.3868) Structural & Geotechnical 7. HPO: Residential Builder- Fixright Construction Ltd. Note: This is a 2.5 storey building pursuant to the Zoning and Development By-Law Address Information: Principle Dwelling (Front 'Unit A'): 3565 Rupert St Principle Dwelling (Back 'Unit B'): 3297 E 20th Av Address numbers assigned as per approved plans for Fire and Emergency response. The address numbers are to be posted to the building to be visible from the street and in accordance with the Building By-law prior to final inspection. **THIS PERMIT HAS BEEN ISSUED UNDER THE REQUIREMENTS OF VBBL #12511 (2019)** | Supertech Systems Ltd
SP-2022-00877 | 2022-06-02 | 3565 RUPERT STREET, Vancouver, BC V5M 3V9 | Sprinkler Permit | Residential | New | Completed | Residential - New sprinkler system To construct a 2.5 storey two-family dwelling with a detached accessory building (garage) at the rear providing 2 parking spaces, having vehicular access from the lane. 1. No covenant registered at the Land Title Office 2. No strata titling permitted 3. A/C proposed – Exterior component located in rear, Interior component located in attic floor 4. No Bar sink located 5. Schedule B: (P.Y.H Yee) P.Eng (604.255.3868) Structural & Geotechnical 7. HPO: Residential Builder- Fixright Construction Ltd. | Haven Fire Protection Ltd
GP-2022-01808 | 2022-07-04 | 3565 RUPERT STREET, Vancouver, BC V5M 3V9 | Gas Permit | Residential | New | Completed | Residential - new installation To construct a 2.5 storey two-family dwelling with a detached accessory building (garage) at the rear providing 2 parking spaces, having vehicular access from the lane. 1. No covenant registered at the Land Title Office 2. No strata titling permitted 3. A/C proposed – Exterior component located in rear, Interior component located in attic floor 4. No Bar sink located 5. Schedule B: (P.Y.H Yee) P.Eng (604.255.3868) Structural & Geotechnical 7. HPO: Residential Builder- Fixright Construction Ltd. | A2P PLUMBING & HEATING LTD
EP-2022-03928 | 2022-05-16 | 3565 RUPERT STREET, Vancouver, BC V5M 3V9 | Electrical Permit | Residential | New | Completed | Installation / Repair - Residential - wiring under ground cables and service of Duplex unit Main service 200 Amps Each Unit Service 125 Amps. BP: To construct a 2.5 storey two-family dwelling ($947,000) with a detached accessory building (garage) at the rear providing 2 parking spaces, having vehicular access from the lane. 1. No covenant registered at the Land Title Office 2. No strata titling permitted 3. A/C proposed – Exterior component located in rear, Interior component located in attic floor 4. No Bar sink located 5. Schedule B: (P.Y.H Yee) P.Eng (604.255.3868) Structural & Geotechnical 7. HPO: Residential Builder- Fixright Construction Ltd. Note: This is a 2.5 storey building pursuant to the Zoning and Development By-Law Address Information: Principle Dwelling (Front 'Unit A'): 3565 Rupert St Principle Dwelling (Back 'Unit B'): 3297 E 20th Av Address numbers assigned as per approved plans for Fire and Emergency response. The address numbers are to be posted to the building to be visible from the street and in accordance with the Building By-law prior to final inspection. **THIS PERMIT HAS BEEN ISSUED UNDER THE REQUIREMENTS OF VBBL #12511 (2019)** | AULAKH ELECTRICAL CORPORATION
SP-2023-00483 | 2023-05-29 | 3868 RUPERT STREET, Vancouver, BC V5M 2Z3 | Sprinkler Permit | Commercial | Tenant Improvement | Completed | Commercial - Adding 14 new heads >BP: CHANGE OF MAJOR OCCUPANCY Interior alternation for the First Tenant Improvement and Change of Major Occupancy from Retail (Group E) to Restaurant – Class 1 (Group A2) in an existing ground floor shell space in this existing 6-storey mixed-use building. Included in the scope of work is the installation of their kitchen cooking equipment. One class 2 cooking and class 5?? Oct 5/2023-AMEND Permit issued in error | Escape Fire Protection Ltd
EP-2023-06398 | 2023-07-17 | 3868 RUPERT STREET, Vancouver, BC V5M 2Z3 | Electrical Permit | Commercial | Tenant Improvement | Completed | Installation / Repair - Commercial - Complete security alarm system (all wireless) and CCTV system. >BP: CHANGE OF MAJOR OCCUPANCY Interior alternation for the First Tenant Improvement and Change of Major Occupancy from Retail (Group E) to Restaurant – Class 1 (Group A2) in an existing ground floor shell space in this existing 6-storey mixed-use building. Included in the scope of work is the installation of their kitchen cooking equipment. One class 2 cooking and class 5. OK for DB - Jamie Zhang. Schedule A, Schedule B (Architectural) Joe Muego, AIBC Schedule B (Electrical), Dave Hans, P.Eng. Schedule B (Mechanical & Plumbing), M.Z.Wahla, P.Eng provided for this project. Building Review Branch Notes: 1. This permit has been reviewed under the requirements of the VBBL #12511 (2019) 2. No exterior alterations. 3. Separate sign permit required for any alternations to the existing signage. 4. A separate patio permit is required for the outdoor seats 5. Grease laden vapour shall not be generated in this tenant space. 6. Contractor shall have a valid business license prior to the commencement of any work. 7. Total Occupant Load: 32 seats + 12 queuing patrons + 10 staff = 54 persons 8. Occupant Load maximum 60 person (washroom capacity) | APC ALARM CORP
EP-2023-05447 | 2023-06-20 | 3868 RUPERT STREET, Vancouver, BC V5M 2Z3 | Electrical Permit | Commercial | Tenant Improvement | Completed | Installation / Repair - Commercial - First tenant improvement. Whole wiring of the commercial business (Leisure dining): branch circuits, outlets, equipment connection, lights. >BP: CHANGE OF MAJOR OCCUPANCY Interior alternation for the First Tenant Improvement and Change of Major Occupancy from Retail (Group E) to Restaurant – Class 1 (Group A2) in an existing ground floor shell space in this existing 6-storey mixed-use building. Included in the scope of work is the installation of their kitchen cooking equipment. One class 2 cooking and class 5. | Vanpower Electrical Ltd.
PP-2023-02819 | 2023-08-09 | 3868 RUPERT STREET, Vancouver, BC V5M 2Z3 | Plumbing Permit | Commercial | Tenant Improvement | Completed | Commercial - New Bakery new rough In of drainage and domestic waterlines as per mechanical drawings >DB: CHANGE OF MAJOR OCCUPANCY Interior alternation for the First Tenant Improvement and Change of Major Occupancy from Retail (Group E) to Restaurant – Class 1 (Group A2) in an existing ground floor shell space in this existing 6-storey mixed-use building. Included in the scope of work is the installation of their kitchen cooking equipment. One class 2 cooking and class 5. AMEND: OCT 4/2023 ADD 6 IBP's | VANMECH PLUMBING & HEATING LTD.
EP-2023-02293 | 2023-03-17 | 4016 RUPERT STREET, Vancouver, BC V5R 2H3 | Electrical Permit | Residential | New | Completed | Installation / Repair - Residential - Rough in and installation of tv, tel, net, cameras, security alarm >BP: To construct a 2 and a half storey two-family dwelling with a detached accessory building (garage), at the rear providing 2 parking spaces, having vehicular access from the lane. The entire building, INCLUDING THE ATTACHED GARAGE (if applicable), to be sprinklered to 2x NFPA 13D. Note: This Building Permit will remain in a suspended status until the associated (green) Demolition Permit BP-2022-03112 is completed. Note: This is a 2 and half storey building pursuant to the Zoning and Development By-Law 1. A/C unit proposed at front & rear 2. No bar sink proposed 3. Structural & Geotechnical schedule B:Beerinder Sighu M.Eng P.Eng. (604)-339-0034 4. HPO: PD Moore Homes Inc. "Combustible projections or roof soffits on an exposing building face shall not project to less than .45m from the property line and shall be in compliance with VBBL 2014 9.10.15.5.(9)" Any alterations or conversions to the attached garage (if applicable) to habitable living space shall not be permitted without first obtaining the approval of the Director of Planning and the Chief Building Official. Thermal protection measures and Laneway house design guidelines shall be required to be met prior to the approval of the conversion. ***This permit is issued under the VBBL 2019, with updated energy requirements as per bylaw # 12997 effective Jan 01, 2022.*** | Static Security Inc
MP-2023-00632 | 2023-04-12 | 4016 RUPERT STREET, Vancouver, BC V5R 2H3 | Mechanical Permit | NULL | NULL | Completed | NULL | Century Twenty One Gas & Heating Co. Ltd
PP-2023-00276 | 2023-01-26 | 4016 RUPERT STREET, Vancouver, BC V5R 2H3 | Plumbing Permit | Residential | New | Completed | Residential - Installation of plumbing fixtures in DUPLEX >To construct a 2 and a half storey two-family dwelling with a detached accessory building (garage), at the rear providing 2 parking spaces, having vehicular access from the lane. . The entire building, INCLUDING THE ATTACHED GARAGE (if applicable), to be sprinklered to 2x NFPA 13D. Note: This Building Permit will remain in a suspended status until the associated (green) Demolition Permit BP-2022-03112 is completed. Note: This is a 2 and half storey building pursuant to the Zoning and Development By-Law 1. A/C unit proposed at front & rear 2. No bar sink proposed 3. Structural & Geotechnical schedule B:Beerinder Sighu M.Eng P.Eng. (604)-339-0034 4. HPO: PD Moore Homes Inc. "Combustible projections or roof soffits on an exposing building face shall not project to less than .45m from the property line and shall be in compliance with VBBL 2014 9.10.15.5.(9)" Any alterations or conversions to the attached garage (if applicable) to habitable living space shall not be permitted without first obtaining the approval of the Director of Planning and the Chief Building Official. Thermal protection measures and Laneway house design guidelines shall be required to be met prior to the approval of the conversion. ***This permit is issued under the VBBL 2019, with updated energy requirements as per bylaw # 12997 effective Jan 01, 2022.*** | Century Twenty One Gas & Heating Co. Ltd
SP-2023-00173 | 2023-01-30 | 4016 RUPERT STREET, Vancouver, BC V5R 2H3 | Sprinkler Permit | Residential | New | Completed | Residential - 2FD - FRONT - 4016 RUPERT ST BACK - 4014 RUPERT ST New sprinkler system >DB: To construct a 2 and a half storey two-family dwelling with a detached accessory building (garage), at the rear providing 2 parking spaces, having vehicular access from the lane. The entire building, INCLUDING THE ATTACHED GARAGE (if applicable), to be sprinklered to 2x NFPA 13D. Note: This is a 2 and half storey building pursuant to the Zoning and Development By-Law 1. A/C unit proposed at front & rear 2. No bar sink proposed | Haven Fire Protection Ltd
EP-2022-08923 | 2022-10-19 | 4016 RUPERT STREET, Vancouver, BC V5R 2H3 | Electrical Permit | Residential | New | Expired | Temporary Power - Residential - To provide temporary power. | Prabhjot Singh Battu
EP-2023-00608 | 2023-01-25 | 4016 RUPERT STREET, Vancouver, BC V5R 2H3 | Electrical Permit | Residential | New | Completed | Installation / Repair - Residential - New construction of a duplex. >BP: To construct a 2 and a half storey two-family dwelling with a detached accessory building (garage), at the rear providing 2 parking spaces, having vehicular access from the lane. The entire building, INCLUDING THE ATTACHED GARAGE (if applicable), to be sprinklered to 2x NFPA 13D. Note: This Building Permit will remain in a suspended status until the associated (green) Demolition Permit BP-2022-03112 is completed. Note: This is a 2 and half storey building pursuant to the Zoning and Development By-Law 1. A/C unit proposed at front & rear 2. No bar sink proposed 3. Structural & Geotechnical schedule B:Beerinder Sighu M.Eng P.Eng. (604)-339-0034 4. HPO: PD Moore Homes Inc. "Combustible projections or roof soffits on an exposing building face shall not project to less than .45m from the property line and shall be in compliance with VBBL 2014 9.10.15.5.(9)" Any alterations or conversions to the attached garage (if applicable) to habitable living space shall not be permitted without first obtaining the approval of the Director of Planning and the Chief Building Official. Thermal protection measures and Laneway house design guidelines shall be required to be met prior to the approval of the conversion. ***This permit is issued under the VBBL 2019, with updated energy requirements as per bylaw # 12997 effective Jan 01, 2022.*** | Prabhjot Singh Battu
PP-2022-04268 | 2022-11-28 | 4016 RUPERT STREET, Vancouver, BC V5R 2H3 | Plumbing Permit | Residential | New | Completed | Residential - 2FD - Install out side sump | Nihal Excavating & Landscaping Ltd
EP-2023-02122 | 2023-03-24 | 4133 RUPERT STREET, Vancouver, BC V5R 2H5 | Electrical Permit | Residential | Addition | Completed | Installation / Repair - Residential - Dedicated circuit for new 1x 40A 240V heat pump + dedicated circuit for 1x new 15A 240A AHU *An approved mechanical permit is required for the installation of air conditioning or heat pump unit at the time of installation before an electrical inspection will be performed | KOVAC ELECTRICAL GROUP LTD.
MP-2023-00467 | 2023-03-22 | 4133 RUPERT STREET, Vancouver, BC V5R 2H5 | Mechanical Permit | NULL | NULL | Completed | NULL | Central Commercial & Residential Services
EP-2023-01068 | 2023-02-08 | 555 SEYMOUR STREET, Vancouver, BC V6B 3H6 | Electrical Permit | Commercial | Addition | Completed | Installation / Repair - Commercial - Install 1 Card Access Door. NO MAG LOCKS Energized - Electrified Lockset Site Contact - Eric Vuong - 6049709982 | PALADIN TECHNOLOGIES INC
PP-2022-02773 | 2022-08-10 | 555 SEYMOUR STREET, Vancouver, BC V6B 3H6 | Plumbing Permit | Commercial | Renovation | Completed | Commercial - Installing water fountain on 5th floor hallway | Total Energy Systems Ltd
EP-2023-07623 | 2023-08-22 | 555 SEYMOUR STREET, Vancouver, BC V6B 3H6 | Electrical Permit | Commercial | Addition | Issued | Installation / Repair - Commercial - Install card reader and intrusion points Site contact Brandon Litterscheidt 604-999-2307 No Mag locks | Paladin Technologies Inc
EP-2023-07664 | 2023-08-23 | 555 SEYMOUR STREET, Vancouver, BC V6B 3H6 | Electrical Permit | Commercial | Renovation | Issued | Installation / Repair - Commercial - Renovation of washroom, new panel installation, new lighting fixtures, and new receptacles to be installed. >BP: Interior alterations to convert the existing gendered change rooms and washrooms into a single universal accessible change room and washroom on the parking mezzanine level of this existing commercial/institutional building on the site. | Bemister Electric Ltd.
SP-2023-01667 | 2023-09-28 | 555 SEYMOUR STREET, Vancouver, BC V6B 3H6 | Sprinkler Permit | Commercial | Tenant Improvement | Issued | Commercial - For sprinkler system alterations to the 2019 VBBL and NFPA 13, 2013 for the tenant improvements to provide interior alterations to convert the existing gendered changerooms and washrooms into a single universal accessible change room and washroom on the parking mezzanine level of this existing commercial/institutional building on the site. Engineer of Record: Ian Mackay 604-792-7714 ian.mackay@mfpe.ca | Viking Fire Protection Inc
EP-2023-10222 | 2023-11-27 | 555 SEYMOUR STREET, Vancouver, BC V6B 3H6 | Electrical Permit | Commercial | Addition | Issued | Installation / Repair - Commercial - Install 1 Card Reader Door strike and Motion Sensor, No Maglocks/Downtown Campus, Mezzanine Bike Cage. Site contact: Brandon Litterscheidt phone:604-999-2307 | Paladin Technologies Inc
PP-2023-03567 | 2023-10-18 | 555 SEYMOUR STREET, Vancouver, BC V6B 3H6 | Plumbing Permit | Commercial | Tenant Improvement | Issued | Commercial - Renovation of BCIT Downtown basement level washroom >BP: 555 Seymour St Interior alterations to convert the existing gendered changerooms and washrooms into a single universal accessible change room and washroom on the parking mezzanine level of this existing commercial/institutional building on the site. | Delrey Mechanical Ltd
EP-2022-04299 | 2022-05-25 | 555 SEYMOUR STREET, Vancouver, BC V6B 3H6 | Electrical Permit | Commercial | Addition | Issued | Installation / Repair - Commercial - 3 Card Readers and 3 Intrusions (No Maglocks) | PALADIN TECHNOLOGIES INC
PP-2022-00693 | 2022-03-01 | 555 SEYMOUR STREET, Vancouver, BC V6B 3H6 | Plumbing Permit | Commercial | Addition | Completed | Commercial - New floor drain located in a server room | Four Lakes Mechanical LTD
EP-2022-00798 | 2022-03-18 | 555 SEYMOUR STREET, Vancouver, BC V6B 3H6 | Electrical Permit | Commercial | Renovation | Completed | Installation / Repair - Commercial - Install pathways and electrical connections for mechanical equipment. Also removal of some track lighting and installation of LED flat panels. Amend: June 22, 2022 Documents requested by Inspector. Amend: Dec 21, 2022 Uploading Attachment L. These fixtures were installed in the Level 7 Server room and have localized controls per section 9.4.1.1(a). | United Power Ltd
EP-2022-00646 | 2022-01-28 | 555 SEYMOUR STREET, Vancouver, BC V6B 3H6 | Electrical Permit | Commercial | Renovation | Completed | Installation / Repair - Commercial - 25 Card Reader Doors, 36 Intrusion Points (No Maglocks) >BP: Interior alterations to provide improvements for this existing School tenant (BCIT) at 555 Seymour Street on the 2nd floor of this existing mixed-use (commercial, institutional, restaurant-Class 1, School - College) building. Scope of work involves reconfiguration of parts of the 2nd floor single tenant suite plus minor cosmetic (painting) improvements at level 1 of this school`s lobby. OK for BP and new exhaust louver as per Karen Kallweit-Graham on Nov 09, 2021. Noted: the 2019 VBBL applies to this permit application which has been reviewed during the 2020 Covid 19 pandemic. (Application fees were not paid until Sept. 11, 2020) REVISION #1 (Sep 20, 2020): See Amendments. REVISION #2 (Dec 10, 2021): Processed during the Covid-19 pandemic. - Modified existing north window to include new exhaust louver. - Expanded scope of work further west of north corridor and south elevator lobby on Level 02. - Revised non-rated wall assemblies, windows, doors, equipment, and finishes. - Revised elevator lobby. - Updated mechanical and electrical including level 2 washroom piping and lighting fixtures in various areas. - Added structural details. | Paladin Technologies Inc
EP-2022-00647 | 2022-01-28 | 555 SEYMOUR STREET, Vancouver, BC V6B 3H6 | Electrical Permit | Commercial | Addition | Completed | Installation / Repair - Commercial - Install Access Control Panel (No maglocks) | Paladin Technologies Inc
EP-2022-00549 | 2022-01-26 | 555 SEYMOUR STREET, Vancouver, BC V6B 3H6 | Electrical Permit | Commercial | Addition | Completed | Installation / Repair - Commercial - Install Access Control Panel - (No Maglock) - BMC-300C, 3rd Floor | Paladin Technologies Inc
PP-2022-01152 | 2022-04-04 | 615 SEYMOUR STREET, Vancouver, BC V6B 3K3 | Plumbing Permit | Commercial | Renovation | Completed | Commercial - Install a new toilet rough-in Interior alterations only to provide for a washroom renovation to add one (1) water closet at the existing Women Washroom to accommodate increased occupant load, at this existing Restaurant-Class 1 use at 615 Seymour Street at this existing Municipally Designated Heritage 'M' commercial building. Scope of work includes: 1) To retain temporary patio. 2) Addition of one women's water closet to accommodate increased occupant load. | Marco Plumbing & Heating Co Ltd
EP-2022-02701 | 2022-04-05 | 615 SEYMOUR STREET, Vancouver, BC V6B 3K3 | Electrical Permit | Commercial | Renovation | Completed | Installation / Repair - Commercial - Washroom renovation: Replace 2 light fixtures and install occupancy sensor. Repair wiring. NO MAGLOCKS >BP: Interior alterations only to provide for a washroom renovation to add one (1) water closet at the existing Women Washroom to accommodate increased occupant load, at this existing Restaurant-Class 1 use at 615 Seymour Street at this existing Municipally Designated Heritage 'M' commercial building. Scope of work includes: 1) To retain temporary patio. 2) Addition of one women's water closet to accommodate increased occupant load. Tenant: Hy's American Steakhouse Ltd. dba. St Regis Hotel - Gotham Steakhouse. | Makle Electric Ltd
SP-2022-00508 | 2022-04-08 | 615 SEYMOUR STREET, Vancouver, BC V6B 3K3 | Sprinkler Permit | Commercial | Renovation | Completed | Commercial - Two fire sprinkler heads changed from 155 degrees QR Pendance to 5.6 concealed >BP: 615 Seymour Street. Interior alterations only to provide for a washroom renovation to add one (1) water closet at the existing Women Washroom to accommodate increased occupant load, at this existing Restaurant-Class 1 use at 615 Seymour Street at this existing Municipally Designated Heritage 'M' commercial building. Scope of work includes: 1) To retain temporary patio. 2) Addition of one women's water closet to accommodate increased occupant load. Tenant: Hy's American Steakhouse Ltd. dba. St Regis Hotel - Gotham Steakhouse. OK for field review as per Rob Rattray, February 10, 2022. | BC FIRE SPRINKLERS--Gordon Knight
EP-2022-06219 | 2022-07-25 | 8910 SHAUGHNESSY STREET, Vancouver, BC V6P 3Y5 | Electrical Permit | Commercial | NULL | Expired | Annual / Operating - ANNUAL OPERATING PERMIT | Mac's Electric Ltd
EP-2023-06871 | 2023-07-28 | 8910 SHAUGHNESSY STREET, Vancouver, BC V6P 3Y5 | Electrical Permit | Commercial | NULL | Issued | Annual / Operating - ANNUAL OPERATING PERMIT -Renewal of EP-2022-06219 -Valid: July 26, 2023 - July 25, 2024 | Mac's Electric Ltd
GP-2022-00507 | 2022-02-16 | 618 SEMLIN DRIVE, Vancouver, BC V5L 4J2 | Gas Permit | Residential | Renovation | Completed | Residential - Furnace replacement 60,000 BTU low pressure up flow | General Heating Ltd
GP-2024-00192 | 2024-01-24 | 634 SEMLIN DRIVE, Vancouver, BC V5L 4J2 | Gas Permit | Residential | Renovation - Dwelling Unit(s) only | Issued | Residential - Installing tankless water heater | Reid Brothers Plumbing & Heating Ltd
GP-2022-03483 | 2022-11-08 | 696 SEMLIN DRIVE, Vancouver, BC V5L 4J2 | Gas Permit | Residential | Renovation | Completed | Residential - replace gas furnace | Joyce Heating Services Ltd
GP-2022-00673 | 2022-03-03 | 715 SEMLIN DRIVE, Vancouver, BC V5L 4J4 | Gas Permit | Residential | Renovation | Completed | Residential - Boiler replacement | Eaton's Heating Ltd
SP-2022-00331 | 2022-03-21 | 3549 PUGET DRIVE, Vancouver, BC V6L 2T6 | Sprinkler Permit | Residential | New | Completed | Residential - Installation of new fire sprinkler system To construct a 2-storey two-family dwelling with a detached accessory building (garage), at the rear providing 2 parking spaces, having vehicular access from the lane. Note: This is a 2 storey building pursuant to the Zoning and Development By-Law 1. A/C unit proposed x2 (Heat pump) 2. No bar sink proposed 3. Schedule B: Jason Hui, P.Eng 778-319-3403 Structural 4. Schedule B: Ward Phillips, P.Eng 604-716-8881 Geotechnical 5. HPO: Residential Builder, 0942432 BC Ltd. | Fire Busters Inc
PP-2022-01097 | 2022-03-31 | 3549 PUGET DRIVE, Vancouver, BC V6L 2T6 | Plumbing Permit | Residential | New | Completed | Residential - New Plumbing System | Vancity Plumbing & Heating Ltd
GP-2022-03407 | 2022-11-02 | 3549 PUGET DRIVE, Vancouver, BC V6L 2T6 | Gas Permit | Residential | New | Completed | Residential - 3549 Puget Dr :To install 1 boiler 1 range 2 bbq 1 fireplace fireplace piping only 3555 Puget Dr: To install 1 boiler 1 range 2 bbq 1 fireplace fireplace piping only >BP:To construct a 2-storey two-family dwelling ($976, 072.50) with a detached accessory building (garage), at the rear providing 2 parking spaces, having vehicular access from the lane. | Symbolistic Heating Ltd
EP-2022-08786 | 2022-10-19 | 3549 PUGET DRIVE, Vancouver, BC V6L 2T6 | Electrical Permit | Residential | New | Completed | Installation / Repair - Residential - Overhead 400 Amps Electrical service for Duplex houses. Each house 200 Amps with Two meters >BP: To construct a 2-storey two-family dwelling ($976, 072.50) with a detached accessory building (garage), at the rear providing 2 parking spaces, having vehicular access from the lane. Note: This is a 2 storey building pursuant to the Zoning and Development By-Law 1. A/C unit proposed x2 (Heat pump) 2. No bar sink proposed 3. Schedule B: Jason Hui, P.Eng 778-319-3403 Structural 4. Schedule B: Ward Phillips, P.Eng 604-716-8881 Geotechnical 5. HPO: Residential Builder, 0942432 BC Ltd. Garage height relaxed as per T.Chen by 2ft on east elevation "Combustible projections or roof soffits on an exposing building face shall not project to less than .45m from the property line and shall be in compliance with VBBL 2014 9.10.15.5.(9)" The entire building, INCLUDING THE ATTACHED GARAGE (if applicable), to be sprinklered to 2x NFPA 13D. Any alterations or conversions to the attached garage (if applicable) to habitable living space shall not be permitted without first obtaining the approval of the Director of Planning and the Chief Building Official. Thermal protection measures and Laneway house design guidelines shall be required to be met prior to the approval of the conversion. ******THIS PERMIT HAS BEEN ISSUED UNDER THE REQUIREMENTS OF VBBL 2019 AND THE GREEN HOMES PROGRAM****** | Boss Electric Ltd.
GP-2022-03188 | NULL | 3549 PUGET DRIVE, Vancouver, BC V6L 2T6 | Gas Permit | Residential | New | Cancelled | Residential - Installation of 1 gas fireplace - venting an hook up only | Urban Fireplaces Ltd
GP-2022-03038 | 2022-10-07 | 3549 PUGET DRIVE, Vancouver, BC V6L 2T6 | Gas Permit | Residential | New | Completed | Residential - Installation of 1 gas fireplace - venting and hook up only >BP: To construct a 2-storey two-family dwelling ($976, 072.50) with a detached accessory building (garage), at the rear providing 2 parking spaces, having vehicular access from the lane. Amended - Oct 17th,2022 Adding second fireplace | Urban Fireplaces Ltd
EP-2022-08382 | 2022-10-05 | 3549 PUGET DRIVE, Vancouver, BC V6L 2T6 | Electrical Permit | Residential | New | Expired | Temporary Power - Residential - To provide temporary power. Expired: EP-2021-06415 Valid: Aug 27,2022 - August 26,2023 | Boss Electric Ltd.
EP-2023-00072 | 2023-01-05 | 3549 PUGET DRIVE, Vancouver, BC V6L 2T6 | Electrical Permit | Residential | New | Completed | Installation / Repair - Residential - Low voltage permit only one TV. Tel.and wIfi. >BP: To construct a 2-storey two-family dwelling with a detached accessory building (garage), at the rear providing 2 parking spaces, having vehicular access from the lane. Note: This is a 2 storey building pursuant to the Zoning and Development By-Law 1. A/C unit proposed x2 (Heat pump) 2. No bar sink proposed 3. Schedule B: Jason Hui, P.Eng 778-319-3403 Structural 4. Schedule B: Ward Phillips, P.Eng 604-716-8881 Geotechnical 5. HPO: Residential Builder, 0942432 BC Ltd. | Boss Electric Ltd.
GP-2022-00284 | 2022-01-31 | 3595 PUGET DRIVE, Vancouver, BC V6L 2T6 | Gas Permit | Residential | New | Completed | Residential - New gas fireplace with vent & hook up To construct a 2 storey with Cellar/ Basement one-family dwelling with an attached garage providing 2 parking spaces, having vehicular access from Puget Drive.. 1. A/C unit proposed on roof top 2. Schedule B: S. Payman Hosseini, P.Eng (778-893-7351) Structural; Paullus K.F. Young, P.Eng. (604-841-7748) Geotechnical 3. HPO: Residential Builder - P. Square Developments | Fastgo System 2011 Inc DBA Fireplaces Unlimited
PP-2022-03578 | 2022-10-07 | 3595 PUGET DRIVE, Vancouver, BC V6L 2T6 | Plumbing Permit | Residential | New | Completed | Residential - 1FD+SS - #1 & #2 - Install 3/4" backflow prevention device for lawn irrigation | M&M Industries Ltd
GP-2022-03153 | 2022-10-14 | 3595 PUGET DRIVE, Vancouver, BC V6L 2T6 | Gas Permit | Residential | New | Completed | Residential - Miele 36" Freestanding Gas Range >BP: To construct a 2 storey with Cellar/ Basement one-family dwelling with an attached garage ($1,201,465) providing 2 parking spaces, having vehicular access from Puget Drive. | Han Appliances & Refrigeration Ltd
EP-2023-07196 | 2023-08-17 | 3735 PUGET DRIVE, Vancouver, BC V6L 2T8 | Electrical Permit | Residential | Renovation | Issued | Installation / Repair - Residential - Renovation wiring, new lighting, Kitchen, bathrooms, Interior and exterior alterations to this existing Single detached house with attached 3-car garage on this site. Scope of work includes: 1) Wet bar area revised. 2) Updated kitchen area. 3) Updated washroom fixtures 4) Replace windows and skylights 5) Install EV charger 6) Restore storage space to a crawl space | Kuban Electric Ltd
EP-2024-00655 | 2024-01-30 | 3735 PUGET DRIVE, Vancouver, BC V6L 2T8 | Electrical Permit | Residential | Renovation | Issued | Installation / Repair - Residential - Structured wiring installation, intercom, audio, surveillance cameras, security alarm, central vacuum. >BP: Interior and exterior alterations to this existing Single detached house with attached 3-car garage on this site. Scope of work includes: 1) Wet bar area revised. 2) Updated kitchen area. 3) Updated washroom fixtures 4) Replace windows and skylights 5) Install EV charger 6) Restore storage space to a crawl space Letter of assurance provided by: Schedule B (Structural): Oswald Wegner, 604-579-0110 Note: Any unauthorized work on this site, existing or otherwise, is neither recognized nor approved and may be subject to enforcement action. | Vancouver Audiospace Home Control Ltd
GP-2024-00086 | 2024-01-10 | 3765 PUGET DRIVE, Vancouver, BC V6L 2T8 | Gas Permit | Residential | Renovation | Completed | Residential - Water heater re and re | Superior Gas Installations & Service Ltd
GP-2023-02982 | 2023-10-10 | 3816 PUGET DRIVE, Vancouver, BC V6L 2V1 | Gas Permit | Residential | Renovation | Completed | Residential - replace furnace | Pioneer Plumbing & Heating Inc
EP-2023-01959 | 2023-03-16 | 3875 PUGET DRIVE, Vancouver, BC V6L 2T8 | Electrical Permit | Residential | Renovation | Issued | Installation / Repair - Residential - Add circuit for heat pump *An approved mechanical permit is required for the installation of air conditioning or heat pump unit at the time of installation before an electrical inspection will be performed. | Douglas Millington o/a Moose Electric
GP-2022-02345 | 2022-08-10 | 3875 PUGET DRIVE, Vancouver, BC V6L 2T8 | Gas Permit | Residential | Renovation | Completed | Residential - decommission & remove furnace from site | Ashton Service Group/Ashton Mechanical Ltd.
GP-2022-02497 | 2022-08-23 | 3875 PUGET DRIVE, Vancouver, BC V6L 2T8 | Gas Permit | Residential | Renovation | Completed | Residential - Decommission and remove furnace | Ashton Service Group/Ashton Mechanical Ltd.
GP-2022-02595 | 2022-08-30 | 3919 PUGET DRIVE, Vancouver, BC V6L 2V3 | Gas Permit | Residential | Renovation | Completed | Residential - Furnace and Tankless re and re | Sunrise Heating and Cooling Ltd
GP-2022-02835 | 2022-09-21 | 3919 PUGET DRIVE, Vancouver, BC V6L 2V3 | Gas Permit | Residential | Renovation | Completed | Residential - FURNACE INSTALLATION AND TANKLESS WATER HEATER | Sunrise Heating and Cooling Ltd
EP-2022-09874 | 2022-11-22 | 3919 PUGET DRIVE, Vancouver, BC V6L 2V3 | Electrical Permit | Residential | Tenant Improvement | Completed | Installation / Repair - Residential - Electrical service upgrade Work will take place in detached garage. New 200amp service upgrade with meter base attached to garage with new panel in garage. | Nulight Electric Ltd.
GP-2022-02312 | 2022-08-08 | 3950 PUGET DRIVE, Vancouver, BC V6L 2V4 | Gas Permit | Residential | Tenant Improvement | Completed | Residential - Gas permit for exciting boiler | All Season Solution Ltd
GP-2022-02060 | 2022-07-13 | 3950 PUGET DRIVE, Vancouver, BC V6L 2V4 | Gas Permit | Residential | Tenant Improvement | Completed | Residential - Installation of gas supply for a cook top, cap off 2 gas pipe for removed fireplaces. Related to CF-2022-003333 Interior and exterior alterations to this existing single family dwelling with a basement. Scope of Work: New exterior windows, removal of load bearing walls, removal of fireplace, removal of countertops, and new fixtures. | All Season Solution Ltd
EP-2022-05774 | 2022-07-12 | 3950 PUGET DRIVE, Vancouver, BC V6L 2V4 | Electrical Permit | Residential | Renovation | Completed | Installation / Repair - Residential - Changing light fixtures.Some rewiring.safety check >BP: Related to CF-2022-003333 Interior and exterior alterations to this existing single family dwelling with a basement. Scope of Work: New exterior windows, removal of load bearing walls, removal of fireplace, removal of countertops, and new fixtures. OK for Field Review as per J.Bal - May 4,2022 Letters of assurance submitted: - Sch B (Struct): Seyed A. Pishvaei, P.Eng., 604.992.9481 >>>Amend: July 21st -uploaded contractor declaration provides amended detail scope of electrical work -re: pot light installation, wok kitchen wiring, kitchen re wiring(partially), one small panel, some under cabinets and adding some smoke detector | E S R Electric Ltd
PP-2022-02386 | 2022-07-12 | 3950 PUGET DRIVE, Vancouver, BC V6L 2V4 | Plumbing Permit | Residential | Renovation | Completed | Residential - RENOVATION >Related to CF-2022-003333 Interior and exterior alterations to this existing single family dwelling with a basement. Scope of Work: New exterior windows, removal of load bearing walls, removal of fireplace, removal of countertops, and new fixtures. OK for Field Review as per J.Bal - May 4,2022 Letters of assurance submitted: - Sch B (Struct): Seyed A. Pishvaei, P.Eng., 604.992.9481 | Aqua United Plumbing Ltd
EP-2022-04704 | 2022-10-17 | 4035 PUGET DRIVE, Vancouver, BC V6L 2V3 | Electrical Permit | Residential | Renovation | Completed | Installation / Repair - Residential - Upgrading the service to 200A 240v 1 phase 3 wires. -Adding work scope : 1. Installing a EV charger receptacle. 2. Relocating some lighting fixtures, receptacles and switches. The total value is up to 8500. >BP: Exterior and interior alterations to provide improvements for this one family dwelling on this site. Exterior work to remove the front stairs and move the front entrance from main floor to the cellar floor. Addition of about 78 sq ft to the cellar and main floors at the front elevation. Increasing upper front deck by 45 sq ft. Work to replace the rear sliding door with swing doors. Scope of work includes extending the upper front decks, replacing the gutters, new cladding and window size changes on the front elevation, and validating the spice kitchen, window addition at the rear and ensuite at the rear of the upper floor. OK for Field Review per W.Wong May 4, 2022 Notes: - This building is not sprinklered. - Schedule B, Structural, Antony Wang, P.Eng, 604-618-6236. - REUP Submitted by Janice Li, 778-908-3988. Scope of work to include energy upgrade in accordance with Article 11.2.1.4 of the 2019 Vancouver Building By-law and as per the Energy Efficiency Upgrade Details noted in the Energuide Report. - REUP Upgrades: attic insulation, EV charger, electric panel. Amend: Jan 17, 2023 load calculations | JUN ZENG
EP-2023-00472 | 2023-01-20 | 4035 PUGET DRIVE, Vancouver, BC V6L 2V3 | Electrical Permit | Residential | Addition | Completed | Installation / Repair - Residential - Complete alarm system only >BP: Exterior and interior alterations to remove the front stairs and move the front entrance from main floor to the cellar floor, to square off the media room and den on the main and cellar floors, thereby adding approximately 40 sq ft to this existing One Family Dwelling on this site. Scope of work includes replacing the rear sliding door with swing doors for comply with exiting requirements, new roof decks over the squared off floors below, replacing the gutters, new cladding and window size changes on the front elevation, and validating the spice kitchen, window size change at the right elevation, new rear basement entrance and the ensuites at the rear of the upper floor. Also includes adding plumbing fixtures: 3pc bathroom and spice kitchen with a sink. OK for Field Review per W.Wong May 4/22 Addition of 40sf and new roof decks ok'd by S. Erichsen June 17/22 Notes: - This building is not sprinklered. - Schedule B, Structural & Geortechnical, Antony Wang, P.Eng, 604-618-6236. - REUP Submitted by Janice Li, 778-908-3988. Scope of work to include energy upgrade in accordance with Article 11.2.1.4 of the 2019 Vancouver Building By-law and as per the Energy Efficiency Upgrade Details noted in the Energuide Report. - REUP Upgrades: attic insulation, EV charger, electric panel. | APC ALARM CORP
EP-2023-00577 | 2023-01-27 | 4035 PUGET DRIVE, Vancouver, BC V6L 2V3 | Electrical Permit | Residential | Addition | Completed | Installation / Repair - Residential - rough in and completion for cctv and data >BP: Exterior and interior alterations to remove the front stairs and move the front entrance from main floor to the cellar floor, to square off the media room and den on the main and cellar floors, thereby adding approximately 40 sq ft to this existing One Family Dwelling on this site. Scope of work includes replacing the rear sliding door with swing doors for comply with exiting requirements, new roof decks over the squared off floors below, replacing the gutters, new cladding and window size changes on the front elevation, and validating the spice kitchen, window size change at the right elevation, new rear basement entrance and the ensuites at the rear of the upper floor. Also includes adding plumbing fixtures: 3pc bathroom and spice kitchen with a sink. OK for Field Review per W.Wong May 4/22 Addition of 40sf and new roof decks ok'd by S. Erichsen June 17/22 Notes: - This building is not sprinklered. - Schedule B, Structural & Geortechnical, Antony Wang, P.Eng, 604-618-6236. - REUP Submitted by Janice Li, 778-908-3988. Scope of work to include energy upgrade in accordance with Article 11.2.1.4 of the 2019 Vancouver Building By-law and as per the Energy Efficiency Upgrade Details noted in the Energuide Report. - REUP Upgrades: attic insulation, EV charger, electric panel. | Guardian Security Systems ltd
GP-2023-04085 | 2023-12-18 | 4088 PUGET DRIVE, Vancouver, BC V6L 2V5 | Gas Permit | Residential | Renovation | Completed | Residential - replacement of gas hot water tank | Hillcrest Plumbing & Heating (1991) Ltd
GP-2023-00500 | 2023-02-10 | 2235 RUPERT STREET, Vancouver, BC V5M 3S8 | Gas Permit | Residential | Tenant Improvement | Completed | Residential - Boiler Replacement | Wah Fai Plumbing & Heating Inc
MP-2022-00546 | 2022-11-10 | 2245 RUPERT STREET, Vancouver, BC V5M 3S8 | Mechanical Permit | NULL | NULL | Completed | NULL | Vector Home Services Inc
EP-2023-07511 | 2023-10-26 | 2245 RUPERT STREET, Vancouver, BC V5M 3S8 | Electrical Permit | Residential | Renovation | Issued | Installation / Repair - Residential - Install 20 amp branch circuit for heat pump WWOP FEE. MP-2022-00546: Completed without electrical permit. | Vector Home Services Inc
PP-2023-01922 | 2023-05-30 | 1905 ROBSON STREET, Vancouver, BC V6G 1E6 | Plumbing Permit | Commercial | New | Completed | Commercial - install of DCV on potable water as required by COV | Inline Sales & Service Ltd
SP-2022-00920 | 2022-08-02 | 1914 ROBSON STREET, Vancouver, BC V6G 1E8 | Sprinkler Permit | Commercial | Renovation | Completed | Commercial - This is an existing 10 Storey Apartment Building built circa 1965 with a 6” Dry Standpipe supplied by a Fire Department Connection, a Wet 2-1/2” Standpipe supplying 1-1/2” Fire Hose Valves in the corridors and a Wet pipe system for the Parkade. The scope of work is to add a 3” Watts Model 757 Backflow Preventer (DCVA) for the Wet pipe sprinkler system and Wet standpipe systems. | Five Star Fire Protection Ltd
PP-2022-00675 | 2022-02-28 | 1914 ROBSON STREET, Vancouver, BC V6G 1E8 | Plumbing Permit | Commercial | Addition | Completed | Commercial - Installation of 2.5" Watts RBPA | Lambert Plumbing & Heating Ltd
PP-2022-03300 | 2022-09-21 | 1933 ROBSON STREET, Vancouver, BC V6G 1E7 | Plumbing Permit | Commercial | New | Issued | Commercial - Installation of 4" RPBA for premise isolation on domestic water line. | Pennington Mechanical Ltd
EP-2022-10434 | 2023-01-09 | 1960 ROBSON STREET, Vancouver, BC V6G 1E8 | Electrical Permit | Commercial | Tenant Improvement | Issued | Installation / Repair - Commercial - Modification of existing fire alarm system as per Bulletin 2018-004-BU/EL Option #3 triggered by the automatic elevator recall as follows: ·Supply & install new single-stage, addressable DDRS panel c/w annunciator dedicated for elevator recall purposes only.·Provide new addressable smoke detectors w/ sounder bases in elevator lobbies and the elevator machine room.? Replacement of elevator fused disconnects.·Provide new #6 ground hypressed to main electrical room. ·Provide & new addressable relays in elevator machine room.·Replacement of existing receptacles with new GFCI type receptacles in elevator machine room & pit.·Replacement of existing fixtures with new LED type fixtures c/w with wire cages inelevator machine room & pit.·Verification of the fire alarm system in conformance with CAN/ULC S537. >BP: Elevator modernization To install new DDRS without modifying or altering the function of the existing single stage fire alarm system and to allow for elevator recall in this existing 9-storey multiple dwelling building for CSA-B44 upgrade. Scope of work: - new addressable fire alarm panel for DDRS application, addressable replays, smoke detectors, GFCI type receptacles, LED type fixtures and verification of the fire alarm system. Building Review Branch Notes: - Schedule B - Arch. & Elec. submitted by O. L. Wiart, P. Eng. - Automatic emergency recall (main - ground floor, alternate - 2nd floor) | Action Electric Ltd
PP-2023-03821 | 2023-11-01 | 1972 ROBSON STREET, Vancouver, BC V6G 1E8 | Plumbing Permit | Commercial | Renovation - Dwelling Unit(s) only | Completed | Commercial - Replace tub for a shower >BP: #103 - 1972 Robson Street Interior alterations to the bathroom of #103-1972 Robson Street. Scope of work includes: 1) Re & Re of interior bathroom. 2) Update bathtub to a shower with base. 3) Replace sink, water closet and vanity with new in the same location. | Urban Plumbing & Heating Ltd
PP-2023-02988 | 2023-08-23 | 7622 ROCKPOOLE DRIVE, Vancouver, BC | Plumbing Permit | Commercial | Tenant Improvement | Issued | Commercial - Re-Pipe of 43 Units | BMS Plumbing & Mechanical Systems Ltd
EP-2022-09828 | 2022-11-21 | 4179 RUPERT STREET, Vancouver, BC V5R 2H5 | Electrical Permit | Residential | Addition | Completed | Installation / Repair - Residential - Upgrade and relocate existing service to 200A duplex meter base 125A - Laneway main switch 125A - Main house switch Upgrade new underground service feeder | AMTEK Electric Ltd
EP-2022-10053 | 2022-11-28 | 888 SE MARINE DRIVE, Vancouver, BC V5X 2V3 | Electrical Permit | Commercial | NULL | Expired | Movie Set / Filming - To allow for Movie Set/Filming Applicant shall provide completed Contractor Declaration form, and dates of filming and associated location(s) to csinspection.clerks@vancouver.ca prior to the commencement of filming. Visit vancouver.ca/inspections for more details. | Transmission North Productions Inc
NULL | NULL | 888 SE MARINE DRIVE, Vancouver, BC V5X 2V3 | Electrical Permit | Commercial | NULL | Draft | Movie Set / Filming - To allow for Movie Set/Filming Applicant shall provide completed Contractor Declaration form, and dates of filming and associated location(s) to csinspection.clerks@vancouver.ca prior to the commencement of filming. Visit vancouver.ca/inspections for more details. | NULL
EP-2023-00345 | 2023-01-16 | 888 SE MARINE DRIVE, Vancouver, BC V5X 2V3 | Electrical Permit | Commercial | NULL | Expired | Movie Set / Filming - To allow for Movie Set/Filming Applicant shall provide completed Contractor Declaration form, and dates of filming and associated location(s) to csinspection.clerks@vancouver.ca prior to the commencement of filming. Visit vancouver.ca/inspections for more details. | Means of Production Inc
EP-2023-00927 | 2023-02-03 | 888 SE MARINE DRIVE, Vancouver, BC V5X 2V3 | Electrical Permit | Commercial | NULL | Expired | Annual / Operating - Operating permit for temporary unit substation located on east side of building. Renewal of EP-2021-06614 Valid Sep 1/22 - Aug 31/23 | Boileau Electric & Pole Line Ltd
NULL | NULL | 888 SE MARINE DRIVE, Vancouver, BC V5X 2V3 | Electrical Permit | Commercial | NULL | Withdrawn | Movie Set / Filming - To allow for Movie Set/Filming Applicant shall provide completed Contractor Declaration form, and dates of filming and associated location(s) to csinspection.clerks@vancouver.ca prior to the commencement of filming. Visit vancouver.ca/inspections for more details. | NULL
NULL | NULL | 888 SE MARINE DRIVE, Vancouver, BC V5X 2V3 | Electrical Permit | Commercial | NULL | Draft | Movie Set / Filming - To allow for Movie Set/Filming Applicant shall provide completed Contractor Declaration form, and dates of filming and associated location(s) to csinspection.clerks@vancouver.ca prior to the commencement of filming. Visit vancouver.ca/inspections for more details. | NULL
EP-2023-01917 | 2023-03-07 | 888 SE MARINE DRIVE, Vancouver, BC V5X 2V3 | Electrical Permit | Commercial | NULL | Expired | Movie Set / Filming - To allow for Movie Set/Filming Applicant shall provide completed Contractor Declaration form, and dates of filming and associated location(s) to csinspection.clerks@vancouver.ca prior to the commencement of filming. Visit vancouver.ca/inspections for more details. | GEP MBTB Inc
EP-2022-02772 | 2022-04-08 | 1339 SALSBURY DRIVE, Vancouver, BC V5L 4B4 | Electrical Permit | Residential | Renovation | Completed | Installation / Repair - Residential - ***HOMEOWNER PERMIT*** Installation of new 200amp service and breaker panel | NULL
GP-2023-00249 | 2023-01-20 | 1415 SALSBURY DRIVE, Vancouver, BC V5L 4B5 | Gas Permit | Residential | Addition | Completed | Residential - re and re gas range | Christopher Sterling
EP-2022-04784 | 2022-06-07 | 350 SE MARINE DRIVE, Vancouver, BC V5X 2S5 | Electrical Permit | Commercial | NULL | Expired | Annual / Operating - Annual permit Renewal of EP-2021-04281 Valid: June 13, 2022 - June 12, 2023 | High Point Electric Ltd
EP-2022-09994 | 2022-12-16 | 350 SE MARINE DRIVE, Vancouver, BC V5X 2S5 | Electrical Permit | Commercial | Renovation | Completed | Installation / Repair - Commercial - Mobile Shop Renovation on the sales floor. Adding a CRU space for the mobile shop to move into. Includes new panel, lighting, plugs and switches. BP: 350 SE Marine Drive Interior alterations to provide improvements for this existing Retail (Real Canadian Superstore) tenant at this Retail commercial building on this site. Work to add a new Mobile Shop | High Point Electric Ltd
SP-2022-01917 | 2022-11-29 | 350 SE MARINE DRIVE, Vancouver, BC V5X 2S5 | Sprinkler Permit | Commercial | Tenant Improvement | Completed | Commercial - New pendent sprinklers for new drop ceiling. Existing upright sprinklers to remain as is >BP: 350 SE Marine Drive Interior alterations to provide improvements for this existing Retail (Real Canadian Superstore) tenant at this Retail commercial building on this site. Work to add a new Mobile Shop. E2 - Lighting - Upgrade to incorporate Scheduled Shutoff (per 9.4.1.1.(i) of ASHRAE 90.1-2016) Schedule A and Architectural Schedule B, Sylvia Alves Moura, Architect, ph#: 204.947.3775 Structural Schedule B, Piotr Wertepny, P. Eng., ph#: 204.925.1150 Electrical Schedule B, Thai Tonthat, P. Eng., ph#:604.925.1150 Mechanical Schedule B, Mike Houvardas, P Eng., ph#204.925.1150 *****This application does not include any of the following: 1. Not more than 20 sprinklers (add, relocate, or remove), 2. hydraulic calculations, 3. change in occupancy and /or hazard classification, 4. warehouse storage arrangements, 5. mobile compact storage arrangements, 6. alternative solutions, 7. changes to the sprinkler system supply piping (e.g. valves, mains, cross-mains, branch-lines, etc.), or 8. flexible sprinkler pipe. | Troy Life & Fire Safety Limited Protection Incendia Troyu Ltee
EP-2023-00719 | 2023-01-27 | 350 SE MARINE DRIVE, Vancouver, BC V5X 2S5 | Electrical Permit | Commercial | Addition | Completed | Installation / Repair - Commercial - Power to new security gate on sales floor >BP: Interior alterations to provide improvements for this existing Retail (Real Canadian Superstore) tenant at this Retail commercial building on this site. Work to add automatic security gates by the front entrance. | High Point Electric Ltd
EP-2023-03438 | 2023-04-20 | 350 SE MARINE DRIVE, Vancouver, BC V5X 2S5 | Electrical Permit | Commercial | Renovation | Cancelled | Installation / Repair - Commercial - Install power tor security gate at the front of the store. >BP: 350 SE Marine Drive Interior alterations to provide improvements for this existing Retail (Real Canadian Superstore) tenant at this Retail commercial building on this site. Work to add automatic security gates by the front entrance. Schedule A and Architectural Schedule B, Sylvia Alves Moura, Architect, ph#: 204.947.3775 Electrical Schedule B, Thai Tonthat, P. Eng., ph#:604.925.1150 OK for DTI per W.Wong October 4, 2022 | High Point Electric Ltd
EP-2023-05030 | 2023-06-07 | 350 SE MARINE DRIVE, Vancouver, BC V5X 2S5 | Electrical Permit | Commercial | NULL | Issued | Annual / Operating - Renewal of Permit EP-2022-04784 Valid: June 13, 2023 - June 12, 2024 | High Point Electric Ltd
EP-2023-04110 | 2023-05-10 | 350 SE MARINE DRIVE, Vancouver, BC V5X 2S5 | Electrical Permit | Commercial | Renovation | Completed | Installation / Repair - Commercial - Low Voltage Data cabling. >BP: Interior alterations to provide improvements for this existing Retail (Real Canadian Superstore) tenant at this Retail commercial building on this site. Work to add a new Mobile Shop. E2 - Lighting - Upgrade to incorporate Scheduled Shutoff (per 9.4.1.1.(i) of ASHRAE 90.1-2016) Schedule A and Architectural Schedule B, Sylvia Alves Moura, Architect, ph#: 204.947.3775 Structural Schedule B, Piotr Wertepny, P. Eng., ph#: 204.925.1150 Electrical Schedule B, Thai Tonthat, P. Eng., ph#:604.925.1150 Mechanical Schedule B, Mike Houvardas, P Eng., ph#204.925.1150 OK for DTI per W. Wong October 19, 2022 | Burman & Fellows Group Inc
EP-2023-04089 | 2023-05-23 | 350 SE MARINE DRIVE, Vancouver, BC V5X 2S5 | Electrical Permit | Commercial | Renovation | Completed | Installation / Repair - Commercial - Install 1 cat 6 line. >BP: Interior alterations to provide improvements for this existing Retail (Real Canadian Superstore) tenant at this Retail commercial building on this site. Work to add a new Mobile Shop. E2 - Lighting - Upgrade to incorporate Scheduled Shutoff (per 9.4.1.1.(i) of ASHRAE 90.1-2016) Schedule A and Architectural Schedule B, Sylvia Alves Moura, Architect, ph#: 204.947.3775 Structural Schedule B, Piotr Wertepny, P. Eng., ph#: 204.925.1150 Electrical Schedule B, Thai Tonthat, P. Eng., ph#:604.925.1150 Mechanical Schedule B, Mike Houvardas, P Eng., ph#204.925.1150 OK for DTI per W. Wong October 19, 2022 | Aaron Ronald Thom
EP-2023-06283 | 2023-07-13 | 350 SE MARINE DRIVE, Vancouver, BC V5X 2S5 | Electrical Permit | Commercial | Tenant Improvement | Completed | Installation / Repair - Commercial - Electrical work associated with elevator modernization: supply and install of 36k btu heatpump, 4x new 200A fused disconnects with time delay fuses, new feeder from disconnects to each pump unit, new #6 ground, 6x new 30A fused disconnects for cab lighting, freight door controller, machine room telephone control unit, 8x new caged LED lights in the elevator machine room, 6x new caged LED lights in the elevator pits, new dedicated phone line. It is just replacing existing lights in the machine room and pit with LEDs. No fire recall so no building permit, just electrical work. | Action Electric Ltd
EP-2024-00298 | 2024-01-17 | 350 SE MARINE DRIVE, Vancouver, BC V5X 2S5 | Electrical Permit | Commercial | Tenant Improvement | Issued | Installation / Repair - Commercial - Replace leaking 15kV minimum oil breaker with ABB VD4 vacuum breaker, replace non-functioning 15kV fused load break switch, and replace electromechanical relays with SEL digital relay. | Pacific Powertech Inc
EP-2022-00706 | 2022-04-20 | 400 SE MARINE DRIVE, Vancouver, BC V5X 4X2 | Electrical Permit | Commercial | Addition | Issued | Installation / Repair - Commercial - Installation of new vehicle chargers and distribution. 7-19.2KW level 2 single phase 240V EV Chargers. 2-24KW level 3 three phase 480V EV Chargers. 2-50KW level 3 three phase 480V EV Chargers. | Can Tec Electric Serv Ltd.
PP-2022-00237 | 2022-01-25 | 400 SE MARINE DRIVE, Vancouver, BC V5X 4X2 | Plumbing Permit | Commercial | New | Completed | Commercial - Removal of a backflow preventor so we can cut and cap off line to a water feature that will no longer be in use. | Ashton Service Group/Ashton Mechanical Ltd.
EP-2022-03590 | 2022-05-04 | 695 SE MARINE DRIVE, Vancouver, BC | Electrical Permit | Commercial | NULL | Expired | Annual / Operating - Annual Operating Permit | Ino-Tek Electric Ltd.
EP-2024-00096 | 2024-01-25 | 695 SE MARINE DRIVE, Vancouver, BC | Electrical Permit | Commercial | NULL | Issued | Annual / Operating - Annual Operating Permit Renewal of EP-2022-03590 Valid: May 5, 2023 to May 4, 2024 | Ino-Tek Electric Ltd.
GP-2022-04164 | 2022-12-30 | 6549 SHERBROOKE STREET, Vancouver, BC V5X 4C8 | Gas Permit | Residential | Tenant Improvement | Completed | Residential - Re and Re the furnace | Moore & Russell Heating Ltd
GP-2023-02312 | 2023-08-04 | 6571 SHERBROOKE STREET, Vancouver, BC V5X 4C8 | Gas Permit | Residential | Renovation | Completed | Residential - boiler re&re | Ferenc Nagy
PP-2023-02458 | NULL | 4407 PUGET DRIVE, Vancouver, BC V6L 2V7 | Plumbing Permit | Residential | New | Withdrawn | Residential - Sump | Ajac Construction & Excavation Inc
EP-2023-05537 | 2023-06-26 | 4407 PUGET DRIVE, Vancouver, BC V6L 2V7 | Electrical Permit | Residential | New | Issued | Temporary Power - Residential - To provide temporary power. >>Amend: July 12th -temp Service is now for 100 amps not 60. | FC Electric Inc
PP-2023-02095 | 2023-06-28 | 4407 PUGET DRIVE, Vancouver, BC V6L 2V7 | Plumbing Permit | Residential | New | Issued | Residential - 1FD - install drain tile sump | Ajac Construction & Excavation Inc
EP-2023-10537 | 2023-11-22 | 4407 PUGET DRIVE, Vancouver, BC V6L 2V7 | Electrical Permit | Residential | New | Issued | Installation / Repair - Residential - wiring for new SFD >BP: To construct a 2 storey + cellar one-family dwelling ($1,063,000) with a detached accessory building (garage), at the rear providing 3 parking spaces, having vehicular access from the lane. Note: This is a 2 storey building pursuant to the Zoning and Development By-Law 1- Bar/Sink proposed in cellar 2- External mechanical unit proposed in front yard 3- Schedule A: Richard Kadulski, AIBC (604-689-1841) 4- Schedule B: Richard Kadulski, AIBC (604-689-1841) Architectural 5- Schedule B: Jeff Allester, P.Eng. (604-228-0518) Structural 6- Schedule B: P.K.L. Fong, P.Eng (604-837-3205) Geotechnical 7- Schedule B: P.K.L. Fong, P.Eng (604-837-3205) Building Envelope 8- HPO: Residential Builder – Coastline Projects Ltd. 9- The entire building to be sprinklered to NFPA 13D. ***This permit has been issued under the VBBL 2019, with updated energy requirements as per bylaw # 12997 effective Jan 01, 2022.*** | FC Electric Inc
GP-2023-01277 | 2023-04-19 | 4439 PUGET DRIVE, Vancouver, BC V6L 2V7 | Gas Permit | Residential | Renovation | Completed | Residential - Re&re Boiler | Milani Plumbing Heating & Air Conditioning Ltd
EP-2023-09772 | 2023-11-08 | 1348 ROBSON STREET, Vancouver, BC V6E 1C5 | Electrical Permit | Commercial | Renovation | Issued | Installation / Repair - Commercial - Make safe after fire damage >Permit Amendment Jan 16, 2024 Work Description + Installation Details: Approved -"Replace damaged detector. Remount devices after demo. Install [1] 3 phase, 200a combination panel complete with breakers and [2] 3 phase, 200a sub panels complete with breakers to repair system" Permit Value Adjustment: Approved -"Please update permit value to new total of $16,000" -Permit value increase from $10,000 To $16,000 -Contact City of Vancouver Trades Clerks @ 311 to arrange payment of balance owing | Wespac Electrical Contractor Ltd
NULL | NULL | 1610 ROBSON STREET, Vancouver, BC V6G 1C7 | Electrical Permit | Commercial | Renovation | Draft | Installation / Repair - Commercial - work done | National Electric Company Ltd
EP-2023-05769 | 2023-07-10 | 1610 ROBSON STREET, Vancouver, BC V6G 1C7 | Electrical Permit | Commercial | Tenant Improvement | Completed | Installation / Repair - Commercial - Add LED lights to existing light circuit 28 - 3 watt lights for wall display | National Electric Company Ltd
SP-2022-01365 | 2022-09-02 | 1610 ROBSON STREET, Vancouver, BC V6G 1C7 | Sprinkler Permit | Commercial | Renovation | Completed | Commercial - Adding (1) sprinkler head to kiosk inside unit 100 >Interior alterations to create a new retail unit in an open area on the main level of the interior of this existing commercial building by adding partitions and new lighting. Ok for field review per L Clarke July 2, 2020 No DP required per A Wroblewski Energy Upgrade: E2 - Lighting - Upgrade to incorporate Automatic Partial OFF (per 9.4.1.1.(g) of ASHRAE 90.1-2016) *****This application does not include any of the following: 1. Not more than 20 sprinklers (add, relocate, or remove), 2. hydraulic calculations, 3. change in occupancy and /or hazard classification, 4. warehouse storage arrangements, 5. mobile compact storage arrangements, 6. alternative solutions, 7. changes to the sprinkler system supply piping (e.g. valves, mains, cross-mains, branch-lines, etc.), or 8. flexible sprinkler pipe. | 0777792 BC Ltd
GP-2023-00266 | 2023-01-24 | 1142 ROSE STREET, Vancouver, BC V5L 4K8 | Gas Permit | Residential | New | Completed | Residential - Furnace Installation >BP: To Permit a change of Use to a One Family Dwelling with Secondary suite on this inside with no lane site. Parking is Relaxed to Zero - OK Per A.Wrobleweksi No parking permitted in the front yard, existing gravel to remain Scope to include: Convert the entire basement into a suite with access thru the front. Washer and dryer area to be shared as common space. Add a 3'0" continuous concrete pathway to the entrance of the suite. | Pro Ace Heating & Air Conditioning Services Ltd
PP-2023-02572 | 2023-07-20 | 2314 ROSEDALE DRIVE, Vancouver, BC V5P 2R1 | Plumbing Permit | Residential | New | Issued | Residential - 2FD+2SS - Install Sump for storm | Singh Excavating BC Ltd
EP-2023-03574 | 2023-04-25 | 2314 ROSEDALE DRIVE, Vancouver, BC V5P 2R1 | Electrical Permit | Residential | New | Issued | Temporary Power - Residential - To provide temporary power. | Greenleaf Electrical Group Ltd
PP-2023-03072 | 2023-08-30 | 2314 ROSEDALE DRIVE, Vancouver, BC V5P 2R1 | Plumbing Permit | Residential | New | Issued | Residential - 2FD+2SS - WEST - 2808 ROSEDALE DR -#1 & #2 EAST - 2310 ROSEDALE DR - #1 & #2 plumbing >DB: To construct a 2 storey two-family dwelling with 2 secondary suites located in the Basement with a with an attached garage providing 2 parking spaces, having vehicular access from the street. Note: The entire building, INCLUDING THE ATTACHED GARAGE (if applicable), to be sprinklered to 2 x NFPA 13D 1. Covenant registered at the Land Title Office under CB649189 - CB649190 2. Heat Pump proposed – Exterior component located in rear. 3. No Bar sink Note: This is a 2 storey building pursuant to the Zoning and Development By-Law ***This permit is issued under the VBBL 2019, with updated energy requirements as per bylaw # 12997 effective Jan 01, 2022.*** | SKY HIGH PLUMBING & HEATING LTD
EP-2022-07289 | 2022-08-30 | 2335 ROSEDALE DRIVE, Vancouver, BC V5P 2R2 | Electrical Permit | Residential | Renovation | Completed | Installation / Repair - Residential - Modify the electrical service for the new laneway house electrical work, No change in electrical Amp | SNG Electric Ltd
EP-2023-06660 | 2023-08-08 | 976 RINGWOOD AVENUE, Vancouver, BC V5V 2T8 | Electrical Permit | Residential | Addition | Completed | Installation / Repair - Residential - Installation of a 50A heat pump. | Bros Electric Ltd
NULL | NULL | 976 RINGWOOD AVENUE, Vancouver, BC V5V 2T8 | Mechanical Permit | NULL | NULL | Withdrawn | NULL | Parkinson's Heating Ltd
NULL | NULL | 976 RINGWOOD AVENUE, Vancouver, BC V5V 2T8 | Mechanical Permit | NULL | NULL | Draft | NULL | Parkinson's Heating Ltd
PP-2022-04380 | 2022-12-12 | 985 RINGWOOD AVENUE, Vancouver, BC V5V 2T7 | Plumbing Permit | Residential | Renovation | Completed | Residential - Perimeter drain tile replacement with outgoing line and outside sanitary line | Robert Bruce Wilde
GP-2023-02677 | 2023-09-12 | 986 RINGWOOD AVENUE, Vancouver, BC V5V 2T8 | Gas Permit | Residential | Tenant Improvement | Completed | Residential - Re and Re gas hot water heater | Lew Plumbing And Heating Ltd
GP-2023-03115 | 2023-10-18 | 1616 SALSBURY DRIVE, Vancouver, BC V5L 4B8 | Gas Permit | Residential | Renovation | Completed | Residential - replace gas furnace | Joyce Heating Services Ltd
NULL | NULL | 1624 SALSBURY DRIVE, Vancouver, BC V5L 4B8 | Gas Permit | Residential | Renovation | Draft | Residential - replace gas furnace | Joyce Heating Services Ltd
GP-2023-01750 | 2023-06-05 | 1624 SALSBURY DRIVE, Vancouver, BC V5L 4B8 | Gas Permit | Residential | Renovation | Completed | Residential - 40 Gallon hot water tank Re and Re | Airlink Heating and Plumbing Ltd
EP-2023-04861 | 2023-07-18 | 1636 SALSBURY DRIVE, Vancouver, BC V5L 4B8 | Electrical Permit | Residential | Renovation - Dwelling Unit(s) only | Issued | Installation / Repair - Residential - adding circuit for heat pump *MP-2022-00637: Issued (Heating and Cooling) | Douglas Millington o/a Moose Electric
GP-2022-03672 | 2022-11-22 | 1636 SALSBURY DRIVE, Vancouver, BC V5L 4B8 | Gas Permit | Residential | Renovation | Completed | Residential - decommission and remove furnace | Ashton Service Group/Ashton Mechanical Ltd.
MP-2022-00637 | 2022-12-01 | 1636 SALSBURY DRIVE, Vancouver, BC V5L 4B8 | Mechanical Permit | NULL | NULL | Completed | NULL | Ashton Service Group/Ashton Mechanical Ltd.
GP-2022-03053 | 2022-10-19 | 1990 SASAMAT PLACE, Vancouver, BC V6R 4A3 | Gas Permit | Residential | Renovation | Completed | Residential - Re&RE boiler. BTU:115.000 | Milani Plumbing Heating & Air Conditioning Ltd
NULL | NULL | 1990 SASAMAT PLACE, Vancouver, BC V6R 4A3 | Gas Permit | Residential | Renovation | Withdrawn | Residential - Re&Re boiler 115.000 btu | Milani Plumbing Heating & Air Conditioning Ltd
NULL | NULL | 1444 SASAMAT STREET, Vancouver, BC V6R 4G4 | Mechanical Permit | NULL | NULL | Withdrawn | NULL | Thomson Industries Ltd
MP-2022-00410 | 2022-10-14 | 1444 SASAMAT STREET, Vancouver, BC V6R 4G4 | Mechanical Permit | NULL | NULL | Completed | NULL | Thomson Industries Ltd
EP-2022-09854 | 2022-11-22 | 1444 SASAMAT STREET, Vancouver, BC V6R 4G4 | Electrical Permit | Residential | Renovation | Completed | Installation / Repair - Residential - Dedicated circuits for heat pump, heat strip and air handler. Related to MP-2022-00410 | Pacific Star Electric Inc
EP-2022-05426 | 2022-06-27 | 949 SALSBURY DRIVE, Vancouver, BC V5L 4A5 | Electrical Permit | Residential | Renovation | Completed | Installation / Repair - Residential - Remove and rewire the remaining Knob and tube wiring >Amend: July 22nd -there were no active knob and tube wiring, so we only added 2 smoke alarms, 2 exterior receptacles, and one extra receptacle in one bedroom. they also decided to upgrade the service from 100 amps to 200 amps. the price of the Job didn't change. | Wirechief Electric Ltd
GP-2022-01996 | 2022-07-11 | 1100 SALSBURY DRIVE, Vancouver, BC V5L 4A8 | Gas Permit | Residential | Addition | Cancelled | Residential - Gas fireplace installation -There is individual meters as customer advise | Vaglio Fireplace LTD
MP-2023-01777 | 2023-10-03 | 1237 SALSBURY DRIVE, Vancouver, BC V5L 4B1 | Mechanical Permit | NULL | NULL | Issued | NULL | Thomson Industries Ltd
EP-2023-08783 | 2023-10-24 | 1237 SALSBURY DRIVE, Vancouver, BC V5L 4B1 | Electrical Permit | Residential | Addition | Issued | Installation / Repair - Residential - ¦1FD ¦ wire in heat pump *MP-2023-01777: Issued (Heating and Cooling) >Permit Amendment Nov 02, 2023 -"Service Upgrade cancelled" Amend: Oct 26, 2023 service upgrade - total value of the work is now $6700 | Thomson Industries Ltd
GP-2023-04158 | 2024-01-02 | 1277 SE MARINE DRIVE, Vancouver, BC V5X 2W2 | Gas Permit | Residential | Tenant Improvement | Completed | Residential - Gas furnace replacement low pressure one furnace only 60,000 BTU | DAYLIGHT HEATING AND AIR CONDITIONING LTD
EP-2022-07404 | 2022-09-08 | 1319 SE MARINE DRIVE, Vancouver, BC V5X 4L1 | Electrical Permit | Commercial | Addition | Completed | Installation / Repair - Commercial - one Non-governmental organization will install 2 EV charger for staffer. -Two EV charger loacate at parking lot. Wiring circuit and install charger. | Vadas Electric Service Inc.
EP-2023-02922 | 2023-04-19 | 8438 SELKIRK STREET, Vancouver, BC V6P 4H9 | Electrical Permit | Residential | Renovation | Completed | Installation / Repair - Residential - Kitchen reno, Bathrooms reno, new lighting, additional 200A service in garage for EV New 200A service to be installed in garage for ev charger and heat pump >BP: Exterior and Interior alterations to Re/RE windows and doors and improve the interior of unit 8438 Selkirk in the two family dwelling building on this site. Scope of work: - Kitchen & bathrooms update, layout changes to add utility room, remove closet in bedroom #2, - Re & re railing, re/re windows, remove & install interior walls & doors on main & upper fl. - Install electrical heat pump & HRV, plumbing fixtures, upgrade DHW to electrical tankless, upgrade electrical including add 1 EV charger. OK for field review D. Langevin Sept 13, 2022 REUP summited as per Scott Silverthorn, 604-787-1952 Separate Mechanical Permit needed for Heat Pump Installation. Schedule B Structural submitted as per James Lee P. Eng, 604-325-7503 | MD White Electrical Ltd
GP-2022-03735 | 2022-11-25 | 6741 SHERBROOKE STREET, Vancouver, BC V5X 4C9 | Gas Permit | Residential | Renovation - Dwelling Unit(s) only | Completed | Residential - combi boiler replacement | Central Commercial & Residential Services
GP-2023-04079 | 2023-12-18 | 6753 SHERBROOKE STREET, Vancouver, BC V5X 4C9 | Gas Permit | Residential | Renovation | Issued | Residential - Replacing an old boiler with a new boiler. | Superstar Plumbing Heating & Sprinkler Supplies Ltd
GP-2022-01113 | 2022-04-07 | 6385 RALEIGH STREET, Vancouver, BC V5S 2W7 | Gas Permit | Residential | Renovation | Completed | Residential - Re and Re | Airlink Heating and Plumbing Ltd
EP-2023-06344 | 2023-07-14 | 395 RAILWAY STREET, Vancouver, BC V6A 1A4 | Electrical Permit | Commercial | NULL | Issued | Annual / Operating - Maintenance of existing operating electrical equipment. Undertake to regularly assess, operate, and maintain the electrical equipment on a regular basis in compliance with the Electrical By-law No. 5563. | Terminal City Electric Ltd
NULL | NULL | 430 RAILWAY STREET, Vancouver, BC V6A 1B1 | Gas Permit | Commercial | New | Draft | Commercial - install approx . 129 feet of 1" black gas pipe. and hook up appliances. | 615837 BC Ltd DBA 1 For All Plumbing and Heating Services
EP-2022-00969 | 2022-02-10 | 430 RAILWAY STREET, Vancouver, BC V6A 1B1 | Electrical Permit | Commercial | Renovation | Completed | Installation / Repair - Commercial - Provide 70 amp dedicated single phase circuit, and 30 amp single phase circuit from separate 3 phase 200 amp panelboards in hallway for pottery kilns. Install 100 amp Disconnect switch fused at 70 amps for equipment. Install. Install 6-30R receptacle for smaller kiln Amendment parent job associated and suite changed from #203 to #230 Per DBI and DEI 2022-08-17 | Wagman Electrical Systems Inc
PP-2022-00488 | 2022-02-14 | 430 RAILWAY STREET, Vancouver, BC V6A 1B1 | Plumbing Permit | Commercial | Addition | Completed | Commercial - UNIT #230 - add a kitchen sink in room Unit 230 Interior alterations and change of use from Wholesale - Class A (F2) to Artist Studio - Class B (F2) for this new tenant in this unit (230) in this existing commercial building on this site. Scope of work: Construct interior walls and door to create a Kiln room. Install sink and dishwasher in kitchenette. | Reactive Plumbing & Heating Ltd
EP-2023-07758 | 2023-08-28 | 439 RAILWAY STREET, Vancouver, BC V6A 1A7 | Electrical Permit | Commercial | New | Issued | Installation / Repair - Commercial - Low voltage installation of Security alarm system with CCTV. | Telus Custom Security Systems Inc
PP-2023-03625 | 2023-10-16 | 1716 RENFREW STREET, Vancouver, BC V5M 3H8 | Plumbing Permit | Commercial | New | Completed | Commercial - Installation of 1/2" DCVA BFP - Kitchen Area | Ainsworth Inc
NULL | NULL | 1716 RENFREW STREET, Vancouver, BC V5M 3H8 | Electrical Permit | Commercial | Renovation | Draft | Installation / Repair - Commercial - INSTALLATION OF FOUR (4) POT LIGHTS AT ENTRANCE | Canem Systems Ltd
EP-2022-02127 | 2022-05-24 | 1880 RENFREW STREET, Vancouver, BC V5M 3H9 | Electrical Permit | Commercial | Tenant Improvement | Completed | Installation / Repair - Commercial - The building ownership of 1880 Renfrew Street Vancouver plans to complete an elevator modernization. The existing fire alarm system consists of an Addressable Fire Alarm Control Panel and existing fire alarm devices throughout the building. 1-Replace One (1) receptacle in machine room with GFCI receptacle C/w with associated cabling and conduit. >BP: Elevator moderization Interior alterations to provide elevator modernization to the existing fire alarm system to incorporate emergency recall of two elevators to meet the requirements of CSA-B44 in this existing 5-storey community care facility building. 2-Supply/install two (2) new GFCI receptacles in elevator pit C/W with associated cabling and conduit, two (2) light switches in elevator pit., two (2) 4' linear led with wire cage (or shatter resistant) in elevator pit. Supply/install #6 AWG insulated grounding conductor. Supply/install three (3) relay contacts in the machine room for recall signals Supply/install LEDs on the existing graphic annunciator Complete fire alarm verification per CAN/ULC-S537. | Sasco Contractors Ltd
EP-2023-11070 | 2023-12-12 | 1880 RENFREW STREET, Vancouver, BC V5M 3H9 | Electrical Permit | Commercial | Renovation | Issued | Installation / Repair - Commercial - Install low voltage runs for access control. | Vantech Electric Ltd
EP-2023-04989 | 2023-06-08 | 1880 RENFREW STREET, Vancouver, BC V5M 3H9 | Electrical Permit | Commercial | Renovation | Expired | Installation / Repair - Commercial - Install low voltage runs for access control. | The Communication Connection BC Inc
EP-2022-05509 | 2022-07-06 | 1250 ROSSLAND STREET, Vancouver, BC V5K 4A4 | Electrical Permit | Residential | Renovation | Completed | Installation / Repair - Residential - Install 7.6kw / 32 amp EVSE to existing wiring installed in new construction 3 yrs ago. provision for the 40AMp breaker was included in the construction. extending the circuit and installing the charger now. | Trident Electric Ltd
SP-2023-02213 | 2023-12-08 | 1275 ROSSLAND STREET, Vancouver, BC V5K 4A3 | Sprinkler Permit | Residential | New | Issued | Residential - 2FD - FRONT - 1275 ROSSLAND ST - #1 BACK - 1275 ROSSLAND ST #2 New sprinkler system >DB: To construct a 2 storey two-family dwelling with a detached accessory building (garage) at the rear providing 2 parking spaces, having vehicular access from the lane. 1. Covenant not required 2. External mechanical unit – Exterior component located in Front and rear yard, Interior component located in crawl space 3. Entire building to be sprinklered 13D ***This permit is issued under the VBBL 2019, with updated energy requirements as per bylaw # 12997 effective Jan 01, 2022.*** | Haven Fire Protection Ltd
EP-2024-00473 | 2024-01-29 | 1275 ROSSLAND STREET, Vancouver, BC V5K 4A3 | Electrical Permit | Residential | New | Issued | Installation / Repair - Residential - Pre wire and installation of security alarm, tv, tel, internet & cameras >BP: To construct a 2 storey two-family dwelling ($650,000) with a detached accessory building (garage) at the rear providing 2 parking spaces, having vehicular access from the lane. 1. Covenant not required 2. External mechanical unit – Exterior component located in Front and rear yard, Interior component located in crawl space 3. Entire building to be sprinklered 13D 4. External mechanical unit – Exterior component located in Rear and Front yard 5. Schedule B: (Beerinder Sidhu) M.Eng P.Eng (604.339.0034) Structural 6. Schedule B: (Beerinder Sidhu) M.Eng P.Eng (604.339.0034) Structural 7. HPO: Residential Builder- (PD Moore Homes Inc.) Note: This is a 2 storey building pursuant to the Zoning and Development By-Law | Static Security Inc
PP-2023-03583 | 2023-10-11 | 1275 ROSSLAND STREET, Vancouver, BC V5K 4A3 | Plumbing Permit | Residential | New | Issued | Residential - 2FD - #1 & #2 - One sump out of the duplex | Jewel Mini Excavating Ltd
PP-2023-03717 | 2023-10-23 | 1275 ROSSLAND STREET, Vancouver, BC V5K 4A3 | Plumbing Permit | Residential | New | Issued | Residential - plumbing >BP: To construct a 2 storey two-family dwelling with a detached accessory building (garage) at the rear providing 2 parking spaces, having vehicular access from the lane. 1. Covenant not required 2. External mechanical unit – Exterior component located in Front and rear yard, Interior component located in crawl space 3. Entire building to be sprinklered 13D 4. External mechanical unit – Exterior component located in Rear and Front yard 5. Schedule B: (Beerinder Sidhu) M.Eng P.Eng (604.339.0034) Structural 6. Schedule B: (Beerinder Sidhu) M.Eng P.Eng (604.339.0034) Structural 7. HPO: Residential Builder- (PD Moore Homes Inc.) | Century Twenty One Gas & Heating Co. Ltd
MP-2023-01891 | 2023-10-20 | 1275 ROSSLAND STREET, Vancouver, BC V5K 4A3 | Mechanical Permit | NULL | NULL | Issued | NULL | Century Twenty One Gas & Heating Co. Ltd
EP-2023-07962 | 2023-08-31 | 1275 ROSSLAND STREET, Vancouver, BC V5K 4A3 | Electrical Permit | Residential | New | Issued | Temporary Power - Residential - To provide temporary power. | Prabhjot Singh Battu
EP-2023-09163 | 2023-10-23 | 1275 ROSSLAND STREET, Vancouver, BC V5K 4A3 | Electrical Permit | Residential | New | Issued | Installation / Repair - Residential - New construction >BP: To construct a 2 storey two-family dwelling ($650,000) with a detached accessory building (garage) at the rear providing 2 parking spaces, having vehicular access from the lane. 1. Covenant not required 2. External mechanical unit – Exterior component located in Front and rear yard, Interior component located in crawl space 3. Entire building to be sprinklered 13D 4. External mechanical unit – Exterior component located in Rear and Front yard 5. Schedule B: (Beerinder Sidhu) M.Eng P.Eng (604.339.0034) Structural 6. Schedule B: (Beerinder Sidhu) M.Eng P.Eng (604.339.0034) Structural 7. HPO: Residential Builder- (PD Moore Homes Inc.) Note: This is a 2 storey building pursuant to the Zoning and Development By-Law ***This permit is issued under the VBBL 2019, with updated energy requirements as per bylaw # 12997 effective Jan 01, 2022.*** | Prabhjot Singh Battu
GP-2023-03126 | 2023-10-18 | 2363 ROSEDALE DRIVE, Vancouver, BC V5P 2R2 | Gas Permit | Residential | Renovation | Completed | Residential - RE&RE hot water tank | Milani Plumbing Heating & Air Conditioning Ltd
GP-2023-00028 | 2023-01-05 | 2366 ROSEDALE DRIVE, Vancouver, BC V5P 2R1 | Gas Permit | Residential | Addition | Completed | Residential - RE & RE HOT WATER TANK | B C Furnace Service Ltd
GP-2023-04229 | 2023-12-29 | 2376 ROSEDALE DRIVE, Vancouver, BC V5P 2R1 | Gas Permit | Residential | Tenant Improvement | Completed | Residential - Re and re furnace | Moore & Russell Heating Ltd
PP-2022-02247 | 2022-06-27 | 2702 ROSEMONT DRIVE, Vancouver, BC V5S 2C5 | Plumbing Permit | Residential | Tenant Improvement | Completed | Residential - replace perimeter drainage around the house 200 ft= 60 M | Wescan Holding Co Ltd
EP-2024-00680 | 2024-02-05 | 6335 ROSS STREET, Vancouver, BC V5W 3L8 | Electrical Permit | Residential | Addition | Issued | Installation / Repair - Residential - Existing House, installation of a solar PV system; 10 kW system with 2 strings to Roof disconnect, then 6/3 acwu cable aluminium to Main disconnect then 6/3 acwu cable aluminium to main panel fed by 50amp Breaker. We are running #6 to green bonding conductor to main panel. And we are requesting only rough wire permit for now, no solar panels installation will be done on this permit. If we require solar panel installation, we apply for new permit or amendment. >BP: Exterior alterations only to provide for the installation of ten (10) flush mounted solar panels on the south portion of the existing curved vaulted metal roof, and to provide for the installation of fourteen (14) flush mounted solar panels on the north portion of the existing curved vaulted metal roof, at this existing Single Detached House with Secondary Suite building at 6335 Ross Street. OK for Direct To Inspections (DTI) processing as per Howie Chow, September 27, 2023. Schedule B - Structural provided by Vishnu Suresh, P. Eng., from Northwest Engineers Inc., 778-885-0551. | Blueridge Electrical Ltd.
EP-2022-01507 | 2022-02-28 | 6345 ROSS STREET, Vancouver, BC V5W 3L8 | Electrical Permit | Residential | Addition | Completed | Installation / Repair - Residential - Upgrade existing service to 200amps | Mountain Point Electrical Inc.
GP-2023-00978 | 2023-03-20 | 6355 ROSS STREET, Vancouver, BC V5W 3L8 | Gas Permit | Residential | Renovation - Dwelling Unit(s) only | Completed | Residential - Furnace replacement | Central Commercial & Residential Services
EP-2023-06580 | NULL | 6360 ROSS STREET, Vancouver, BC V5W 3L9 | Electrical Permit | Residential | Addition | Withdrawn | Installation / Repair - Residential - Electrical installation for outdoor Heat Pump condenser unit | Daniel Topping
GP-2023-01954 | 2023-06-28 | 6360 ROSS STREET, Vancouver, BC V5W 3L9 | Gas Permit | Residential | New | Completed | Residential - 1 Tankless Water Heater | Pro Ace Heating & Air Conditioning Services Ltd
MP-2023-01246 | 2023-07-07 | 6360 ROSS STREET, Vancouver, BC V5W 3L9 | Mechanical Permit | NULL | NULL | Completed | NULL | Pro Ace Heating & Air Conditioning Services Ltd
GP-2023-03492 | 2023-12-01 | 6360 ROSS STREET, Vancouver, BC V5W 3L9 | Gas Permit | Residential | New | Issued | Residential - Installation of 2 gas fireplaces | Kirkstone Heating Ltd
EP-2023-07351 | 2023-08-29 | 6360 ROSS STREET, Vancouver, BC V5W 3L9 | Electrical Permit | Residential | Addition | Issued | Installation / Repair - Residential - ¦ 1FD- 200A SERVICE UPGRADE ¦ Upgrading existing electrical service from 100 Amp to 200 Amp. New underground 3" conduit, meter base, and electrical panel. 1) Heat Pump installation: Installation of electrical work for outdoor condenser unit. F.L.A. is 32A.....This is the only new load being added into the system. *MP-2023-01246: Issued (Heating and Cooling) | Daniel Topping
GP-2023-00935 | 2023-03-16 | 6510 ROSS STREET, Vancouver, BC V5X 4B2 | Gas Permit | Residential | Tenant Improvement | Completed | Residential - Replace the gas dryer with Existing gas dryer | MAPLE APPLIANCE LTD
PP-2023-01346 | 2023-04-18 | 5156 RUPERT STREET, Vancouver, BC V5R 2J9 | Plumbing Permit | Residential | New | Completed | Residential - 2FD+2SS - Sentry and storm con with sump | AKAL DEMOLITION & EXCAVATING LTD
EP-2023-00569 | 2023-01-24 | 5156 RUPERT STREET, Vancouver, BC V5R 2J9 | Electrical Permit | Residential | New | Expired | Temporary Power - Residential - To provide temporary power. | H.L. ELECTRICAL LTD
GP-2023-02054 | 2023-07-13 | 5156 RUPERT STREET, Vancouver, BC V5R 2J9 | Gas Permit | Residential | New | Completed | Residential - gas appliances -We will complete all appliances, piping and rough in >BP: To construct a two-storey two-family dwelling with two secondary suites ($751,000) located in the basement, with a detached accessory building (garage) at the rear providing 2 parking spaces, having vehicular access from the lane. | Avion Mechanical Ltd
EP-2023-06088 | 2023-07-20 | 5156 RUPERT STREET, Vancouver, BC V5R 2J9 | Electrical Permit | Residential | New | Completed | Installation / Repair - Residential - ¦ 2FD + 2SS/ 400A ¦ 400 amp main service 200 amp for each unit all finishing and wiring *MP-2023-01295: Issued (Heating and Cooling) >Permit Amendment Oct 06, 2023 -"Load cal" *Document(s) uploaded to "Application Documents" tab for Electrical Inspector review. Documents are at pending status at time of permit amendment approval >BP: To construct a two-storey two-family dwelling with two secondary suites ($751,000) located in the basement, with a detached accessory building (garage) at the rear providing 2 parking spaces, having vehicular access from the lane. The entire building, INCLUDING THE ATTACHED GARAGE (if applicable), to be sprinklered to 2 x NFPA 13D. 1. Covenant registered at the Land Title Office under CB505105-CB505105 2. No strata titling permitted 3. A/C units proposed in rear yard & crawl space 4. No Bar sinks proposed 5. Schedule B: Jason Hui, 778.319.3403 Structural & Geotechnical 6. HPO: Residential Builder - Brar Empire Homes Ltd ***This permit is issued under the VBBL 2019, with updated energy requirements as per bylaw # 12997 effective Jan 01, 2022.*** | H.L. ELECTRICAL LTD
NULL | NULL | 5156 RUPERT STREET, Vancouver, BC V5R 2J9 | Mechanical Permit | NULL | NULL | Withdrawn | NULL | Ultra Mechanical Ltd
MP-2023-01295 | 2023-07-14 | 5156 RUPERT STREET, Vancouver, BC V5R 2J9 | Mechanical Permit | NULL | NULL | Completed | NULL | Ultra Mechanical Ltd
SP-2023-01289 | 2023-07-18 | 5156 RUPERT STREET, Vancouver, BC V5R 2J9 | Sprinkler Permit | Residential | New | Completed | Residential - 2FD+2SS - NORTH - 5156 RUPERT ST - #1 & #2 SOUTH - 5158 RUPERT ST - #1 & #2 DUPLEX WITH NEW SPRINKLERS >DB: To construct a two-storey two-family dwelling with two secondary suites located in the basement, with a detached accessory building (garage) at the rear providing 2 parking spaces, having vehicular access from the lane. The entire building, INCLUDING THE ATTACHED GARAGE (if applicable), to be sprinklered to 2 x NFPA 13D. 1. Covenant registered at the Land Title Office under CB505105-CB505105 2. No strata titling permitted 3. A/C units proposed in rear yard & crawl space 4. No Bar sinks proposed ***This permit is issued under the VBBL 2019, with updated energy requirements as per bylaw # 12997 effective Jan 01, 2022.*** | BC Fire Sprinklers Ltd
EP-2023-06821 | 2023-07-27 | 5156 RUPERT STREET, Vancouver, BC V5R 2J9 | Electrical Permit | Residential | New | Completed | Installation / Repair - Residential - Installation of cable, internet, tel, doorbell, cameras, security prewire. >BP: To construct a two-storey two-family dwelling with two secondary suites ($751,000) located in the basement, with a detached accessory building (garage) at the rear providing 2 parking spaces, having vehicular access from the lane. The entire building, INCLUDING THE ATTACHED GARAGE (if applicable), to be sprinklered to 2 x NFPA 13D. 1. Covenant registered at the Land Title Office under CB505105-CB505105 2. No strata titling permitted 3. A/C units proposed in rear yard & crawl space 4. No Bar sinks proposed 5. Schedule B: Jason Hui, 778.319.3403 Structural & Geotechnical 6. HPO: Residential Builder - Brar Empire Homes Ltd ***This permit is issued under the VBBL 2019, with updated energy requirements as per bylaw # 12997 effective Jan 01, 2022.*** | PLANET SMART HOMES LTD.
PP-2023-02022 | 2023-06-07 | 5156 RUPERT STREET, Vancouver, BC V5R 2J9 | Plumbing Permit | Residential | New | Completed | Residential - 2FD - NORTH - 5156 RUPERT ST - #1 & #2 SOUTH - 5158 RUPERT ST - #1 & #2 plumbing >DB: To construct a two-storey two-family dwelling with two secondary suites located in the basement, with a detached accessory building (garage) at the rear providing 2 parking spaces, having vehicular access from the lane. The entire building, INCLUDING THE ATTACHED GARAGE (if applicable), to be sprinklered to 2 x NFPA 13D. 1. Covenant registered at the Land Title Office under CB505105-CB505105 2. No strata titling permitted 3. A/C units proposed in rear yard & crawl space 4. No Bar sinks proposed | Avion Mechanical Ltd
MP-2023-01026 | 2023-06-06 | 5156 RUPERT STREET, Vancouver, BC V5R 2J9 | Mechanical Permit | NULL | NULL | Completed | NULL | Avion Mechanical Ltd
GP-2022-01838 | 2022-06-16 | 5168 RUPERT STREET, Vancouver, BC V5R 2J9 | Gas Permit | Residential | Addition | Completed | Residential - re and re hwt | Christopher Sterling
GP-2022-03374 | 2022-10-31 | 5178 RUPERT STREET, Vancouver, BC V5R 2J9 | Gas Permit | Residential | Renovation | Completed | Residential - Re&re Furnace (70000 btu) | Milani Plumbing Heating & Air Conditioning Ltd
GP-2023-02901 | 2023-10-03 | 2805 ROSEMONT DRIVE, Vancouver, BC V5S 2C6 | Gas Permit | Residential | Renovation | Issued | Residential - furnace replacement | Angels Heating & Cooling Ltd
GP-2023-03326 | 2023-11-02 | 2815 ROSEMONT DRIVE, Vancouver, BC V5S 2C6 | Gas Permit | Residential | New | Issued | Residential - 1 Gas Fireplace Insert Vent & Gas Hookup Only | Encore Fireplaces Ltd
EP-2023-08493 | NULL | 2815 ROSEMONT DRIVE, Vancouver, BC V5S 2C6 | Electrical Permit | Residential | Renovation | Application Incomplete | Installation / Repair - Residential - Service Upgrade from 100 to 200 amp Underground Suite/Basement wiring Fixing electrical safety issues downstairs | Delport Electric 2000 Ltd
EP-2023-00002 | 2023-01-09 | 2855 ROSEMONT DRIVE, Vancouver, BC V5S 2C6 | Electrical Permit | Residential | New | Issued | Installation / Repair - Residential - Duplex .installation of 400 amp service >BP: To construct a 2 story two-family dwelling with 2 secondary suites located in the Basement with a detached accessory building (garage) and 2 open parking at the rear providing a total of 4 parking spaces, having vehicular access from the lane. 1. Covenant registered at the Land Title Office under CA9943708 2. A/C proposed – Exterior component located in rear yard (sunken patio), Interior component located on Upper Floor Plan. 3. Bar sink not proposed. 4. Schedule B: (Antony Wang) P.Eng (604.618.6236) Structural & Geotechnical. 5. HPO: Residential Builder- (HANTECH CONSTRUCTION LTD.) | CROWN ELECTRICAL CONTRACTOR LTD
GP-2023-01703 | 2023-06-01 | 2855 ROSEMONT DRIVE, Vancouver, BC V5S 2C6 | Gas Permit | Residential | New | Issued | Residential - 2 boiler 2 range 2 BBQ pipping for 2 BBQ >BP: To construct a 2 storey two-family dwelling with 2 secondary suites | JOT MECHANICAL LTD
EP-2023-04873 | 2023-06-02 | 2855 ROSEMONT DRIVE, Vancouver, BC V5S 2C6 | Electrical Permit | Residential | New | Issued | Installation / Repair - Residential - Install Low Voltage wiring (networking), Alarm, CCTV, TV, Data, Tel. Rough-In and Finishing. >BP: To construct a 2 storey two-family dwelling with 2 secondary suites located in the Basement ($921,490.00) with a detached accessory building (garage) and 2 open parking at the rear providing a total of 4 parking spaces, having vehicular access from the lane. | Magnificent Security Inc.
SP-2023-00989 | 2023-06-05 | 2855 ROSEMONT DRIVE, Vancouver, BC V5S 2C6 | Sprinkler Permit | Residential | New | Issued | Residential - 2FD+2SS - WEST - 2855 ROSEMONT DR - #1 & #2 EAST - 2857 ROSEMONT DR - #1 & #2 New sprinkler installation The entire building to be sprinklered to 2 x NFPA 13D >DB: To construct a 2 storey two-family dwelling with 2 secondary suites located in the Basement ($921,490.00) with a detached accessory building (garage) and 2 open parking at the rear providing a total of 4 parking spaces, having vehicular access from the lane. 1. Covenant registered at the Land Title Office under CA9943708 2. A/C proposed – Exterior component located in rear yard (sunken patio), Interior component located on Upper Floor Plan. 3. Bar sink not proposed. | Spectrum Fire Protection Ltd
PP-2023-00434 | 2023-02-08 | 2855 ROSEMONT DRIVE, Vancouver, BC V5S 2C6 | Plumbing Permit | Residential | New | Issued | Residential - 2FD+2SS - Storm Sump | APOLLA DEMOLITION & EXCAVATING LTD.
EP-2023-02311 | NULL | 2855 ROSEMONT DRIVE, Vancouver, BC V5S 2C6 | Electrical Permit | Residential | New | Withdrawn | Installation / Repair - Residential - Duplex and installation of 400 amp underground service | CROWN ELECTRICAL CONTRACTOR LTD
EP-2022-03401 | 2022-04-27 | 2855 ROSEMONT DRIVE, Vancouver, BC V5S 2C6 | Electrical Permit | Residential | New | Expired | Temporary Power - Residential - To provide temporary power. | CROWN ELECTRICAL CONTRACTOR LTD
EP-2023-03593 | 2023-04-28 | 735 SEMLIN DRIVE, Vancouver, BC V5L 4J4 | Electrical Permit | Residential | New | Completed | Installation / Repair - Residential - Installation of Solar Photovoltaic System. Installation of 7.73 kW Solar PV Array with 17 PV Modules and 9 AP System DS3-S Microinverters. >BP: 735 Semlin Drive To install solar panels on the roof of this existing one family dwelling on this site. | Shift Energy Group Inc
EP-2023-11003 | 2023-12-15 | 3270 SCHOOL AVENUE, Vancouver, BC V5R 5N5 | Electrical Permit | Residential | Renovation | Completed | Installation / Repair - Residential - Upgrade electrical service to 200 amps | Frimae Electric Ltd
EP-2023-01404 | 2023-04-28 | 2321 SCOTIA STREET, Vancouver, BC V5T 0A8 | Electrical Permit | Commercial | Addition | Issued | Installation / Repair - Commercial - Installation of EV Infrastructure with Wifi Network. 126 parking stalls will be made EV ready. Sixty-three new 40 A circuits will be installed to allow 2:1 load sharing for each stall. 126 junction boxes will be installed and distributed throughout the parkade, allowing for a Level 2 charging station to be connected at each adjacent parking stall. Install one new 1200 A circuit breaker to the main distribution which will have its own BC Hydro meter and will feed 4 new dedicated EV electrical panels. From these, we will provide power throughout the parkade to each stall through sixty-three 40 A circuits. | Trudel, Daniel, DBA: Electrum Charging Solutions Inc.
NULL | NULL | 7 SE MARINE DRIVE, Vancouver, BC V5X 2S1 | Sprinkler Permit | Commercial | Renovation | Withdrawn | Commercial - Replacing 10 heads, adding 2 | Escape Fire Protection Ltd
EP-2022-05610 | 2022-07-12 | 205 SE MARINE DRIVE, Vancouver, BC V5X 2S4 | Electrical Permit | Commercial | Renovation | Cancelled | Installation / Repair - Commercial - Renovation at hi5 chicken restaurant. extending the front of house area and adding store. -They are replacing old 2/4 tube lights fixtures to led panel. >BP: To change the use of 205 SE Marine Drive from office to Restaurant Class 1. There is no cooking operation in this space and cooked food is delivered from adjoining unit and both are operated by same operator. Note: 1.0. This application is reviewed under VBBL2019. 2.0. Use of this space is classified as Group D under 3.1.2.6. | Econ Energy Group Ltd
MP-2023-00968 | 2023-05-31 | 291 SE MARINE DRIVE, Vancouver, BC V5X 2S4 | Mechanical Permit | NULL | NULL | Issued | NULL | Nijjar Plumbing & Heating Ltd
PP-2023-01007 | 2023-03-23 | 291 SE MARINE DRIVE, Vancouver, BC V5X 2S4 | Plumbing Permit | Residential | New | Issued | Residential - Plumbing >BP: To construct a 2 storey one-family dwelling with a secondary suite located in the Basement with an open parking pad, providing 2 parking space, having vehicular access from the 20' Lane. 1. No Strata Titling permitted 2. A/C proposed – Exterior component located in Rear Yard (North), Interior component located in second floor 3. Schedule B: (Zhao Guan) P.Eng. (778.868.5635) Geotechnical 4. Schedule B: (Yatendra Kumar Sharma) P.Eng (778.863.7076) Architectural & Structural 5. HPO: Residential Builder- Panridge Construction Ltd. | Nijjar Plumbing & Heating Ltd
NULL | NULL | 291 SE MARINE DRIVE, Vancouver, BC V5X 2S4 | Electrical Permit | Residential | New | Draft | Installation / Repair - Residential - NEW LANEWAY HOUSE | Centrum Electric Ltd
EP-2023-05935 | 2023-07-21 | 291 SE MARINE DRIVE, Vancouver, BC V5X 2S4 | Electrical Permit | Residential | New | Issued | Installation / Repair - Residential - Main house wiring. -grounding bonding, install pot lights, light fixtures install, gas bounding >BP: To construct a 2 storey one-family dwelling with a secondary suite located in the Basement ($947,750) with an open parking pad, providing 2 parking space, having vehicular access from the 20' Lane. 1. No Strata Titling permitted 2. A/C proposed – Exterior component located in Rear Yard (North), Interior component located in second floor 3. Schedule B: (Zhao Guan) P.Eng. (778.868.5635) Geotechnical 4. Schedule B: (Yatendra Kumar Sharma) P.Eng (778.863.7076) Architectural & Structural 5. HPO: Residential Builder- Panridge Construction Ltd. Note: This is a 2 storey building pursuant to the Zoning and Development By-Law **THIS PERMIT HAS BEEN ISSUED UNDER THE REQUIREMENTS OF VBBL #12511 (2019) ** | Centrum Electric Ltd
GP-2023-02055 | 2023-07-11 | 291 SE MARINE DRIVE, Vancouver, BC V5X 2S4 | Gas Permit | Residential | New | Issued | Residential - 1 Boiler, 3 Range, 2 BBQ, 2 Dryers and 1 Fireplace >BP: To construct a 2 storey one-family dwelling with a secondary suite *Amendment - August 14, 2023 - Added 2 Dryers & 1 Fireplace* | Koolmax Heating and Cooling Ltd
SP-2023-01232 | 2023-07-13 | 291 SE MARINE DRIVE, Vancouver, BC V5X 2S4 | Sprinkler Permit | Residential | New | Issued | Residential - 1FD+SS - #1 & #2 - Fire sprinkler installation >DB: To construct a 2 storey one-family dwelling with a secondary suite located in the Basement with an open parking pad, providing 2 parking space, having vehicular access from the 20' Lane. 1. No Strata Titling permitted 2. A/C proposed – Exterior component located in Rear Yard (North), Interior component located in second floor Note: This is a 2 storey building pursuant to the Zoning and Development By-Law **THIS PERMIT HAS BEEN ISSUED UNDER THE REQUIREMENTS OF VBBL #12511 (2019) ** | Ecofire Sprinklers Ltd
EP-2023-06291 | 2023-07-13 | 291 SE MARINE DRIVE, Vancouver, BC V5X 2S4 | Electrical Permit | Residential | New | Issued | Installation / Repair - Residential - Extra low voltage prewiring (including prewire security alarm) and finishing (no security alarm). >BP: To construct a 2 storey one-family dwelling with a secondary suite located in the Basement ($947,750) with an open parking pad, providing 2 parking space, having vehicular access from the 20' Lane. 1. No Strata Titling permitted 2. A/C proposed – Exterior component located in Rear Yard (North), Interior component located in second floor 3. Schedule B: (Zhao Guan) P.Eng. (778.868.5635) Geotechnical 4. Schedule B: (Yatendra Kumar Sharma) P.Eng (778.863.7076) Architectural & Structural 5. HPO: Residential Builder- Panridge Construction Ltd. Note: This is a 2 storey building pursuant to the Zoning and Development By-Law **THIS PERMIT HAS BEEN ISSUED UNDER THE REQUIREMENTS OF VBBL #12511 (2019) ** | SWIFT ELECTRIC LTD
GP-2023-02735 | 2023-09-19 | 291 SE MARINE DRIVE, Vancouver, BC V5X 2S4 | Gas Permit | Residential | New | Issued | Residential - 1 Fireplace VENTING AND HOOKUP ONLY >BP: To construct a 2 storey one-family dwelling with a secondary suite located in the Basement ($947,750) with an open parking pad, providing 2 parking space, having vehicular access from the 20' Lane. | REAL LIGHTING & FIREPLACES LTD
GP-2023-02913 | 2023-10-04 | 1931 RENFREW STREET, Vancouver, BC V5M 3J2 | Gas Permit | Residential | Renovation | Completed | Residential - Replace the old boiler and water tank with a combi boiler | Vector Home Services Inc
GP-2023-00044 | 2023-01-06 | 3772 QUESNEL DRIVE, Vancouver, BC V6L 2W8 | Gas Permit | Residential | Tenant Improvement | Completed | Residential - Boiler Replacement | Point Grey Plumbing & Heating Ltd
GP-2023-00584 | 2023-02-16 | 3888 QUESNEL DRIVE, Vancouver, BC V6L 2X2 | Gas Permit | Residential | Renovation | Completed | Residential - Re and re left side with Goodman furnace | Lambert Plumbing & Heating
EP-2023-01494 | 2023-02-22 | 4525 REID STREET, Vancouver, BC V5R 3Y5 | Electrical Permit | Residential | New | Issued | Temporary Power - Residential - To provide temporary power. | 523 Construction Ltd
EP-2023-03185 | 2023-06-02 | 4525 REID STREET, Vancouver, BC V5R 3Y5 | Electrical Permit | Residential | New | Cancelled | Installation / Repair - Residential - Install service, wiring for lights, plugs, and appliances >BP: To construct a two-storey two-family dwelling, with a detached accessory building (garage) at the rear providing 2 parking spaces, having vehicular access from the lane. Note: This Building Permit will remain in a suspended status until the associated (green) Demolition Permit BP-2022-00687 is completed. This is a 2 storey building pursuant to the Zoning and Development By-Law 1. A/C units proposed in rear yard. 2. Bar sinks proposed in main floor. 3. Schedule B: Yatendra Kumar Sharma (778-863-7076) Structural & Geotechnical 4. HPO: 523 Construction Ltd. | 523 Construction Ltd
EP-2023-09010 | 2023-10-23 | 4525 REID STREET, Vancouver, BC V5R 3Y5 | Electrical Permit | Residential | New | Issued | Installation / Repair - Residential - ¦ 2FD- 200A ¦ TO CONTINUE WORK STARTED BY OTHERS (EP-2023-03185) No inspections on previous permit. Duplex house -Service selection is new as two duplexes are newly built with new separate garages in the back *An approved mechanical permit is required for the installation of air conditioning or heat pump unit at the time of installation before an electrical inspection will be performed >BP: To construct a two-storey two-family dwelling, with a detached accessory building (garage) at the rear providing 2 parking spaces, having vehicular access from the lane. This is a 2 storey building pursuant to the Zoning and Development By-Law 1. A/C units proposed in rear yard. 2. Bar sinks proposed in main floor. 3. Schedule B: Yatendra Kumar Sharma (778-863-7076) Structural & Geotechnical 4. HPO: 523 Construction Ltd. ******THIS PERMIT HAS BEEN ISSUED UNDER THE REQUIREMENTS OF VBBL #12511 (2019)****** Combustible projections or roof soffits on an exposing building face shall not project to less than .45m from the property line and shall be in compliance with VBBL 2019 9.10.15.5.(9) The entire building, to be sprinklered to 2 x NFPA 13D. >>>>Amend: Dec. 8th - increase cost of installation to $25,000 | Arise Electrical Ltd
PP-2023-03560 | 2023-10-11 | 4525 REID STREET, Vancouver, BC V5R 3Y5 | Plumbing Permit | Residential | New | Issued | Residential - Plumbing >BP: To construct a two-storey two-family dwelling, with a detached accessory building (garage) at the rear providing 2 parking spaces, having vehicular access from the lane. This is a 2 storey building pursuant to the Zoning and Development By-Law 1. A/C units proposed in rear yard. 2. Bar sinks proposed in main floor. 3. Schedule B: Yatendra Kumar Sharma (778-863-7076) Structural & Geotechnical 4. HPO: 523 Construction Ltd. | Lally Plumbing & Heating Ltd
MP-2023-01876 | 2023-10-19 | 4525 REID STREET, Vancouver, BC V5R 3Y5 | Mechanical Permit | NULL | NULL | Issued | NULL | Lally Plumbing & Heating Ltd
EP-2023-10056 | 2023-11-21 | 4525 REID STREET, Vancouver, BC V5R 3Y5 | Electrical Permit | Residential | New | Issued | Installation / Repair - Residential - Low Voltage data wiring, telephone, doorbell, security alarm rough in, vacuum system >BP: To construct a two-storey two-family dwelling, with a detached accessory building (garage) at the rear providing 2 parking spaces, having vehicular access from the lane. This is a 2 storey building pursuant to the Zoning and Development By-Law 1. A/C units proposed in rear yard. 2. Bar sinks proposed in main floor. 3. Schedule B: Yatendra Kumar Sharma (778-863-7076) Structural & Geotechnical 4. HPO: 523 Construction Ltd. ******THIS PERMIT HAS BEEN ISSUED UNDER THE REQUIREMENTS OF VBBL #12511 (2019)****** Combustible projections or roof soffits on an exposing building face shall not project to less than .45m from the property line and shall be in compliance with VBBL 2019 9.10.15.5.(9) The entire building, to be sprinklered to 2 x NFPA 13D. | GS Security System Ltd
GP-2023-03506 | 2023-11-15 | 4525 REID STREET, Vancouver, BC V5R 3Y5 | Gas Permit | Residential | New | Issued | Residential - 2 Ranges, 2 Boilers, 2 Fireplaces & 2 BBQ's BBQ and fireplace piping only >BP: To construct a two-storey two-family dwelling, with a detached accessory building (garage) at the rear providing 2 parking spaces, having vehicular access from the lane. | Lally Plumbing & Heating Ltd
SP-2023-02060 | 2023-11-14 | 4525 REID STREET, Vancouver, BC V5R 3Y5 | Sprinkler Permit | Residential | New | Issued | Residential - 2FD - FRONT - 4525 REID ST BACK - 4527 REID ST Install Sprinkler Heads >DB: To construct a two-storey two-family dwelling, with a detached accessory building (garage) at the rear providing 2 parking spaces, having vehicular access from the lane. This is a 2 storey building pursuant to the Zoning and Development By-Law 1. A/C units proposed in rear yard. 2. Bar sinks proposed in main floor. ******THIS PERMIT HAS BEEN ISSUED UNDER THE REQUIREMENTS OF VBBL #12511 (2019)****** The entire building, to be sprinklered to 2 x NFPA 13D. | RAHELU PLUMBING & HEATING LTD.
PP-2023-03252 | 2023-09-13 | 4525 REID STREET, Vancouver, BC V5R 3Y5 | Plumbing Permit | Residential | New | Issued | Residential - 2FD - To install 1 gravity sump | Trust Excavation & Demolition Ltd
GP-2023-03771 | 2023-11-30 | 4525 REID STREET, Vancouver, BC V5R 3Y5 | Gas Permit | Residential | New | Issued | Residential - Two fireplaces >BP: To construct a two-storey two-family dwelling, with a detached accessory building (garage) at the rear providing 2 parking spaces, having vehicular access from the lane. | Canadian Fireplace Ltd
GP-2023-02923 | 2023-10-04 | 4541 REID STREET, Vancouver, BC V5R 3Y5 | Gas Permit | Residential | Renovation | Completed | Residential - Boiler retrofit | R & B Plumbing & Heating Ltd
GP-2023-02826 | 2023-09-27 | 4547 REID STREET, Vancouver, BC V5R 3Y5 | Gas Permit | Residential | Addition | Completed | Residential - re and re gas range | Christopher Sterling
SP-2023-01640 | 2023-09-07 | 4557 REID STREET, Vancouver, BC V5R 3Y5 | Sprinkler Permit | Residential | New | Issued | Residential - 1FD+SS - #1 & #2 - Piping and fixture installation >DB: To construct a 2 storey single detached house with a secondary suite located in the Basement with an open parking pad, providing 1 parking space, having vehicular access from the 20' Lane. 1. Covenant registered at the Land Title Office under CB595101 2. Mechanical unit proposed – Exterior component located in rear yard, Interior component located in second floor mechanical closet. 3. Bar sink located in basement dining room. Note: The entire building, INCLUDING THE ATTACHED GARAGE (if applicable), to be sprinklered to NFPA 13D ***This permit is issued under the VBBL 2019, with updated energy requirements as per bylaw # 12997 effective Jan 01, 2022.*** | RG Plumbing Ltd
EP-2023-07490 | 2023-08-29 | 4557 REID STREET, Vancouver, BC V5R 3Y5 | Electrical Permit | Residential | New | Issued | Installation / Repair - Residential - ¦ 1FD + 1SS- 100A ¦ Rough wiring and finishing for new house and service 200 Amp *An approved mechanical permit is required for the installation of air conditioning or heat pump unit at the time of installation before an electrical inspection will be performed >BP: To construct a 2 storey single detached house with a secondary suite located in the Basement ($582,200) with an open parking pad, providing 1 parking space, having vehicular access from the 20' Lane. 1. Covenant registered at the Land Title Office under CB595101 2. Mechanical unit proposed – Exterior component located in rear yard, Interior component located in second floor mechanical closet. 3. Bar sink located in basement dining room. 4. Schedule B: (J.J.S. Hui) P.Eng (778.319.3403) Structural & Geotechnical 5. HPO: Residential Builder - UR Land Construction Ltd. Note: The entire building, INCLUDING THE ATTACHED GARAGE (if applicable), to be sprinklered to NFPA 13D Note: This is a 2 storey building pursuant to the Zoning and Development By-Law “As shown by an asterisk (*) on the building permit floor plans and/or elevations, exit protection is required to be provided in accordance with Articles 9.9.4.4., 9.9.4.6., and/or 9.37.2.8. of the 2019 VBBL.” ***This permit is issued under the VBBL 2019, with updated energy requirements as per bylaw # 12997 effective Jan 01, 2022.*** | Wiremaster Electrical Ltd
EP-2023-07618 | 2023-08-23 | 4557 REID STREET, Vancouver, BC V5R 3Y5 | Electrical Permit | Residential | New | Issued | Installation / Repair - Residential - TV, telephone, security alarm prewire and complete installation. >BP: To construct a 2 storey single detached house with a secondary suite located in the Basement ($582,200) with an open parking pad, providing 1 parking space, having vehicular access from the 20' Lane. 1. Covenant registered at the Land Title Office under CB595101 2. Mechanical unit proposed – Exterior component located in rear yard, Interior component located in second floor mechanical closet. 3. Bar sink located in basement dining room. 4. Schedule B: (J.J.S. Hui) P.Eng (778.319.3403) Structural & Geotechnical 5. HPO: Residential Builder - UR Land Construction Ltd. Note: The entire building, INCLUDING THE ATTACHED GARAGE (if applicable), to be sprinklered to NFPA 13D Note: This is a 2 storey building pursuant to the Zoning and Development By-Law “As shown by an asterisk (*) on the building permit floor plans and/or elevations, exit protection is required to be provided in accordance with Articles 9.9.4.4., 9.9.4.6., and/or 9.37.2.8. of the 2019 VBBL.” | Tvisha Technologies Ltd
GP-2023-02527 | 2023-08-30 | 4557 REID STREET, Vancouver, BC V5R 3Y5 | Gas Permit | Residential | New | Issued | Residential - 2 Ranges & 1 BBQ All black iron included fittings 2 psig natural gas line. Piping only for 2 kitchen ranges (85000 btu each ) and 1 Bbq (50000 btu ) >BP: To construct a 2 storey single detached house with a secondary suite located in the Basement ($582,200) with an open parking pad, providing 1 parking space, having vehicular access from the 20' Lane. | POLLY MECHANICAL LTD
EP-2023-02300 | 2023-03-20 | 4557 REID STREET, Vancouver, BC V5R 3Y5 | Electrical Permit | Residential | New | Issued | Temporary Power - Residential - To provide temporary power | Wiremaster Electrical Ltd
PP-2023-02604 | 2023-07-21 | 4557 REID STREET, Vancouver, BC V5R 3Y5 | Plumbing Permit | Residential | New | Issued | Residential - 1FD+SS M- #1 & #2 - Plumbing >DB: To construct a 2 storey single detached house with a secondary suite located in the Basement with an open parking pad, providing 1 parking space, having vehicular access from the 20' Lane. 1. Covenant registered at the Land Title Office under CB595101 2. Mechanical unit proposed – Exterior component located in rear yard, Interior component located in second floor mechanical closet. 3. Bar sink located in basement dining room. Note: The entire building, INCLUDING THE ATTACHED GARAGE (if applicable), to be sprinklered to NFPA 13D Note: This is a 2 storey building pursuant to the Zoning and Development By-Law ***This permit is issued under the VBBL 2019, with updated energy requirements as per bylaw # 12997 effective Jan 01, 2022.*** | Touchone Plumbing & Heating Ltd
MP-2023-01340 | 2023-07-23 | 4557 REID STREET, Vancouver, BC V5R 3Y5 | Mechanical Permit | NULL | NULL | Issued | NULL | Touchone Plumbing & Heating Ltd
EP-2023-11035 | 2023-12-11 | 1008 ROBSON STREET, Vancouver, BC V6E 1A7 | Electrical Permit | Commercial | Renovation | Completed | Installation / Repair - Commercial - Replacement of the existing FA panel and the annunciator with Mircom FA-1000 and remote annunciator due to failure found during routine testing and maintenance. Note: The issuance of this permit is based on Bulletin 2018-004-BU/EL. | 0777792 BC Ltd
EP-2023-10137 | 2023-11-09 | 1025 ROBSON STREET, Vancouver, BC V6E 1A9 | Electrical Permit | Commercial | NULL | Issued | Annual / Operating - Electrical Annual Permit (Operating Permit) for the maintenance and operation of electrical equipment. Renewal of EP-2022-08810 Valid: Oct 18, 2023 to Oct 17, 2024 | Corporate Electric Limited
EP-2023-00251 | 2023-01-13 | 1025 ROBSON STREET, Vancouver, BC V6E 1A9 | Electrical Permit | Commercial | Tenant Improvement | Completed | Installation / Repair - Commercial - Tenant Improvement, Lighting, Receptacles, Data/Tel, Fire Alarm >BP: Exterior and interior alterations to provide improvements for a new retail tenant at retail unit 1025 Robson St in this commercial building on this site. Scope of work includes reconfiguring the interior layout, a new universal washroom and replacing the exterior cladding and entry doors. New Tenant: Aerie REVISION #1: - Provide fire dampers where ducts penetrate rated ceilings or walls - Relocate electric duct heater - Provide air curtains at the front entrance | Brodan Industries Ltd.
EP-2022-10669 | 2022-12-19 | 1025 ROBSON STREET, Vancouver, BC V6E 1A9 | Electrical Permit | Commercial | New | Completed | Installation / Repair - Commercial - RF theft antennas in ceiling at entrance | SCE Telecom Inc
EP-2022-09814 | 2022-11-21 | 1025 ROBSON STREET, Vancouver, BC V6E 1A9 | Electrical Permit | Commercial | Tenant Improvement | Completed | Installation / Repair - Commercial - Balkan Sign installing new signs, we will run power for new sign >DB: Exterior and interior alterations to provide improvements for a new retail tenant at retail unit 1025 Robson St in this commercial building on this site. Scope of work includes reconfiguring the interior layout, a new universal washroom and replacing the exterior cladding and entry doors. | Red Ryno Energy Ltd
PP-2022-04130 | 2022-11-17 | 1025 ROBSON STREET, Vancouver, BC V6E 1A9 | Plumbing Permit | Commercial | Renovation | Completed | Commercial - relocate accessible washroom location to back of house area, connect to existing base building connections. >BP: Exterior and interior alterations to provide improvements for a new retail tenant at retail unit 1025 Robson St in this commercial building on this site. Scope of work includes reconfiguring the interior layout, a new universal washroom and replacing the exterior cladding and entry doors. New Tenant: Aerie REVISION #1: - Provide fire dampers where ducts penetrate rated ceilings or walls - Relocate electric duct heater - Provide air curtains at the front entrance B. WONG - NOV 4/22 | Mainland Plumbing & Heating
EP-2022-08810 | 2022-10-18 | 1025 ROBSON STREET, Vancouver, BC V6E 1A9 | Electrical Permit | Commercial | NULL | Expired | Annual / Operating - Electrical Annual Permit (Operating Permit) for the maintenance and operation of electrical equipment. | Corporate Electric Limited
NULL | NULL | 1025 ROBSON STREET, Vancouver, BC V6E 1A9 | Sprinkler Permit | Commercial | Tenant Improvement | Withdrawn | Commercial - (x21) Relocates and New | NULL
SP-2022-01528 | 2023-01-26 | 1025 ROBSON STREET, Vancouver, BC V6E 1A9 | Sprinkler Permit | Commercial | Tenant Improvement | Completed | Commercial - For sprinkler system alterations to the 2019 VBBL and NFPA 13, 2013 for the tenant improvements to provide exterior and interior alterations for improvements for a new retail tenant at retail unit 1025 Robson St in this commercial building on this site. Scope of work includes reconfiguring the interior layout, a new universal washroom and replacing the exterior cladding and entry doors. This application does not include any of the following: • Changes to the sprinkler system supply piping (e.g. valves, mains, cross-mains, etc.). • Flexible sprinkler pipe. • Information Technology Equipment Rooms (e.g. IT Rooms, LAN Rooms, etc.). • New alternative solutions and/or modifications to existing alternative solutions. • Change in occupancy and/or hazard classification. Notes: 1. Engineer of Record: Brian Sikorski 604-708-4140 brian@eforenergy.com *** This permit has been revised to include sprinkler work within the stockroom area. Compact Mobile Storage - Storage Arrangements for Rolling Storage Racks (Per NFPA 13 2016) - Table 13.2.1 of NFPA 13, 2013 Class IV Commodities and Group A Plastics. Ten (10) foot rolling racks with a maximum storage height of < / = 10ft to top of storage. Maintain a minimum of 18" to be maintained between top of storage and sprinkler, and 3" rubber stoppers to be installed between rolling shelves to maintain a gap of between the shelving. Sprinkler system for the rolling storage rack storage is designed to Extra Hazard Group 1 as outlined in Table 13.2.1 of NFPA 13, 2016. Sprinkler density of 0.3 USgpm / sq.ft. over the stockroom area. Sprinkler heads within the stockroom area are quick-response upright sprinklers with a K-factor of K = 8.0 , temperature of 288 F, and a maximum sprinkler coverage area of 100 sq. ft. per sprinkler. *** | Fire Pro Fire Protection Ltd.
EP-2022-09364 | 2022-11-04 | 1030 ROBSON STREET, Vancouver, BC V6E 1A7 | Electrical Permit | Commercial | Tenant Improvement | Completed | Installation / Repair - Commercial - low voltage - data, camera, alarm system, speakers | Burglar Busters Alarm & Security Ltd
EP-2024-00374 | 2024-01-17 | 1030 ROBSON STREET, Vancouver, BC V6E 1A7 | Electrical Permit | Commercial | Renovation | Issued | Installation / Repair - Commercial - EMERGENCY - Maintenance replacement of fire alarm panel (The control unit and annunciator). Note: The issuance of this permit is based on Bulletin 2018-004-BU/EL. | Fina Electrical Systems Ltd
EP-2023-09504 | 2023-10-23 | 1045 ROBSON STREET, Vancouver, BC V6E 1A9 | Electrical Permit | Commercial | NULL | Issued | Annual / Operating - Electrical Annual Permit (Operating Permit) for the maintenance and operation of electrical equipment. Renewal of EP-2022-08811 Valid: Oct 18, 2023 to Oct 17, 2024 | Corporate Electric Limited
EP-2022-08811 | 2022-10-18 | 1045 ROBSON STREET, Vancouver, BC V6E 1A9 | Electrical Permit | Commercial | NULL | Expired | Annual / Operating - Electrical Annual Permit (Operating Permit) for the maintenance and operation of electrical equipment. | Corporate Electric Limited
PP-2022-03382 | 2022-10-07 | 1045 ROBSON STREET, Vancouver, BC V6E 1A9 | Plumbing Permit | Commercial | Tenant Improvement | Completed | Commercial - 1 hand sink and 1 electric hot water tank >BP: 1045 Robson Interior alterations to provide tenant improvements to this existing retail store in this existing commercial building. Scope of Work: Removal, relocation, and installation of floor fixtures. Minor electrical and patching/repairing of existing floor finishes. Sch A & B (Arch): Richard Witt, 416-598-1240, BDP Quadrangle Sch B (Plumb & Elect): Jason Huffman, #53692, 614-940-1565, M-Consultants LLC, DBA M-Engineering | LPI Mechanical (West) Inc
EP-2022-08153 | 2022-09-27 | 1045 ROBSON STREET, Vancouver, BC V6E 1A9 | Electrical Permit | Commercial | Addition | Completed | Installation / Repair - Commercial - Install 7 floor box and receptacles for sales floor display booths. Install 2 receptacles in show windows. >BP: 1045 Robson Interior alterations to provide tenant improvements to this existing retail store in this existing commercial building. Scope of Work: Removal, relocation, and installation of floor fixtures. Minor electrical and patching/repairing of existing floor finishes. | ACTIVE ELECTRIC LTD.
SP-2022-00644 | 2022-07-12 | 1766 ROBSON STREET, Vancouver, BC V6G 1E2 | Sprinkler Permit | Commercial | Renovation | Completed | Commercial - Sprinkler alterations to the parkade level of this existing Two-Story Retail Store (Group E) building with parking located on the main and underground level accessed from Robson St. FPER - Dan Wong - 778-847-0572 | Five Star Fire Protection Ltd
PP-2022-01968 | 2022-06-27 | 1766 ROBSON STREET, Vancouver, BC V6G 1E2 | Plumbing Permit | Commercial | Renovation | Completed | Commercial - SAFEWAY Robson St., Exterior Scope To perform interior/exterior alterations to the existing Two-Story Retail Store (Group E) building with parking located on the main and underground level accessed from Robson St. Scope of work includes: - Demolition of existing exterior movators - Construction of 2 new exterior stairs & new elevator - Construction of new exterior walkway - Construction of new canopy to replace existing weather protection - Painting of existing concrete & structural elements | Baptista Plumbing Ltd
SP-2022-00357 | 2022-07-12 | 1766 ROBSON STREET, Vancouver, BC V6G 1E2 | Sprinkler Permit | Commercial | Renovation | Completed | Commercial - Sprinkler alterations to provide improvements to this existing grocery store (Safeway). One class 1 cooking operation. Scope of work includes new fixtures layout including kitchen equipment, lightings, shelving, and finishes. Related DP-2021-00289/BP-2021-04738 Tenant: Sobeys Capital Inc. FPER - Dan Wong - 778-847-0572 | Five Star Fire Protection Ltd
EP-2022-01939 | 2022-03-10 | 1766 ROBSON STREET, Vancouver, BC V6G 1E2 | Electrical Permit | Commercial | New | Issued | Installation / Repair - Commercial - Upgrade of the security alarm system and access control system -No Maglocks >BP: nterior alterations to provide improvements to this existing grocery store (Safeway). One class 1 cooking operation. Scope of work includes new fixtures layout including kitchen equipment, lightings, shelving, and finishes. OK for field review as per Jamie Zhang, Sep.8/21 Related DP-2021-00289/BP-2021-04738 Tenant: Sobeys Capital Inc. Note: Noise emanating from mechanical equipment (e.g., air conditioning units, exhaust equipment, generators, etc.) is required to conform to Vancouver By-law No. 6555 regulating Noise or Sound. (Note: Air conditioning units are not to exceed a noise level of 55 db during the daytime and 45 db at night E2 - Lighting - Upgrade to incorporate Automatic Partial OFF (per 9.4.1.1.(g) of ASHRAE 90.1-2016) Letters of Assurance: Schedule A & Schedule B Architectural submitted per Joel Michael Smith, 604-685-3529 Schedule B Electrical submitted per Kevin Zirul, P. Eng, 250-882-9422 Schedule B Mechanical & Plumbing submitted per Osley Almeron, P.Eng, 403-235-2655 Schedule B Fire Suppression System submitted per Alex P. L. Lee, 604-324-8763 | Telus Custom Security Systems Inc
EP-2022-01748 | 2022-03-30 | 1766 ROBSON STREET, Vancouver, BC V6G 1E2 | Electrical Permit | Commercial | Renovation | Completed | Installation / Repair - Commercial - Major renovation to interior and exterior of building. Additional elevator installation, lighting upgrades and department upgrades. Fire alarm modifications, distribution upgrades and mechanical connections. Demo of existing light fixtures and department offices -only pulling power to the sign location not connecting any signs or installing -for the AC we are only connecting to the unit the supplied by another contractor . >BP: To perform interior/exterior alterations to the existing Two-Story Retail Store (Group E) building with parking located on the main and underground level accessed from Robson St. Scope of work includes: - Demolition of existing exterior movators - Construction of 2 new exterior stairs & new elevator - Construction of new exterior walkway - Construction of new canopy to replace existing weather protection - Painting of existing concrete & structural elements Building Review Branch Notes: - Building Permit for DP-2021-00289 - Separate permit is required for tenant improvement. - Schedule A, B (Architectural, Structural, Mechanical, Electrical) submitted. - Scope of work is considered Minor Renovation. No further upgrades are required, as per Sentence 11.2.1.2(3) of VBBL 2019, other than Energy upgrade per 11.2.1.2(9) - Alternative Solution is applied for Sprinkler Protected Glazing in Fire Separation at Parking Level: AL-2021-00150 - Separate Sign Permit required for all signage. * Reviewed as per VBBL 2019.* | High Point Electric Ltd
PP-2022-01146 | 2022-04-20 | 1766 ROBSON STREET, Vancouver, BC V6G 1E2 | Plumbing Permit | Commercial | Renovation | Completed | Commercial - Safeway Robson Street Renovation Interior alterations to provide improvements to this existing grocery store (Safeway). One class 1 cooking operation. Scope of work includes new fixtures layout including kitchen equipment, lightings, shelving, and finishes. | Baptista Plumbing Ltd
EP-2022-00502 | 2022-01-24 | 1766 ROBSON STREET, Vancouver, BC V6G 1E2 | Electrical Permit | Commercial | Tenant Improvement | Completed | Installation / Repair - Commercial - Hook up Starbucks Letters & 2 Logos to the existing power - Interior Signage | Top's Lighting (2003) Ltd
EP-2022-06258 | 2022-07-26 | 1766 ROBSON STREET, Vancouver, BC V6G 1E2 | Electrical Permit | Commercial | Renovation | Completed | Installation / Repair - Commercial - Installing low-voltage control for new refrigeration systems for renovation of space. FT6 rated 22/2 wires pulled for temperature and gas sensors in cooler/freezer cases. No line-voltage involved, we are contracted to only pull low-voltage for the refrigeration contractor. >BP: Interior alterations to provide improvements to this existing grocery store (Safeway). One class 1 cooking operation. Scope of work includes new fixtures layout including kitchen equipment, lightings, shelving, and finishes. OK for field review as per Jamie Zhang, Sep.8/21 Related DP-2021-00289/BP-2021-04738 Tenant: Sobeys Capital Inc. Note: Noise emanating from mechanical equipment (e.g., air conditioning units, exhaust equipment, generators, etc.) is required to conform to Vancouver By-law No. 6555 regulating Noise or Sound. (Note: Air conditioning units are not to exceed a noise level of 55 db during the daytime and 45 db at night E2 - Lighting - Upgrade to incorporate Automatic Partial OFF (per 9.4.1.1.(g) of ASHRAE 90.1-2016) Letters of Assurance: Schedule A & Schedule B Architectural submitted per Joel Michael Smith, 604-685-3529 Schedule B Electrical submitted per Kevin Zirul, P. Eng, 250-882-9422 Schedule B Mechanical & Plumbing submitted per Osley Almeron, P.Eng, 403-235-2655 Schedule B Fire Suppression System submitted per Alex P. L. Lee, 604-324-8763 | IHM Mechanical Ltd
EP-2022-10680 | 2022-12-19 | 1766 ROBSON STREET, Vancouver, BC V6G 1E2 | Electrical Permit | Commercial | NULL | Expired | Annual / Operating - ANNUAL OPERATING PERMT Renewal of EP-2021-09374 Effective: Dec. 20, 2022 - Dec. 19, 2023 Electrical maintenance throughout store up to 750V. Manage any high voltage (>750V) electrical work that is required on an as needed basis. All HV electrical work will be assigned to an FSR A contractor only. Quantum Lighting Inc. will assist with HV work only under direct supervision of FSR A contractor. | Quantum Lighting Inc
EP-2024-00115 | 2024-01-05 | 1766 ROBSON STREET, Vancouver, BC V6G 1E2 | Electrical Permit | Commercial | NULL | Issued | Annual / Operating - ANNUAL/OPERATING PERMIT EXPIRED PERMIT: EP-2022-10680 Valid Dec 20th, 2023 until Dec 19th, 2024 Electrical Maintenance work throughout store up to 750V. High Voltage electrical repair and maintenance will be conducted by a FSR A contractor. Quantum lighting manages and assigns the high voltage work to a FSR contractor. All HV maintenance and repair will be carried out on an as needed basis by FSR A contractor. | Quantum Lighting Inc
EP-2022-09968 | 2022-11-25 | 1818 ROBSON STREET, Vancouver, BC V6G 1E3 | Electrical Permit | Commercial | Addition | Completed | Installation / Repair - Commercial - upgrade of existing ULC listed dialer for the monitoring of the fire panel only | Chubb Fire & Security Canada Corp
EP-2022-01817 | 2022-04-05 | 3563 RENFREW STREET, Vancouver, BC V5M 3L5 | Electrical Permit | Residential | New | Expired | Temporary Power - Residential - To provide temporary power. | SNS ELECTRIC LTD
PP-2022-01757 | 2022-05-24 | 3563 RENFREW STREET, Vancouver, BC V5M 3L5 | Plumbing Permit | Residential | New | Completed | Residential - Sump >BP: 2FD - To construct a 2-storey two-family dwelling ($715,650.00 with a detached accessory building (garage) at the rear providing 2 parking spaces, having vehicular access from the lane. The entire building is to be sprinklered to 2 x NFPA 13D. NOTE: To achieve the required FSR a floor space exclusion of 2% has been applied to this application as per section 10.11.1 of the district schedule, to accommodate improved building performance. 1. A/C units proposed at rear yard and second floor 2. Schedule B: Charat Chande P.Eng (604-723-7534) Structural & Geotechnical 3. BC Housing: Coast to Coast Construction ******THIS PERMIT HAS BEEN ISSUED UNDER THE REQUIREMENTS OF VBBL 2019****** FRONT UNIT 3563 Renfrew St - One Family Dwelling (east side of 1st-3rd floor) BACK UNIT 3561 Renfrew St - One Family Dwelling (west side of 1st-3rd floor) Address numbers assigned as per approved plans for Fire and Emergency response. The address numbers are to be posted to the building to be visible from the street and in accordance with the Building By-law prior to final inspection. | BESTWAY EXCAVATING & DEMOLITION 2008 LTD
EP-2022-09080 | 2022-10-25 | 3563 RENFREW STREET, Vancouver, BC V5M 3L5 | Electrical Permit | Residential | New | Completed | Installation / Repair - Residential - complete security alarm / vac / intercom /tel / cable / low voltage >>BP: To construct a 2-storey two-family dwelling ($715,650.00 with a detached accessory building (garage) at the rear providing 2 parking spaces, having vehicular access from the lane. The entire building is to be sprinklered to 2 x NFPA 13D. NOTE: To achieve the required FSR a floor space exclusion of 2% has been applied to this application as per section 10.11.1 of the district schedule, to accommodate improved building performance. 1. (2) A/C units proposed (1) rear yard West elevation (1) East elevation front yard. To Comply to Noise Bylaw #6555 at all times. 2. Schedule B: Charat Chande P.Eng (604-723-7534) Structural & Geotechnical 3. BC Housing: Coast to Coast Construction ******THIS PERMIT HAS BEEN ISSUED UNDER THE REQUIREMENTS OF VBBL 2019****** | Advanced Alarm-Tech Ltd
SP-2022-01750 | 2022-10-21 | 3563 RENFREW STREET, Vancouver, BC V5M 3L5 | Sprinkler Permit | Residential | New | Completed | Residential - Install sprinklers in Duplex >DB: To construct a 2-storey two-family dwelling with a detached accessory building (garage) at the rear providing 2 parking spaces, having vehicular access from the lane. The entire building is to be sprinklered to 2 x NFPA 13D. NOTE: To achieve the required FSR a floor space exclusion of 2% has been applied to this application as per section 10.11.1 of the district schedule, to accommodate improved building performance. 1. (2) A/C units proposed (1) rear yard West elevation (1) East elevation front yard. To Comply to Noise Bylaw #6555 at all times. | Gold Key Fire Protection Ltd
PP-2022-02632 | NULL | 3563 RENFREW STREET, Vancouver, BC V5M 3L5 | Plumbing Permit | Residential | New | Withdrawn | Residential - Plumbing rough in >BP: To construct a 2-storey two-family dwelling ($715,650.00 with a detached accessory building (garage) at the rear providing 2 parking spaces, having vehicular access from the lane. The entire building is to be sprinklered to 2 x NFPA 13D. NOTE: To achieve the required FSR a floor space exclusion of 2% has been applied to this application as per section 10.11.1 of the district schedule, to accommodate improved building performance. 1. A/C units proposed at rear yard and second floor 2. Schedule B: Charat Chande P.Eng (604-723-7534) Structural & Geotechnical 3. BC Housing: Coast to Coast Construction ******THIS PERMIT HAS BEEN ISSUED UNDER THE REQUIREMENTS OF VBBL 2019****** | Dynasty Developments Ltd
PP-2022-02665 | 2022-08-02 | 3563 RENFREW STREET, Vancouver, BC V5M 3L5 | Plumbing Permit | Residential | New | Completed | Residential - Rough plumbing >BP: To construct a 2-storey two-family dwelling ($715,650.00 with a detached accessory building (garage) at the rear providing 2 parking spaces, having vehicular access from the lane. The entire building is to be sprinklered to 2 x NFPA 13D. NOTE: To achieve the required FSR a floor space exclusion of 2% has been applied to this application as per section 10.11.1 of the district schedule, to accommodate improved building performance. 1. A/C units proposed at rear yard and second floor 2. Schedule B: Charat Chande P.Eng (604-723-7534) Structural & Geotechnical 3. BC Housing: Coast to Coast Construction ******THIS PERMIT HAS BEEN ISSUED UNDER THE REQUIREMENTS OF VBBL 2019****** | Dynasty Developments Ltd
GP-2022-02817 | 2022-09-21 | 3563 RENFREW STREET, Vancouver, BC V5M 3L5 | Gas Permit | Residential | New | Completed | Residential - Install 2 boilers and 2 gas ranges >BP: To construct a 2-storey two-family dwelling ($715,650.00 with a detached accessory building (garage) at the rear providing 2 parking spaces, having vehicular access from the lane. | JOT MECHANICAL LTD
EP-2022-07703 | 2022-09-16 | 3563 RENFREW STREET, Vancouver, BC V5M 3L5 | Electrical Permit | Residential | New | Completed | Installation / Repair - Residential - Rough in ,service and finishing for duplex 3561/3563 incl range a/c unit ,dryer ,gas boiler unit etc | SNS ELECTRIC LTD
MP-2022-00165 | 2022-08-30 | 3563 RENFREW STREET, Vancouver, BC V5M 3L5 | Mechanical Permit | NULL | NULL | Completed | NULL | Dynasty Developments Ltd
GP-2024-00022 | 2024-01-04 | 2411 RUPERT STREET, Vancouver, BC V5M 3T3 | Gas Permit | Residential | Renovation | Completed | Residential - R&R the gas furnace in main floor in mechanical room | Shirzad Akhgarian O/A Highgate Plumbing, Gas & Heating
NULL | NULL | 2411 RUPERT STREET, Vancouver, BC V5M 3T3 | Gas Permit | Residential | New | Draft | Residential - test | Shirzad Akhgarian O/A Highgate Plumbing, Gas & Heating
GP-2022-03338 | 2022-10-28 | 3253 SCHOOL AVENUE, Vancouver, BC V5R 5N4 | Gas Permit | Residential | Addition | Completed | Residential - TO INSTALL 1 FURNACE | BC Care Heating Services Ltd
EP-2023-06223 | 2023-09-15 | 3149 RUPERT STREET, Vancouver, BC V5M 3V2 | Electrical Permit | Residential | New | Issued | Installation / Repair - Residential - ¦ 2FD + 2SS- 400A ¦ New construction of duplex unit's with suite *An approved mechanical permit is required for the installation of air conditioning or heat pump unit at the time of installation before an electrical inspection will be performed >BP: To construct a two and half storeys two-family dwelling with two secondary suites ($831,567.50) located in the basement, with a detached accessory building (garage) at the rear providing 2 parking spaces, having vehicular access from the lane. CHBA Net Zero building. Note: This is a 2 storey building pursuant to the Zoning and Development By-Law 1. Covenant registered at the Land Title Office under CB508559-CB508560. 2. No strata titling permitted for the secondary suites. 3. External mechanical units proposed 4. Bar sinks proposed 5. Schedule A: Arch: Chris MT Chung P Eng (604.563.2682) 6 Schedule B: Clinton Yiu P Eng (604.255.7670) Structural 7 Schedule B: Joseph Oh. P Eng (604-513-4190)Geotechnical 8. Schedule B: Chris MT Chung (604.563.2682) Architectural 9. HPO: Residential Builder – CMTC Construction Inc License# 42482 10. Entire Building to have NFPA 13-D ****ALL PROJECT COORDINATOR NOTES HAS BEEN ACCEPTED BY THE APPLICANT**** ******THIS PERMIT HAS BEEN ISSUED UNDER THE REQUIREMENTS OF VBBL #12511 (2019)****** 2 FD + 2 SS (Net Zero) CB508559-CB508560 ***This permit is issued under the VBBL 2019, with updated energy requirements as per bylaw # 12997 effective Jan 01, 2022.*** | Nunn Electrical Ltd
PP-2023-02234 | 2023-06-23 | 3149 RUPERT STREET, Vancouver, BC V5M 3V2 | Plumbing Permit | Residential | New | Issued | Residential - one sump without pump | Bhullar Excavating and Demolition
NULL | NULL | 3149 RUPERT STREET, Vancouver, BC V5M 3V2 | Mechanical Permit | NULL | NULL | Draft | NULL | Greenway HVAC Ltd
EP-2023-03040 | 2023-04-06 | 3149 RUPERT STREET, Vancouver, BC V5M 3V2 | Electrical Permit | Residential | New | Issued | Temporary Power - Residential - To provide temporary power. NOTE: Work authorized by this permit is for placement of a temporary power pole only and does not authorize any site construction and/or excavation. A separate Building Permit will be required prior to commencement of any other work on this site. | Nunn Electrical Ltd
EP-2023-08179 | 2023-09-14 | 3149 RUPERT STREET, Vancouver, BC V5M 3V2 | Electrical Permit | Residential | New | Issued | Installation / Repair - Residential - Installation of Solar panels on the Duplex and garage. >BP: To construct a two and half storeys two-family dwelling with two secondary suites ($831,567.50) located in the basement, with a detached accessory building (garage) at the rear providing 2 parking spaces, having vehicular access from the lane. CHBA Net Zero building. Note: This is a 2 storey building pursuant to the Zoning and Development By-Law 1. Covenant registered at the Land Title Office under CB508559-CB508560. 2. No strata titling permitted for the secondary suites. 3. External mechanical units proposed 4. Bar sinks proposed 5. Schedule A: Arch: Chris MT Chung P Eng (604.563.2682) 6 Schedule B: Clinton Yiu P Eng (604.255.7670) Structural 7 Schedule B: Joseph Oh. P Eng (604-513-4190)Geotechnical 8. Schedule B: Chris MT Chung (604.563.2682) Architectural 9. HPO: Residential Builder – CMTC Construction Inc License# 42482 10. Entire Building to have NFPA 13-D ******THIS PERMIT HAS BEEN ISSUED UNDER THE REQUIREMENTS OF VBBL #12511 (2019)****** 2 FD + 2 SS (Net Zero) CB508559-CB508560 ***This permit is issued under the VBBL 2019, with updated energy requirements as per bylaw # 12997 effective Jan 01, 2022.*** | Vancouver Renewable Energy Cooperative
PP-2023-03099 | 2023-09-01 | 3149 RUPERT STREET, Vancouver, BC V5M 3V2 | Plumbing Permit | Residential | New | Issued | Residential - Rough-in and finish installation >BP: To construct a two and half storeys two-family dwelling with two secondary suites located in the basement, with a detached accessory building (garage) at the rear providing 2 parking spaces, having vehicular access from the lane. CHBA Net Zero building. Note: This is a 2 storey building pursuant to the Zoning and Development By-Law 1. Covenant registered at the Land Title Office under CB508559-CB508560. 2. No strata titling permitted for the secondary suites. 3. External mechanical units proposed 4. Bar sinks proposed 5. Schedule A: Arch: Chris MT Chung P Eng (604.563.2682) 6 Schedule B: Clinton Yiu P Eng (604.255.7670) Structural 7 Schedule B: Joseph Oh. P Eng (604-513-4190)Geotechnical 8. Schedule B: Chris MT Chung (604.563.2682) Architectural 9. HPO: Residential Builder – CMTC Construction Inc License# 42482 10. Entire Building to have NFPA 13-D Sept 1/2023-AMEND To add fixtures from PP-2023-03101 (3147 Rupert). This is a duplex and only one PP is required. | Green Earth Plumbing and Heating Ltd
MP-2024-00069 | 2024-01-22 | 3149 RUPERT STREET, Vancouver, BC V5M 3V2 | Mechanical Permit | NULL | NULL | Issued | NULL | All Season Solution Ltd
SP-2023-02229 | 2023-12-21 | 3149 RUPERT STREET, Vancouver, BC V5M 3V2 | Sprinkler Permit | Residential | New | Issued | Residential - sprinkler tenant improvement for 3149 Rupert Duplex >BP: To construct a two and half storeys two-family dwelling with two secondary suites ($831,567.50) located in the basement, with a detached accessory building (garage) at the rear providing 2 parking spaces, having vehicular access from the lane. Note: This is a 2 storey building pursuant to the Zoning and Development By-Law 1. Covenant registered at the Land Title Office under CB508559-CB508560. 2. No strata titling permitted for the secondary suites. 3. External mechanical units proposed 4. Bar sinks proposed 5. Schedule A: Arch: Chris MT Chung P Eng (604.563.2682) 6 Schedule B: Clinton Yiu P Eng (604.255.7670) Structural 7 Schedule B: Joseph Oh. P Eng (604-513-4190)Geotechnical 8. Schedule B: Chris MT Chung (604.563.2682) Architectural 9. HPO: Residential Builder – CMTC Construction Inc License# 42482 10. Entire Building to have NFPA 13-D 11. Rev#3: Exterior/Interior mechanical unit proposed (Heat Pump) in rear yard and in attic space ******THIS PERMIT HAS BEEN ISSUED UNDER THE REQUIREMENTS OF VBBL #12511 (2019)****** 2 FD + 2 SS (Net Zero) CB508559-CB508560 ***This permit is issued under the VBBL 2019, with updated energy requirements as per bylaw # 12997 effective Jan 01, 2022.*** | BLACK TUSK FIRE & SECURITY
GP-2024-00183 | 2024-01-23 | 2548 SE MARINE DRIVE, Vancouver, BC V5S 2H1 | Gas Permit | Residential | Addition | Completed | Residential - TO INSTALL 1 COMBI BOILER | BC Care Heating Services Ltd
EP-2022-03528 | 2022-09-16 | 833 SEYMOUR STREET, Vancouver, BC V6B 0G4 | Electrical Permit | Commercial | Renovation | Completed | Installation / Repair - Commercial - Electric Vehicle Charging Infrastructure - Wiring installation for installation of electric vehicle supply equipment (EVSE) & electric vehicle energy management system (EVEMS). EV-EMS Installation & 10 EV Chargers. Amend: Nov 9, 2022 Seismic report | Berts Electric (2001) Ltd
EP-2023-10202 | 2023-11-10 | 833 SEYMOUR STREET, Vancouver, BC V6B 0G4 | Electrical Permit | Commercial | NULL | Issued | Annual / Operating - Maintenance of EV-EMS system & infrastructure -renewal of EP-2022-08218 -valid: Oct. 4, 2023 - Oct. 3, 2024 | Berts Electric (2001) Ltd
EP-2022-09753 | 2022-12-23 | 833 SEYMOUR STREET, Vancouver, BC V6B 0G4 | Electrical Permit | Commercial | Renovation | Completed | Installation / Repair - Commercial - Install 9 EVSEs for stalls (P6-140, P6-165, 30, P6-180, 167, 33, 189, P7-191, P7-214), supplied by the existing EV charging infrastructure. Existing Electric Vehicle Charging Infrastructure - Wiring installation for future electric vehicle supply equipment (EVSE). EV-EMS & installation of infrastructure of 272 level 2 EVSEs with 3:1 circuit sharing. | Berts Electric (2001) Ltd
EP-2022-08218 | 2022-10-03 | 833 SEYMOUR STREET, Vancouver, BC V6B 0G4 | Electrical Permit | Commercial | NULL | Expired | Annual / Operating - Maintenance of EV-EMS system & infrastructure Valid October 3/2022 until Oct 2/2023 | Berts Electric (2001) Ltd
EP-2023-00068 | 2023-01-05 | 930 SEYMOUR STREET, Vancouver, BC V6B 3L9 | Electrical Permit | Commercial | Renovation | Completed | Installation / Repair - Commercial - Upgrade existing Electric Vehicle Charging Infrastructure. Install customer supplied EV Chargers, and install new conduits and communication for EV chargers. | Power Pros Electrical Ltd
EP-2023-09879 | 2023-11-01 | 930 SEYMOUR STREET, Vancouver, BC V6B 3L9 | Electrical Permit | Commercial | Addition | Completed | Installation / Repair - Commercial - Low Voltage pulse data collector install for gas utility meter | Mak Systems Inc
EP-2023-09359 | 2023-10-17 | 930 SEYMOUR STREET, Vancouver, BC V6B 3L9 | Electrical Permit | Commercial | Renovation | Issued | Installation / Repair - Commercial - Installation of 165 LED Light fixtures on parkade level 3,4 and 5. | Yastremski Associates Inc
EP-2023-11079 | 2023-12-13 | 930 SEYMOUR STREET, Vancouver, BC V6B 3L9 | Electrical Permit | Commercial | Renovation | Completed | Installation / Repair - Commercial - Relocation of (2) existing EV chargers and provide power to new location. | Power Pros Electrical Ltd
NULL | NULL | 9050 SHAUGHNESSY STREET, Vancouver, BC V6P 6E5 | Electrical Permit | Commercial | Addition | Draft | Installation / Repair - Commercial - Supply and install new conduits and cabling for roof top mounted cameras including the installation of the cameras, also supply conduit and cabling for access control in parkade area (1) door and (1) garage door including the commissioning | Power Pros Electrical Ltd
EP-2023-08338 | 2023-09-15 | 9050 SHAUGHNESSY STREET, Vancouver, BC V6P 6E5 | Electrical Permit | Commercial | Addition | Completed | Installation / Repair - Commercial - Supply and install new conduits and cabling for roof top mounted cameras including the installation of the cameras, also supply conduit and cabling for access control in parkade area (1) door and (1) garage door including the commissioning. | Power Pros Electrical Ltd
EP-2023-00526 | 2023-01-26 | 9050 SHAUGHNESSY STREET, Vancouver, BC V6P 6E5 | Electrical Permit | Commercial | NULL | Expired | Annual / Operating - Maintenance of existing operating electrical equipment. | Power Pros Electrical Ltd
EP-2022-05963 | 2022-07-18 | 9050 SHAUGHNESSY STREET, Vancouver, BC V6P 6E5 | Electrical Permit | Commercial | NULL | Expired | Annual / Operating - Annual Operating Permit -Renewal of EP-2021-05260 Valid: July 13, 2022- July 13, 2023 | Performance Controls Ltd
EP-2023-00841 | 2023-02-01 | 9050 SHAUGHNESSY STREET, Vancouver, BC V6P 6E5 | Electrical Permit | Commercial | Addition | Completed | Installation / Repair - Commercial - Relocate card reader from ground floor to basement parking interior door | Chubb Fire & Security Canada Corp
EP-2023-06279 | 2023-07-12 | 9050 SHAUGHNESSY STREET, Vancouver, BC V6P 6E5 | Electrical Permit | Commercial | NULL | Issued | Annual / Operating - Maintenance of existing operating electrical equipment - Assorted electrical tasks to keep building and machinery operating. | Airon HVAC & Control Ltd
EP-2023-00670 | 2023-01-27 | 9205 SHAUGHNESSY STREET, Vancouver, BC V6P 6R5 | Electrical Permit | Commercial | Renovation | Completed | Installation / Repair - Commercial - fire, replace devices from smoke damage, rewire damaged area in source unit , recommission and recertify all other parts. >BP: 9205 & 9211 Interior alterations to provide improvements to repair fire damage to Wholesaling Class A tenant at 9205 Shaughnessy St and Food and Beverage Manufacturing Class B tenant at 9211 Shaughnessy St at this existing industrial building on this site. | Novawest Electrical Services Ltd
PP-2022-04342 | 2022-12-13 | 9205 SHAUGHNESSY STREET, Vancouver, BC V6P 6R5 | Plumbing Permit | Residential | Renovation | Issued | Residential - install fixtures in bathrooms and kitchen >9205 & 9211 Interior alterations to provide improvements to repair fire damage to Wholesaling Class A tenant at 9205 Shaughnessy St and Food and Beverage Manufacturing Class B tenant at 9211 Shaughnessy St at this existing industrial building on this site. OK for Field Review per W.Wong Notes: - Energy Upgrade: Exempt: Fire Damage Repair - This building is not sprinklered. - Schedule B, Architectural, Tony Osborn, Architect, 604-363-3790. | Cobing Building Solutions Ltd
GP-2022-02799 | 2022-09-19 | 7242 SHAWNEE PLACE, Vancouver, BC V5S 2Z1 | Gas Permit | Residential | Renovation | Completed | Residential - Decommission and remove furnace Install Heat pump | Ashton Service Group/Ashton Mechanical Ltd.
EP-2023-01932 | 2023-09-13 | 7242 SHAWNEE PLACE, Vancouver, BC V5S 2Z1 | Electrical Permit | Residential | Renovation | Completed | Installation / Repair - Residential - We are adding a circuit for a heat pump *GP-2022-02799: Completed (Residential - Decommission and remove furnace Install Heat pump) | Douglas Millington o/a Moose Electric
EP-2023-08432 | 2023-09-19 | 7242 SHAWNEE PLACE, Vancouver, BC V5S 2Z1 | Electrical Permit | Residential | Renovation - Dwelling Unit(s) only | Completed | Installation / Repair - Residential - Panel change, installation of new grounding and bonding. | Chung Leung
GP-2023-02684 | 2023-09-12 | 7288 SHAWNEE PLACE, Vancouver, BC V5S 2Z1 | Gas Permit | Residential | Renovation | Completed | Residential - Remove and disconnect HWT and Boiler, install hi efficiency combi boiler | Pars Mechanical Corp
GP-2023-00165 | 2023-01-13 | 1831 ROBSON STREET, Vancouver, BC V6G 1E4 | Gas Permit | Commercial | Renovation | Cancelled | Commercial - Removal of existing boilers, replacing with 2 IBC SL-26-260G3 boilers | Pioneer Plumbing & Heating Inc
PP-2022-00762 | 2022-03-07 | 1845 ROBSON STREET, Vancouver, BC V6G 1E4 | Plumbing Permit | Residential | Addition | Completed | Residential - installation of new double check valve back flow | Cobing Building Solutions Ltd
PP-2022-00121 | 2022-01-27 | 1860 ROBSON STREET, Vancouver, BC V6G 3C1 | Plumbing Permit | Commercial | New | Completed | Commercial - Adding new DCVA on the main irrigation system. | Trotter and Morton Building Technologies Inc
EP-2023-04165 | 2023-05-12 | 1860 ROBSON STREET, Vancouver, BC V6G 3C1 | Electrical Permit | Commercial | Tenant Improvement | Completed | Installation / Repair - Commercial - Water damage to 2x units, 1401 & 1402. Removed and replaced 2x 15A/120V outlets/wire for interior wall in each unit and re&re 1x exterior patio receptacle and 1x light switch for each unit. | Houle Electric Limited
SP-2021-01749 | 2022-02-02 | 1875 ROBSON STREET, Vancouver, BC V6G 1E5 | Sprinkler Permit | Residential | Addition | Completed | Residential - For sprinkler system alterations to the 2019 VBBL and NFPA 13, 2013 for the installation of a new 4" Watts 757 backflow preventer. This application does not include any of the following: • Warehouse storage arrangements, or mobile compact storage arrangements. • Changes to the sprinkler system supply piping (e.g. valves, mains, cross-mains, etc.) except as noted on the drawings. • Flexible sprinkler pipe. • Information Technology Equipment Rooms (e.g. IT Rooms, LAN Rooms, etc.). • New alternative solutions and/or modifications to existing alternative solutions. • Change in occupancy and/or hazard classification. Notes: 1. Fire Suppression system engineer of record Mr. Dan Wong P.Eng. of DENV Engineering. T: 778 847 0572. E: denven@gmail.com | Five Star Fire Protection Ltd
PP-2023-01754 | 2023-05-17 | 1878 ROBSON STREET, Vancouver, BC V6G 1E3 | Plumbing Permit | Commercial | Addition | Completed | Commercial - UNIT #5 - Adding second bathroom (4 piece) >BP: #5 - 1878 Robson Street Interior alterations to unit #5 of 1878 Robson Street in this existing multiple dwelling. Scope of work includes: 1) Demo of the existing master closet and convert to bathroom. | Hippo Plumbing and Heating Ltd
EP-2023-04265 | 2023-05-23 | 1878 ROBSON STREET, Vancouver, BC V6G 1E3 | Electrical Permit | Residential | Renovation | Completed | Installation / Repair - Residential - Installation including rough in new bathroom and en suite closet. >BP: Interior alterations to unit #5 of 1878 Robson Street in this existing multiple dwelling. Scope of work includes: 1) Demo of the existing master closet and convert to bathroom. Ok for Field Review as per Manuel Meier. Letters of assurance provided by: Satwik Shetty P Eng, Plumbing Schedule B Note to applicant: The services of a structural engineer may be required, based upon site inspection by the District Building Inspector. A Sprinkler permit may be required, as determined by the District Building Inspector. Energy checklist is currently no longer required with your Building Permit (BP) application. Some supporting documents are still required at BP stage, specifically Envelope and HVAC, if applicable. Service Water Heating and Lighting supporting documents, if applicable, must be submitted with your related Trades permits (e.g. electrical and plumbing | A & R Electric Ltd
GP-2023-00513 | 2023-02-13 | 6944 RALEIGH STREET, Vancouver, BC V5S 2X1 | Gas Permit | Residential | Renovation | Completed | Residential - hot water tank install | Reid Brothers Plumbing & Heating Ltd
GP-2023-00738 | 2023-03-01 | 6968 RALEIGH STREET, Vancouver, BC V5S 2X1 | Gas Permit | Residential | Renovation - Dwelling Unit(s) only | Completed | Residential - BOILER REPLACEMENT | CoStar Home Energy Ltd
GP-2022-03927 | 2022-12-09 | 6976 RALEIGH STREET, Vancouver, BC V5S 2X1 | Gas Permit | Residential | Renovation | Completed | Residential - High Efficiency Boiler Installation | Hillcrest Plumbing & Heating (1991) Ltd
EP-2022-00541 | 2022-01-27 | 3150 ROSEMONT DRIVE, Vancouver, BC | Electrical Permit | Commercial | Addition | Completed | Installation / Repair - Commercial - Install adequate power feed for QTY(6) Heat Pump units 208/1/60 -These are new heat pumps for an existing care home facility. They are all the same size, capacity, weight and noise level. | Black & McDonald Limited
NULL | NULL | 3150 ROSEMONT DRIVE, Vancouver, BC | Electrical Permit | Commercial | NULL | Withdrawn | Annual / Operating - new AOP | Houle Electric Limited
EP-2022-10412 | 2022-12-12 | 3150 ROSEMONT DRIVE, Vancouver, BC | Electrical Permit | Commercial | Renovation | Completed | Installation / Repair - Commercial - Installing relay to shut down HVAC switch. | AG Electric and Alarm Monitoring Co Ltd
EP-2023-02839 | 2023-03-31 | 3150 ROSEMONT DRIVE, Vancouver, BC | Electrical Permit | Commercial | Renovation | Completed | Installation / Repair - Commercial - To replace one (1) light, one (1) plug and one (1) disconnect switch [3ph, 200amp] in elevator machine room. One (1) light and one (1) outlet in pit. To run new ground wire to bond disconnect and phone line from electrical room to machine room | Fina Electrical Systems Ltd
GP-2022-00695 | 2022-03-04 | 4380 ROSS STREET, Vancouver, BC V5V 4T6 | Gas Permit | Residential | Renovation | Completed | Residential - INSTALL 1 GAS INSERT INTO A BRICK MASONRY CHIMNEY, RUN GAS LINE TO FIREPLACE LOCATION CF-2019-013204 To permit interior alterations to this existing One Family Dwelling on this inside with lane site. Scope to work to remove the unauthorized suite items in the kitchen in basement. Bar sink with 8'0" longer counter permitted. Satisfy the layout changes in the basement to add two bedrooms and full bathroom. Main floor wall between kitchen and living has been removed and is non-load bearing. | The LM Fireplace Warehouse Ltd.
GP-2023-03151 | 2023-10-20 | 4380 ROSS STREET, Vancouver, BC V5V 4T6 | Gas Permit | Residential | Tenant Improvement | Issued | Residential - install furnace | 0704121 BC Ltd
GP-2023-03314 | 2023-10-31 | 4380 ROSS STREET, Vancouver, BC V5V 4T6 | Gas Permit | Residential | Tenant Improvement | Completed | Residential - Install furnace. | 0704121 BC Ltd
GP-2023-02955 | 2023-10-10 | 4381 ROSS STREET, Vancouver, BC V5V 4T7 | Gas Permit | Residential | New | Issued | Residential - 1 Boiler, 1 BBQ & 1 Stove Complete >BP: To construct a 2 storey + basement one-family dwelling with a secondary suite located in the basement with a detached accessory building (garage) and open parking space, at the rear providing 3 parking spaces, having vehicular access from the lane. | G & D Hayer Plumbing Ltd
SP-2023-01879 | 2023-10-11 | 4381 ROSS STREET, Vancouver, BC V5V 4T7 | Sprinkler Permit | Residential | New | Issued | Residential - 1FD+SS - #1 & #2 - new single house >DB: To construct a 2 storey + basement one-family dwelling with a secondary suite located in the basement with a detached accessory building (garage) and open parking space, at the rear providing 3 parking spaces, having vehicular access from the lane. Note: This is a 2 storey building pursuant to the Zoning and Development By-Law 1- Covenant registered at the Land Title Office under CB572652 2- A/C unit proposed in rear yard. ***This permit is issued under the VBBL 2019, with updated energy requirements as per bylaw # 12997 effective Jan 01, 2022.*** The entire building, to be sprinklered to NFPA 13D. | Yu Fire Protection Inc.
MP-2023-01824 | 2023-10-12 | 4381 ROSS STREET, Vancouver, BC V5V 4T7 | Mechanical Permit | NULL | NULL | Issued | NULL | DAYLIGHT HEATING AND AIR CONDITIONING LTD
EP-2023-08639 | 2023-09-25 | 4381 ROSS STREET, Vancouver, BC V5V 4T7 | Electrical Permit | Residential | New | Issued | Installation / Repair - Residential - Installation of security system, intercom, camera, tel, tv, data, speaker. >BP: To construct a 2 storey + basement one-family dwelling with a secondary suite located in the basement with a detached accessory building (garage) and open parking space, at the rear providing 3 parking spaces, having vehicular access from the lane. Note: This is a 2 storey building pursuant to the Zoning and Development By-Law 1- Covenant registered at the Land Title Office under CB572652 2- A/C unit proposed in rear yard. 3- Schedule B: Alan Phahalad P.Eng (604-831-1431) Structural & Geotechnical 4- HPO: Ravi Construction Ltd. | Repel Security Systems Ltd
EP-2023-07501 | 2023-08-23 | 4381 ROSS STREET, Vancouver, BC V5V 4T7 | Electrical Permit | Residential | New | Issued | Installation / Repair - Residential - ¦ 1FD + 1SS- 200A ¦ main house wiring and service, legal suite wiring and service to be done as well. main house panel 200A and project will have 1 meter being installed *An approved mechanical permit is required for the installation of air conditioning or heat pump unit at the time of installation before an electrical inspection will be performed >BP: To construct a 2 storey + basement one-family dwelling with a secondary suite located in the basement with a detached accessory building (garage) and open parking space, at the rear providing 3 parking spaces, having vehicular access from the lane. Note: This is a 2 storey building pursuant to the Zoning and Development By-Law 1- Covenant registered at the Land Title Office under CB572652 2- A/C unit proposed in rear yard. 3- Schedule B: Alan Phahalad P.Eng (604-831-1431) Structural & Geotechnical 4- HPO: Ravi Construction Ltd. | Bindi Electrical Services Ltd
PP-2023-01885 | 2023-05-29 | 4381 ROSS STREET, Vancouver, BC V5V 4T7 | Plumbing Permit | Residential | New | Issued | Residential - One outside sump | East West Excavating 2022 ltd
PP-2023-02483 | 2023-07-13 | 4381 ROSS STREET, Vancouver, BC V5V 4T7 | Plumbing Permit | Residential | New | Issued | Residential - Plumbing >BP: To construct a 2 storey + basement one-family dwelling with a secondary suite located in the basement with a detached accessory building (garage) and open parking space, at the rear providing 3 parking spaces, having vehicular access from the lane. Note: This is a 2 storey building pursuant to the Zoning and Development By-Law 1- Covenant registered at the Land Title Office under CB572652 2- A/C unit proposed in rear yard. 3- Schedule B: Alan Phahalad P.Eng (604-831-1431) Structural & Geotechnical 4- HPO: Ravi Construction Ltd. | G & D Hayer Plumbing Ltd
MP-2023-01389 | 2023-07-30 | 4381 ROSS STREET, Vancouver, BC V5V 4T7 | Mechanical Permit | NULL | NULL | Issued | NULL | G & D Hayer Plumbing Ltd
EP-2022-09960 | 2022-11-24 | 4381 ROSS STREET, Vancouver, BC V5V 4T7 | Electrical Permit | Residential | New | Expired | Temporary Power - Residential - To provide temporary power. | Bindi Electrical Services Ltd
PP-2022-01754 | 2022-05-24 | 6608 ROSS STREET, Vancouver, BC V5X 4B2 | Plumbing Permit | Residential | New | Completed | Residential - sump >BP: To construct a 2 storey + basement one-family dwelling with a secondary suite ($705,510) located in the basement with a parking pad, at the rear providing 1 parking space, having vehicular access from the lane. Note: This is a 2 storey building pursuant to the Zoning and Development By-Law 1- Covenant registered at the Land Title Office under CA9479306 2- No strata titling permitted 3- Bar sink proposed in basement 4- A/C unit proposed in rear yard 5- Schedule B: Alan Prahalad P.Eng (604.831.1431) Structural & Geotechnical 4- HPO: Residential Builder - Owner builder Address Note: Address and suite numbers assigned as per approved plans for Fire and Emergency response. The address number is to be posted to the building to be visible from the street and the suite numbers are to be posted at the suite entries in accordance with the Building By-law prior to final inspection. ******THIS PERMIT HAS BEEN ISSUED UNDER THE REQUIREMENTS OF VBBL #12511 (2019)****** | Mash Construction Ltd.
EP-2022-05020 | 2022-06-27 | 6608 ROSS STREET, Vancouver, BC V5X 4B2 | Electrical Permit | Residential | New | Completed | Installation / Repair - Residential - 1FD+SS - #1 & #2 - All electrical work BP: To construct a 2 storey + basement one-family dwelling with a secondary suite located in the basement with a parking pad, at the rear providing 1 parking space, having vehicular access from the lane. Note: This is a 2 storey building pursuant to the Zoning and Development By-Law 1- Covenant registered at the Land Title Office under CA9479306 2- No strata titling permitted 3- Bar sink proposed in basement 4- A/C unit proposed in rear yard | N & M Electric Ltd
GP-2023-00085 | NULL | 6608 ROSS STREET, Vancouver, BC V5X 4B2 | Gas Permit | Residential | New | Withdrawn | Residential - Venting and hookup only | REAL LIGHTING & FIREPLACES LTD
GP-2023-00092 | 2023-01-10 | 6608 ROSS STREET, Vancouver, BC V5X 4B2 | Gas Permit | Residential | New | Completed | Residential - Venting & Hookup Only >BP: To construct a 2 story + basement one-family dwelling with a secondary suite located in the basement with a parking pad, at the rear providing 1 parking space, having vehicular access from the lane. | REAL LIGHTING & FIREPLACES LTD
GP-2022-03212 | 2022-10-20 | 6608 ROSS STREET, Vancouver, BC V5X 4B2 | Gas Permit | Residential | New | Completed | Residential - 1FD+SS - #1 & #2 - 6608 ROSS - #1 & #2 - To install boiler range fireplace BBQ There is pipping for fireplace and BBQ To construct a 2 storey + basement one-family dwelling with a secondary suite located in the basement with a parking pad, at the rear providing 1 parking space, having vehicular access from the lane. Note: This is a 2 storey building pursuant to the Zoning and Development By-Law 1- Covenant registered at the Land Title Office under CA9479306 2- No strata titling permitted 3- Bar sink proposed in basement 4- A/C unit proposed in rear yard | JOT MECHANICAL LTD
EP-2022-08335 | 2022-10-04 | 6608 ROSS STREET, Vancouver, BC V5X 4B2 | Electrical Permit | Residential | New | Completed | Installation / Repair - Residential - low volt wiring >BP: To construct a 2 storey + basement one-family dwelling with a secondary suite ($705,510) located in the basement with a parking pad, at the rear providing 1 parking space, having vehicular access from the lane. Note: This is a 2 storey building pursuant to the Zoning and Development By-Law 1- Covenant registered at the Land Title Office under CA9479306 2- No strata titling permitted 3- Bar sink proposed in basement 4- A/C unit proposed in rear yard 5- Schedule B: Alan Prahalad P.Eng (604.831.1431) Structural & Geotechnical 4- HPO: Residential Builder - Owner builder ******THIS PERMIT HAS BEEN ISSUED UNDER THE REQUIREMENTS OF VBBL #12511 (2019)****** Amend: Nov 8, 2022 change the address to 6608-1 for main house And 6608-3 for laneway thanks | C N S Alarms Ltd
MP-2022-00166 | 2022-08-30 | 6608 ROSS STREET, Vancouver, BC V5X 4B2 | Mechanical Permit | NULL | NULL | Completed | NULL | Rain Coast Plumbing & Heating Ltd
SP-2022-01273 | 2022-08-11 | 6608 ROSS STREET, Vancouver, BC V5X 4B2 | Sprinkler Permit | Residential | New | Completed | Residential - New sprinkler system >BP: To construct a 2 storey + basement one-family dwelling with a secondary suite ($705,510) located in the basement with a parking pad, at the rear providing 1 parking space, having vehicular access from the lane. Note: This is a 2 storey building pursuant to the Zoning and Development By-Law 1- Covenant registered at the Land Title Office under CA9479306 2- No strata titling permitted 3- Bar sink proposed in basement 4- A/C unit proposed in rear yard 5- Schedule B: Alan Prahalad P.Eng (604.831.1431) Structural & Geotechnical 4- HPO: Residential Builder - Owner builder ******THIS PERMIT HAS BEEN ISSUED UNDER THE REQUIREMENTS OF VBBL #12511 (2019)****** | Haven Fire Protection Ltd
PP-2022-02569 | 2022-07-26 | 6608 ROSS STREET, Vancouver, BC V5X 4B2 | Plumbing Permit | Residential | New | Completed | Residential - PLUMBING FOR MAIN HOUSE >BP: To construct a 2 storey laneway house building ($160,997) with an open parking pad, providing 1 parking space, having vehicular access from the lane. | Rain Coast Plumbing & Heating Ltd
EP-2023-03728 | 2023-05-01 | 6608 ROSS STREET, Vancouver, BC V5X 4B2 | Electrical Permit | Residential | New | Completed | Installation / Repair - Residential - Alarm complete. >BP: To construct a 2 storey + basement one-family dwelling with a secondary suite ($705,510) located in the basement with a parking pad, at the rear providing 1 parking space, having vehicular access from the lane. Note: This is a 2 storey building pursuant to the Zoning and Development By-Law 1- Covenant registered at the Land Title Office under CA9479306 2- No strata titling permitted 3- Bar sink proposed in basement 4- A/C unit proposed in rear yard 5- Schedule B: Alan Prahalad P.Eng (604.831.1431) Structural & Geotechnical 4- HPO: Residential Builder - Owner builder ******THIS PERMIT HAS BEEN ISSUED UNDER THE REQUIREMENTS OF VBBL #12511 (2019)****** | Summit Digital Systems Ltd
GP-2022-03852 | 2022-12-03 | 6565 SALISH DRIVE, Vancouver, BC | Gas Permit | Residential | Addition | Completed | Residential - TO INSTALL 1 COMBI BOILER | BC Care Heating Services Ltd
GP-2023-03806 | 2023-12-01 | 4563 ROSS STREET, Vancouver, BC V5V 4T8 | Gas Permit | Residential | Renovation | Completed | Residential - Replace an old boiler and water tank with a new combi boiler | Vector Home Services Inc
PP-2023-02931 | 2023-08-18 | 4629 ROSS STREET, Vancouver, BC V5V 4T8 | Plumbing Permit | Residential | New | Completed | Residential - Lawn sprinklers, Backflow device (DCVA) >BP: To construct a 2 storey two-family dwelling with (2) secondary suite(s) located in the Basement with a detached accessory building (2 car garage) and 2 open parking at the rear providing 4 parking spaces, having vehicular access from the lane. | Big City Sprinklers
GP-2023-00216 | 2023-01-18 | 4629 ROSS STREET, Vancouver, BC V5V 4T8 | Gas Permit | Residential | New | Completed | Residential - One fireplace installed in both houses >BP: To construct a 2 storey two-family dwelling with (2) secondary suite(s) located in the Basement with a detached accessory building (2 car garage) and 2 open parking at the rear providing 4 parking spaces, having vehicular access from the lane. 1. Covenant registered at the Land Title Office under CA9692771 2. A/C proposed – Exterior component located in rear yard, Interior component located in second floor closet 3. Schedule B: (Alan Prahalad) P.Eng (604.831.1431) Structural 4. Schedule B: (Alan Prahalad) P.Eng (604.831.1431) Geotechnical 5. HPO: Residential Builder- Perennial Developments Ltd. | Canadian Fireplace Ltd
EP-2022-09172 | 2022-10-28 | 4629 ROSS STREET, Vancouver, BC V5V 4T8 | Electrical Permit | Residential | New | Completed | Installation / Repair - Residential - Extra Low volatge, alarm systesm Tv,Data, Camera systesm and central Vacuum >BP: To construct a 2 storey two-family dwelling with (2) secondary suite(s) located in the Basement ($1,079,250) with a detached accessory building (2 car garage) and 2 open parking at the rear providing 4 parking spaces, having vehicular access from the lane. 1. Covenant registered at the Land Title Office under CA9692771 2. A/C proposed – Exterior component located in rear yard, Interior component located in second floor closet 3. Schedule B: (Alan Prahalad) P.Eng (604.831.1431) Structural 4. Schedule B: (Alan Prahalad) P.Eng (604.831.1431) Geotechnical 5. HPO: Residential Builder- Perennial Developments Ltd. Note: This is a 2 storey building pursuant to the Zoning and Development By-Law **THIS PERMIT HAS BEEN ISSUED UNDER THE REQUIREMENTS OF VBBL #12511 (2019)** | Orbit Home Automation Ltd
PP-2022-02478 | 2022-07-18 | 4629 ROSS STREET, Vancouver, BC V5V 4T8 | Plumbing Permit | Residential | New | Completed | Residential - Plumbing for duplex | Apple Mechanical Ltd
MP-2022-00240 | 2022-09-20 | 4629 ROSS STREET, Vancouver, BC V5V 4T8 | Mechanical Permit | NULL | NULL | Completed | NULL | Apple Mechanical Ltd
EP-2022-07794 | 2022-12-16 | 4629 ROSS STREET, Vancouver, BC V5V 4T8 | Electrical Permit | Residential | New | Completed | Installation / Repair - Residential - Full Electrical wiring for: >Permit Amendment Oct 27, 2023 -"ADD 2 A/C UNITS FOR DUPLEX. REAR SIDE OF HOUSE" *Document(s) uploaded to "Application Documents" tab for Electrical Inspector review. Documents are at pending status at time of permit amendment approval >BP: To construct a 2 storey two-family dwelling with (2) secondary suite(s) located in the Basement ($1,079,250) with a detached accessory building (2 car garage) and 2 open parking at the rear providing 4 parking spaces, having vehicular access from the lane. 1. Covenant registered at the Land Title Office under CA9692771 2. A/C proposed – Exterior component located in rear yard, Interior component located in second floor closet 3. Schedule B: (Alan Prahalad) P.Eng (604.831.1431) Structural 4. Schedule B: (Alan Prahalad) P.Eng (604.831.1431) Geotechnical 5. HPO: Residential Builder- Perennial Developments Ltd. | ORBIT ENERGY CONTROLS LTD
SP-2023-00166 | 2023-01-27 | 4629 ROSS STREET, Vancouver, BC V5V 4T8 | Sprinkler Permit | Residential | New | Completed | Residential - 2FD+2SS - NORTH - 4629 ROSS ST - #1 & #2 SOUTH - 4631 ROSS ST - #1 & #2 Install sprinklers in duplex >DB: To construct a 2 storey two-family dwelling with (2) secondary suite(s) located in the Basement with a detached accessory building (2 car garage) and 2 open parking at the rear providing 4 parking spaces, having vehicular access from the lane. 1. Covenant registered at the Land Title Office under CA9692771 2. A/C proposed – Exterior component located in rear yard, Interior component located in second floor closet | Gold Key Fire Protection Ltd
GP-2023-00338 | 2023-01-27 | 4629 ROSS STREET, Vancouver, BC V5V 4T8 | Gas Permit | Residential | New | Completed | Residential - 2FD+2SS - NORTH - 4629 ROSS ST - #1 & #2 SOUTH - 4631 ROSS ST - #1 & #2 For each unit, Piping only for two fireplaces, 1 bbq and complete installation of one boiler and one stove >DB: To construct a 2 storey two-family dwelling with (2) secondary suite(s) located in the Basement with a detached accessory building (2 car garage) and 2 open parking at the rear providing 4 parking spaces, having vehicular access from the lane. 1. Covenant registered at the Land Title Office under CA9692771 2. A/C proposed – Exterior component located in rear yard, Interior component located in second floor closet AMEND: JAN 31/2023 Please add piping only for two fireplaces to my permit. | Apple Mechanical Ltd
PP-2022-01362 | 2022-04-25 | 4629 ROSS STREET, Vancouver, BC V5V 4T8 | Plumbing Permit | Residential | New | Completed | Residential - 2FD+2SS - NORTH UNIT - 4629 ROSS ST - #1 & #2 SOUTH UNIT - 4631 ROSS ST - #1 & #2 Sump without pump To construct a 2 storey two-family dwelling with (2) secondary suite(s) located in the Basement with a detached accessory building (2 car garage) and 2 open parking at the rear providing 4 parking spaces, having vehicular access from the lane. 1. Covenant registered at the Land Title Office under CA9692771 2. A/C proposed – Exterior component located in rear yard, Interior component located in second floor closet | Bhullar Excavating and Demolition
EP-2022-01117 | 2022-02-11 | 4629 ROSS STREET, Vancouver, BC V5V 4T8 | Electrical Permit | Residential | New | Expired | Temporary Power - Residential - To provide temporary power. | ORBIT ENERGY CONTROLS LTD
EP-2024-00135 | 2024-01-05 | 4634 ROSS STREET, Vancouver, BC V5V 4T9 | Electrical Permit | Residential | New | Issued | Temporary Power - Residential - To provide temporary power. | Eagle West Electrical Ltd.
EP-2022-03073 | 2022-04-25 | 4735 ROSS STREET, Vancouver, BC V5V 4V1 | Electrical Permit | Residential | Renovation | Completed | Installation / Repair - Residential - UPGRADE TO NEW SERVICE ON GARAGE, UNDERGROUND TO HOUSE CHANGE PANEL . INSTALL CABLE FOR A/C UNIT | Rebco Electrical Contractors Ltd
EP-2023-10000 | 2023-11-20 | 4770 ROSS STREET, Vancouver, BC V5V 4V2 | Electrical Permit | Residential | New | Issued | Installation / Repair - Residential - ¦ 1FD- 200A SERVICE UPGRADE ¦ overhead service upgrade at back lane from 100a to 200a , new grounding plate , new meter base and 200a panel. | Green Mountain Multitech Ltd
PP-2023-00322 | 2023-02-01 | 4773 ROSS STREET, Vancouver, BC V5V 4V1 | Plumbing Permit | Residential | Renovation | Completed | Residential - Replace old existing fixtures >BP: Interior alterations to remove the unauthorized dwelling unit located on the basement level and to retain the existing use as a one family dwelling at this building on this site. Scope of work includes: 1) To permanently cap off any discontinued domestic water pipes and drainage pipes OR any discontinued domestic water pipes and drainage pipes related to the removal of the unauthorized suite to permanently be capped off 2) Removal of the range, hood fan and all associated wiring up to to the supply breaker 3) Basement wall insulation upgraded to R22 effective. OK for Field Review as per S.Yu on Oct 27, 2022 Notes: - This building is not sprinklered. - Install Carbon Monoxide Alarm as per Building By-Law 9.32.4.2. - Install interconnected, hardwired, 120 volt smoke alarms with battery back-up and silencing feature, in each sleeping unit and in hallways outside each sleeping areas on each storey as per Building Bylaw 9.10.19. - REUP submitted by Peter Cho. | Robert Buten
GP-2023-00454 | 2023-02-08 | 4773 ROSS STREET, Vancouver, BC V5V 4V1 | Gas Permit | Residential | Renovation | Completed | Residential - Install one natural gas fireplace >BP: Interior alterations to remove the unauthorized dwelling unit located on the basement level and to retain the existing use as a one family dwelling at this building on this site. Scope of work includes: 1) To permanently cap off any discontinued domestic water pipes and drainage pipes OR any discontinued domestic water pipes and drainage pipes related to the removal of the unauthorized suite to permanently be capped off 2) Removal of the range, hood fan and all associated wiring up to to the supply breaker 3) Basement wall insulation upgraded to R22 effective. | Vancouver Gas Fireplaces Ltd
GP-2023-01091 | 2023-03-30 | 4773 ROSS STREET, Vancouver, BC V5V 4V1 | Gas Permit | Residential | New | Completed | Residential - 1 Furnace Installation >BP: Interior alterations to remove the unauthorized dwelling unit located on the basement level and to retain the existing use as a one family dwelling at this building on this site. | Pro Ace Heating & Air Conditioning Services Ltd
EP-2023-00433 | 2023-01-19 | 4773 ROSS STREET, Vancouver, BC V5V 4V1 | Electrical Permit | Residential | Renovation | Completed | Installation / Repair - Residential - Electrical demo and alterations to convert suite back into main living area. >BP: Interior alterations to remove the unauthorized dwelling unit located on the basement level and to retain the existing use as a one family dwelling at this building on this site. Scope of work includes: 1) To permanently cap off any discontinued domestic water pipes and drainage pipes OR any discontinued domestic water pipes and drainage pipes related to the removal of the unauthorized suite to permanently be capped off 2) Removal of the range, hood fan and all associated wiring up to to the supply breaker 3) Basement wall insulation upgraded to R22 effective. | Ryan Charles Pagnossin
MP-2023-00282 | 2023-03-02 | 2001 SASAMAT STREET, Vancouver, BC V6R 4R1 | Mechanical Permit | NULL | NULL | Completed | NULL | 0994152 BC Ltd
EP-2023-01769 | 2023-03-21 | 2001 SASAMAT STREET, Vancouver, BC V6R 4R1 | Electrical Permit | Residential | Tenant Improvement | Completed | Installation / Repair - Residential - Electrical to outdoor heat pump *MP-2023-00282 >NOTE: If work on this site could lead to ground disturbance (impacting soil) advise applicant to contact the Provincial Archaeology Branch at 250-953-3334 for a list of archaeological consultants, who when retained by the proponent, will apply on the proponent’s behalf for the necessary archaeological permits. In addition, please be advised that reports from an Archaeologist (Archaeological Overview Assessment (AOA) or Archaeological Impact Assessment (AIA) reports) and archaeological/heritage inspection permits from the First Nations may be necessary prior to the release of your City of Vancouver permits. | 0994152 BC Ltd
EP-2023-10287 | 2023-11-27 | 2222 SASAMAT STREET, Vancouver, BC V6R 4N7 | Electrical Permit | Residential | Renovation | Issued | Installation / Repair - Residential - replace 100 amp service with 200 amp overhead. | Bordignon Electrical Services Ltd
EP-2023-02147 | 2023-03-14 | 2388 SASAMAT STREET, Vancouver, BC V6R 4P6 | Electrical Permit | Commercial | Renovation | Issued | Installation / Repair - Commercial - Installation of security alarm system | Telus Custom Security Systems Inc
GP-2023-00192 | 2023-01-17 | 4582 PUGET DRIVE, Vancouver, BC V6L 2V8 | Gas Permit | Residential | New | Completed | Residential - Install one natural gas fireplace | Vancouver Gas Fireplaces Ltd
EP-2023-05348 | 2023-06-26 | 4635 PUGET DRIVE, Vancouver, BC V6L 2V9 | Electrical Permit | Residential | Addition | Completed | Installation / Repair - Residential - Installation of 100A Service in Garage for future EV Charger. It is a new service to the garage. Existing service will be unaffected. House will have two meters. One for garage and one for home. This is a new Service with only the garage lights, Plugs, and Ev Charger on it. *Permit Amendment Jun 29, 2023 -"Adding a hydro pole as well as going underground with the new service to the shop" | P Freeman Electric Corporation
GP-2023-00259 | 2023-01-24 | 2056 QUALICUM DRIVE, Vancouver, BC V5P 2M2 | Gas Permit | Residential | Renovation | Completed | Residential - replacing leaking cast iron boiler with poly-b radiant lines. | Forsberg Plumbing and Heating Ltd
NULL | NULL | 2056 QUALICUM DRIVE, Vancouver, BC V5P 2M2 | Electrical Permit | Residential | Renovation - Dwelling Unit(s) only | Withdrawn | Installation / Repair - Residential - Installing an A/C compressor | NULL
GP-2022-03725 | NULL | 2086 QUALICUM DRIVE, Vancouver, BC V5P 2M2 | Gas Permit | Residential | Renovation | Draft | Residential - changing old boiler with new high efficiency boiler | NULL
GP-2023-02970 | 2023-10-06 | 3353 QUEENS AVENUE, Vancouver, BC V5R 4T7 | Gas Permit | Residential | Renovation | Completed | Residential - RE&RE boiler | Milani Plumbing Heating & Air Conditioning Ltd
EP-2023-10300 | 2023-11-20 | 3207 QUESNEL DRIVE, Vancouver, BC V6S 1Z7 | Electrical Permit | Residential | New | Issued | Temporary Power - Residential - To provide temporary power. renewal for: EP-2022-09107 -valid: Oct. 26, 2023 - Oct. 25, 2024 | Key Connect Technology Ltd
MP-2023-01938 | 2023-10-30 | 3207 QUESNEL DRIVE, Vancouver, BC V6S 1Z7 | Mechanical Permit | NULL | NULL | Issued | NULL | WDR CONTRACTING LTD
PP-2023-03087 | 2023-08-31 | 3207 QUESNEL DRIVE, Vancouver, BC V6S 1Z7 | Plumbing Permit | Residential | New | Issued | Residential - 1FD - #1 - Plumbing >DB: To construct a 2 storey + basement one-family dwelling with an open parking space and attached garage to LWH , at the rear providing 2 parking spaces, having vehicular access from the lane. Note: This is a 2 storey building pursuant to the Zoning and Development By-Law 1- Bar/Sink proposed in main floor. 2- A/C unit proposed in rear yard. The entire building, INCLUDING THE ATTACHED GARAGE, to be sprinklered to NFPA 13D. ******THIS PERMIT HAS BEEN ISSUED UNDER THE REQUIREMENTS OF VBBL #12511 (2019)****** | WDR CONTRACTING LTD
PP-2023-00045 | 2023-01-06 | 3207 QUESNEL DRIVE, Vancouver, BC V6S 1Z7 | Plumbing Permit | Residential | New | Issued | Residential - Install One sump without pump | Van-City Excavating Ltd
EP-2022-09107 | 2022-10-25 | 3207 QUESNEL DRIVE, Vancouver, BC V6S 1Z7 | Electrical Permit | Residential | New | Expired | Temporary Power - Residential - To provide temporary power. | Key Connect Technology Ltd
EP-2022-09108 | 2022-11-01 | 3207 QUESNEL DRIVE, Vancouver, BC V6S 1Z7 | Electrical Permit | Residential | New | Issued | Installation / Repair - Residential - 1FD - #1 - New single house with 3 floors. Rooms, kitchen, AC, EV charger wiring. >DB: To construct a 2 storey + basement one-family dwelling with an open parking space and attached garage to LWH , at the rear providing 2 parking spaces, having vehicular access from the lane. Note: This is a 2 storey building pursuant to the Zoning and Development By-Law 1- Bar/Sink proposed in main floor. 2- A/C unit proposed in rear yard. | Key Connect Technology Ltd
GP-2022-01976 | 2022-07-04 | 3277 QUESNEL DRIVE, Vancouver, BC V6S 1Z7 | Gas Permit | Residential | Renovation | Completed | Residential - INSTALL 1 GAS INSERT INTO EXISTING BRICK MASONRY CHIMNEY, RUN GAS LINE MAX 10FT TO FIREPLACE LOCATION | The LM Fireplace Warehouse Ltd.
GP-2022-00832 | 2022-03-22 | 3426 QUESNEL DRIVE, Vancouver, BC V6L 2W6 | Gas Permit | Residential | Renovation | Completed | Residential - REMOVE 1 FIREPLACE AND INSTALL 1 GAS INSERT INTO BRICK MASONRY CHIMNEY | The LM Fireplace Warehouse Ltd.
EP-2022-05823 | 2023-01-13 | 3458 QUESNEL DRIVE, Vancouver, BC V6L 2W6 | Electrical Permit | Residential | Tenant Improvement | Completed | Installation / Repair - Residential - Install EV charger wiring. *Rating of EVSE circuit breaker and branch circuit (40A/240V). *Brand of EV charger (BPM Group). *Model (EVSAUS40A5APAMB). | BPM Electric Ltd
EP-2022-09869 | 2022-11-22 | 3550 QUESNEL DRIVE, Vancouver, BC V6L 2W6 | Electrical Permit | Residential | New | Expired | Temporary Power - Residential - To provide temporary power. | 24/6 Electric Ltd
PP-2023-02184 | 2023-06-21 | 3550 QUESNEL DRIVE, Vancouver, BC V6L 2W6 | Plumbing Permit | Residential | New | Issued | Residential - storm and sewer -sump | Mash Construction Ltd.
PP-2023-03913 | 2023-11-07 | 3550 QUESNEL DRIVE, Vancouver, BC V6L 2W6 | Plumbing Permit | Residential | New | Issued | Residential - 1FD+SS - #1 & #2 - Plumbing >DB: To construct a 2 storey + basement one-family dwelling with a secondary suite located in the basement with a detached accessory building (garage), at the rear providing 4 parking spaces, having vehicular access from the lane. Note: The entire building to be sprinklered to NFPA 13D 1- Covenant registered at the Land Title Office under CA9909215 2- No strata titling permitted 3- Bar sink proposed Basement level. 4- No A/C units proposed ******THIS PERMIT HAS BEEN ISSUED UNDER THE REQUIREMENTS OF VBBL #12511 (2019)****** | G & D Hayer Plumbing Ltd
MP-2023-02064 | 2023-11-22 | 3550 QUESNEL DRIVE, Vancouver, BC V6L 2W6 | Mechanical Permit | NULL | NULL | Issued | NULL | G & D Hayer Plumbing Ltd
GP-2023-00124 | 2023-01-11 | 3564 QUESNEL DRIVE, Vancouver, BC V6L 2W6 | Gas Permit | Residential | Renovation | Completed | Residential - Replace gas furnace | BNA Systems Inc and/or Kirkland Metal Shop Ltd
EP-2022-10036 | 2022-11-29 | 3163 RIVERWALK AVENUE, Vancouver, BC V5S 0A8 | Electrical Permit | Commercial | NULL | Expired | Annual / Operating - Annual Electrical Operating Permit Two AEOP inspections annually with reports and worklogs Renewal of EP-2021-08875 VALID: NOV.28/2022 TIL NOV.27/2023 Amend: Mar 14th, 2023 update FSR Mario Fata #219985 to Jason White #252323 | Nightingale Electric Ltd
EP-2023-10868 | 2023-12-04 | 3163 RIVERWALK AVENUE, Vancouver, BC V5S 0A8 | Electrical Permit | Commercial | NULL | Issued | Annual / Operating - Annual Electrical Operating Permit Two AEOP inspections annually with reports and worklogs Renewal of EP-2022-10036 VALID: NOV.28/2023 TIL NOV.27/2024 | Nightingale Electric Ltd
EP-2023-10970 | 2023-12-07 | 5216 RUPERT STREET, Vancouver, BC V5R 2J9 | Electrical Permit | Residential | New | Issued | Installation / Repair - Residential - Alarm system (main floor), door chime (main floorx1 & suitex1) (Data+TV) : in living room x1, suite x1, 4CH Security cameras cameras x2 >BP: To construct a two-storey two-family dwelling with two secondary suites located in the basement, with a detached accessory building (garage) and open parking space at the rear providing 3 parking spaces, having vehicular access from the lane. Note: This is a 2 storey building pursuant to the Zoning and Development By-Law 1.External mechanical units proposed in rear yard 2. Schedule B: Jianli Guo (604.518.1098) Structural & Geotechnical 3. HPO: Royal Greenland Community Ltd. ***This permit is issued under the VBBL 2019 *** Exit protection is required to be provided in accordance with Articles 9.9.4.4., 9.9.4.6., and/or 9.37.2.8. of the 2019 VBBL. ******THIS PERMIT HAS BEEN ISSUED UNDER THE REQUIREMENTS OF VBBL #12511 (2019)****** | T S C Security Services Ltd
SP-2023-02133 | 2023-11-24 | 5216 RUPERT STREET, Vancouver, BC V5R 2J9 | Sprinkler Permit | Residential | New | Issued | Residential - 2FD+2SS - NORTH - 5216 RUPERT ST - #1 & #2 SOUTH - 5218 RUPERT ST - #1 & #2 NEW HOME >DB: To construct a two-storey two-family dwelling with two secondary suites located in the basement, with a detached accessory building (garage) and open parking space at the rear providing 3 parking spaces, having vehicular access from the lane. Note: This is a 2 storey building pursuant to the Zoning and Development By-Law 1.External mechanical units proposed in rear yard ******THIS PERMIT HAS BEEN ISSUED UNDER THE REQUIREMENTS OF VBBL #12511 (2019)****** | SBMS Construction Ltd
GP-2023-04087 | 2023-12-19 | 5216 RUPERT STREET, Vancouver, BC V5R 2J9 | Gas Permit | Residential | New | Issued | Residential - 2 Ranges & 2 BBQ's >BP: To construct a two-storey two-family dwelling with two secondary suites located in the basement, with a detached accessory building (garage) and open parking space at the rear providing 3 parking spaces, having vehicular access from the lane. | Rain Coast Plumbing & Heating Ltd
PP-2023-03612 | 2023-10-13 | 5216 RUPERT STREET, Vancouver, BC V5R 2J9 | Plumbing Permit | Residential | New | Issued | Residential - connection of onsite undergroud storm water pipes from sump to property line. connection of onsite underground sanitary pipes from outside of the house to property line | Greenland Earthwork Ltd.
PP-2023-03506 | 2023-10-05 | 5216 RUPERT STREET, Vancouver, BC V5R 2J9 | Plumbing Permit | Residential | New | Issued | Residential - Plumbing for new duplex house >BP: To construct a two-storey two-family dwelling with two secondary suites located in the basement, with a detached accessory building (garage) and open parking space at the rear providing 3 parking spaces, having vehicular access from the lane. Note: This is a 2 storey building pursuant to the Zoning and Development By-Law 1.External mechanical units proposed in rear yard 2. Schedule B: Jianli Guo (604.518.1098) Structural & Geotechnical 3. HPO: Royal Greenland Community Ltd. | Rain Coast Plumbing & Heating Ltd
MP-2023-01847 | 2023-10-16 | 5216 RUPERT STREET, Vancouver, BC V5R 2J9 | Mechanical Permit | NULL | NULL | Issued | NULL | Rain Coast Plumbing & Heating Ltd
EP-2023-07693 | 2023-08-30 | 5216 RUPERT STREET, Vancouver, BC V5R 2J9 | Electrical Permit | Residential | New | Issued | Installation / Repair - Residential - New house wiring >BP: To construct a two-storey two-family dwelling with two secondary suites located in the basement, with a detached accessory building (garage) and open parking space at the rear providing 3 parking spaces, having vehicular access from the lane. Note: This is a 2 storey building pursuant to the Zoning and Development By-Law 1.External mechanical units proposed in rear yard 2. Schedule B: Jianli Guo (604.518.1098) Structural & Geotechnical 3. HPO: Royal Greenland Community Ltd. | Mid-Knight Electrical Ltd
EP-2023-05744 | 2023-06-26 | 5216 RUPERT STREET, Vancouver, BC V5R 2J9 | Electrical Permit | Residential | New | Issued | Temporary Power - Residential - To provide temporary power. | Mid-Knight Electrical Ltd
GP-2023-03618 | 2023-11-20 | 5225 RUPERT STREET, Vancouver, BC V5R 2K2 | Gas Permit | Residential | Renovation | Issued | Residential - Install new furnace | Tradetec Mechanical Ltd
EP-2022-07688 | 2022-09-14 | 5250 RUPERT STREET, Vancouver, BC V5R 2J9 | Electrical Permit | Residential | Tenant Improvement | Completed | Installation / Repair - Residential - Unit 302 Minor branch circuit repairs Amend: Oct 18, 2023 not a service relocation | UES Electrical Services Incorporated
GP-2022-03144 | 2022-10-14 | 5518 RUPERT STREET, Vancouver, BC V5R 2K5 | Gas Permit | Residential | Renovation | Completed | Residential - furnace replacement | Save On Water Heater & Furnace Inc
PP-2022-00571 | 2022-03-02 | 825 SALSBURY DRIVE, Vancouver, BC V5L 4A3 | Plumbing Permit | Commercial | Renovation | Completed | Commercial - Replacement of all domestic hot and cold water piping and replacement of existing fixtures, like for like. AMEND: MAR 11/2022 Add RE & RE of 19 bathtubs. | CURAFLO OF BRITISH COLUMBIA LTD
EP-2022-08388 | 2022-10-05 | 825 SALSBURY DRIVE, Vancouver, BC V5L 4A3 | Electrical Permit | Residential | Tenant Improvement | Completed | Installation / Repair - Residential - replace kitchen plugs, bath gfi's and bath light fixture >BP: Interior alterations to replace bathtubs in multiple dwelling units in this existing multiple dwelling building. Schedule A provided by K.M. (Matthew) Yim P.Eng. Plumbing Schedule B provided b K.M. (Matthew) Yim P.Eng. QP: Karl Schmid from CuraFlo of Canada Ltd. | Delport Electric 2000 Ltd
PP-2022-00597 | 2022-03-11 | 3465 SEAFORTH DRIVE, Vancouver, BC V5M 4C6 | Plumbing Permit | Residential | New | Issued | Residential - two out side sumps with out pump | JVT EXCAVATING & DEMOLITION LTD
PP-2022-01377 | 2022-04-25 | 3465 SEAFORTH DRIVE, Vancouver, BC V5M 4C6 | Plumbing Permit | Residential | New | Issued | Residential - Plumbing work To construct a two-storey two-family dwelling with two secondary suites located in the basement, with a detached accessory building (garage) at the rear providing 2 parking spaces, having vehicular access from the lane. | New Look Mechanical Ltd
EP-2022-03392 | 2022-05-12 | 3465 SEAFORTH DRIVE, Vancouver, BC V5M 4C6 | Electrical Permit | Residential | New | Completed | Installation / Repair - Residential - New service, wiring, finishing and installation of appliances in the duplex house with detached garage.car charger and ac will be installed too.. >BP: To construct a two-storey two-family dwelling with two secondary suites ($1,095,000) located in the basement, with a detached accessory building (garage) at the rear providing 2 parking spaces, having vehicular access from the lane. Site investigation indicated that there was no peat present and is subject of final verification on site during construction Note: This is a 2 storey building pursuant to the Zoning and Development By-Law 1. Covenant registered at the Land Title Office under CA9651298 2. No strata titling permitted 3. A/C units proposed 4. Bar sinks proposed 5. Schedule B: P Eng. THANH LE - 604-421-3288. Geotechnical 6. Schedule B: P Eng. MOHAMED LUTHFY 604-324-7868. Structural 6. HPO: Residential Builder - MAROON ENTERPRISES LTD. ****ALL PROJECT COORINATOR NOTES HAS BEEN ACCEPTED BY THE APPLICANT**** >>>>>> Amend: July 22: Hi, I have installed 400 amp service, with duplex meterbase. I even submitted the load calculations of 400 amp service too. I think I just made a mistake while filling the online information. Can you please change the service size from 200 amp,240 volt,single phase to 400 amp, 240 volts,single phase. Amend: Feb 10, 2023 to install 2 200 amp meters side by side. I will just change meterbases | NEWTON ELECTRICAL LTD
SP-2022-01040 | 2022-06-27 | 3465 SEAFORTH DRIVE, Vancouver, BC V5M 4C6 | Sprinkler Permit | Residential | New | Issued | Residential - Install sprinklers in duplex To construct a two-storey two-family dwelling with two secondary suites located in the basement, with a detached accessory building (garage) at the rear providing 2 parking spaces, having vehicular access from the lane. | Gold Key Fire Protection Ltd
EP-2022-06140 | 2022-07-22 | 3465 SEAFORTH DRIVE, Vancouver, BC V5M 4C6 | Electrical Permit | Residential | New | Completed | Installation / Repair - Residential - Rough-in and Finishing of tv, data, phone,speaker, vaccumm, cctv and alarm To construct a two-storey two-family dwelling with two secondary suites located in the basement, with a detached accessory building (garage) at the rear providing 2 parking spaces, having vehicular access from the lane. | Simplypro Enterprise Ltd
GP-2022-02132 | 2022-07-22 | 3465 SEAFORTH DRIVE, Vancouver, BC V5M 4C6 | Gas Permit | Residential | New | Issued | Residential - 1 Combi-boiler completed 1 Range completed 1 Fireplace rough in only 1 BBQ rough in only | New Look Mechanical Ltd
GP-2022-02254 | 2022-08-02 | 3465 SEAFORTH DRIVE, Vancouver, BC V5M 4C6 | Gas Permit | Residential | New | Issued | Residential - Venting and hookup only for two fireplaces >BP: To construct a two-storey two-family dwelling with two secondary suites ($1,095,000) located in the basement, with a detached accessory building (garage) at the rear providing 2 parking spaces, having vehicular access from the lane. | REAL LIGHTING & FIREPLACES LTD
EP-2022-09112 | 2022-10-25 | 3689 SELKIRK STREET, Vancouver, BC V6H 2Y9 | Electrical Permit | Commercial | NULL | Expired | Movie Set / Filming - To allow for Movie Set/Filming Applicant shall provide completed Contractor Declaration form, and dates of filming and associated location(s) to csinspection.clerks@vancouver.ca prior to the commencement of filming. Visit vancouver.ca/inspections for more details. | VC Andrews Twilights Productions Inc
EP-2022-00499 | NULL | 4038 SELKIRK STREET, Vancouver, BC V6H 2Z4 | Electrical Permit | Residential | Addition | Application Incomplete | Installation / Repair - Residential - To supply and install a 12 KW Standby Generator system. This will be capable of powering the essential loads in the house. The Generator is to be installed on a automatic transfer switch. The circuits which are backed up by the generator will be installed in a junction box and ran to a new sub panel. #6awg CU shall be run for the Generator feeder, 14awg for the Generator battery trickle charge and a 18awg/4c shielded for the communication. | Gandy Installations Ltd
GP-2022-00133 | 2022-01-17 | 4038 SELKIRK STREET, Vancouver, BC V6H 2Z4 | Gas Permit | Residential | Tenant Improvement | Completed | Residential - Installing Generator | Gandy Installations Ltd
EP-2023-01846 | 2023-03-06 | 3362 SEAFORTH DRIVE, Vancouver, BC V5M 4C5 | Electrical Permit | Residential | Addition | Completed | Installation / Repair - Residential - Upgrade overheadelectrical service from 100 Amps to 200 Amps | Boss Electric Ltd.
MP-2023-02166 | 2023-12-06 | 3378 SEAFORTH DRIVE, Vancouver, BC V5M 4C5 | Mechanical Permit | NULL | NULL | Issued | NULL | Simplex Mechanical Ltd
EP-2023-07831 | 2023-08-29 | 3378 SEAFORTH DRIVE, Vancouver, BC V5M 4C5 | Electrical Permit | Residential | New | Issued | Installation / Repair - Residential - New Duplex full wiring >BP: To construct a 2 storey duplex ($769.750) with a detached accessory building (garage) and 1 open parking at the rear providing 3 parking spaces, having vehicular access from the lane. 1. Mechanical unit proposed – Exterior component located in rear yard, Interior component located on upper half storey. 2. Schedule B: (J.S. Bansal) P.Eng (604.501.7788) Structural & Geotechnical 3. HPO: Residential Builder - Ashcroft Homes Inc. Note: This is a 2 storey building pursuant to the Zoning and Development By-Law | Prabhjot Singh Battu
PP-2023-03125 | 2023-09-05 | 3378 SEAFORTH DRIVE, Vancouver, BC V5M 4C5 | Plumbing Permit | Residential | New | Issued | Residential - sump installation | Kingsman Excavating Ltd.
EP-2023-07564 | 2023-08-18 | 3378 SEAFORTH DRIVE, Vancouver, BC V5M 4C5 | Electrical Permit | Residential | New | Issued | Temporary Power - Residential - To provide temporary power. | Prabhjot Singh Battu
PP-2023-03448 | 2023-09-28 | 3378 SEAFORTH DRIVE, Vancouver, BC V5M 4C5 | Plumbing Permit | Residential | New | Issued | Residential - Duplex new plumbing >BP: To construct a 2 storey duplex with a detached accessory building (garage) and 1 open parking at the rear providing 3 parking spaces, having vehicular access from the lane. 1. Mechanical unit proposed – Exterior component located in rear yard, Interior component located on upper half storey. 2. Schedule B: (J.S. Bansal) P.Eng (604.501.7788) Structural & Geotechnical 3. HPO: Residential Builder - Ashcroft Homes Inc. | Ikon Plumbing & Heating Ltd
SP-2023-02044 | 2023-11-07 | 3378 SEAFORTH DRIVE, Vancouver, BC V5M 4C5 | Sprinkler Permit | Residential | New | Issued | Residential - 2FD - FRONT - 3378 SEAFORTH DR - #1 BACK - 3378 SEAFORTH DR - #2 Fire sprinkler installation >DB: To construct a 2 storey duplex with a detached accessory building (garage) and 1 open parking at the rear providing 3 parking spaces, having vehicular access from the lane. 1. Mechanical unit proposed – Exterior component located in rear yard, Interior component located on upper half storey. Note: This is a 2 storey building pursuant to the Zoning and Development By-Law ***This permit is issued under the VBBL 2019, with updated energy requirements as per bylaw # 12997 effective Jan 01, 2022.*** | NewTech Fire Protection Ltd
EP-2023-10321 | 2023-11-16 | 3378 SEAFORTH DRIVE, Vancouver, BC V5M 4C5 | Electrical Permit | Residential | New | Issued | Installation / Repair - Residential - TV Data Tel. Wiring, Alarm System, CCtV Cameras and Doorbells. -rough wire and completion of TV data and security systeM >BP: To construct a 2 storey duplex ($769.750) with a detached accessory building (garage) and 1 open parking at the rear providing 3 parking spaces, having vehicular access from the lane. 1. Mechanical unit proposed – Exterior component located in rear yard, Interior component located on upper half storey. 2. Schedule B: (J.S. Bansal) P.Eng (604.501.7788) Structural & Geotechnical 3. HPO: Residential Builder - Ashcroft Homes Inc. Note: This is a 2 storey building pursuant to the Zoning and Development By-Law ***This permit is issued under the VBBL 2019, with updated energy requirements as per bylaw # 12997 effective Jan 01, 2022.*** | Westend Sound And Security Inc.
EP-2023-07386 | 2023-08-21 | 2122 QUALICUM DRIVE, Vancouver, BC V5P 2M2 | Electrical Permit | Residential | Renovation - Dwelling Unit(s) only | Issued | Installation / Repair - Residential - overhead service upgrade from 100A to 200A upgrade new grounding plate upgrade new meter upgrade new 200A panel dig trench from main building to garage for ev charger running teck cable for 40A circuit 240V to garage for nema 1450 outlet NO MP AT THIS TIME FOR AC | Dormit X Enterprises Ltd
PP-2023-04139 | 2023-11-24 | 2128 QUALICUM DRIVE, Vancouver, BC V5P 2M2 | Plumbing Permit | Residential | New | Issued | Residential - One Sump No Pump | Canadian Excavating Ltd
EP-2023-07678 | 2023-08-22 | 2128 QUALICUM DRIVE, Vancouver, BC V5P 2M2 | Electrical Permit | Residential | New | Issued | Temporary Power - Residential - To provide temporary power. | G.S.G. Electric Ltd.
EP-2023-07728 | 2023-08-25 | 2136 QUALICUM DRIVE, Vancouver, BC V5P 2M2 | Electrical Permit | Residential | New | Completed | Installation / Repair - Residential - TV, telephone, security alarm prewire and complete installation. >BP: To construct a 2 storey + basement one-family dwelling with a secondary suite ($1,103,467.50) located in the basement. | Tvisha Technologies Ltd
SP-2023-01593 | 2023-08-31 | 2136 QUALICUM DRIVE, Vancouver, BC V5P 2M2 | Sprinkler Permit | Residential | New | Completed | Residential - 1FD+SS - #1 & #2 - To install piping and fixtures for a new single family house. >DB: To construct a 2 storey + basement one-family dwelling with a secondary suite located in the basement. The entire building, INCLUDING THE ATTACHED GARAGE (if applicable), to be sprinklered to NFPA 13D. 1- Covenant registered at the Land Title Office under CA9827632 2- No strata titling permitted 3- Bar sink proposed in basement 4- A/C unit proposed on second storey ******THIS PERMIT HAS BEEN ISSUED UNDER THE REQUIREMENTS OF VBBL #12511 (2019)****** | Skyway Plumbing & gas Ltd
GP-2023-02532 | 2023-09-05 | 2136 QUALICUM DRIVE, Vancouver, BC V5P 2M2 | Gas Permit | Residential | New | Completed | Residential - 1 Range, 1 BBQ & 1 Boiler >BP: To construct a 2 storey + basement one-family dwelling with a secondary suite ($1,103,467.50) located in the basement. | Skyway Plumbing & gas Ltd
EP-2023-07411 | 2023-08-21 | 2136 QUALICUM DRIVE, Vancouver, BC V5P 2M2 | Electrical Permit | Residential | New | Issued | Installation / Repair - Residential - New Home wiring >Permit Amendment Sep 14, 2023 -Revised Load Calc to reflect EV load *Document(s) uploaded to "Application Documents" tab for Electrical Inspector review. Documents are at pending status at time of permit amendment approval >BP: To construct a 2 storey + basement one-family dwelling with a secondary suite ($1,103,467.50) located in the basement. Note: Parking for the site has been provided under DB-2021-06100 (Laneway House) The entire building, INCLUDING THE ATTACHED GARAGE (if applicable), to be sprinklered to NFPA 13D. 1- Covenant registered at the Land Title Office under CA9827632 2- No strata titling permitted 3- Bar sink proposed in basement 4- A/C unit proposed on second storey 5- Schedule B: Md. Shahidul Alam P.Eng (604.537.7475) Structural & Geotechnical 6- HPO: Residential Builder - Dod Construction Ltd. 7- Changing Demo contractor to Bigcity Excavation Ltd. Amrit Paul (604)- 379-9596 ******THIS PERMIT HAS BEEN ISSUED UNDER THE REQUIREMENTS OF VBBL #12511 (2019)****** | C M & Sons Electrical Inc
EP-2023-08113 | 2023-09-18 | 2136 QUALICUM DRIVE, Vancouver, BC V5P 2M2 | Electrical Permit | Residential | Addition | Issued | Installation / Repair - Residential - ¦ 1FD- SOLAR ROUGH WIRE ¦ -Solar Rough wire only -Suntech Solar Solutions will be completing the solar installation *An additional electrical permit will be required for the installation of solar equipment *Building permit DB-2021-06099 work description to be amended to include the installation of solar panels prior to the acceptance of the electrical permit/ amendment for the installation of solar equipment *All electrical work related to Solar rough wire or installation to comply with City of Vancouver Bulletin: 2021-001-EL: Solar Photovoltaic Installations >BP: To construct a 2 storey + basement one-family dwelling with a secondary suite ($1,103,467.50) located in the basement. Note: Parking for the site has been provided under DB-2021-06100 (Laneway House) The entire building, INCLUDING THE ATTACHED GARAGE (if applicable), to be sprinklered to NFPA 13D. 1- Covenant registered at the Land Title Office under CA9827632 2- No strata titling permitted 3- Bar sink proposed in basement 4- A/C unit proposed on second storey 5- Schedule B: Md. Shahidul Alam P.Eng (604.537.7475) Structural & Geotechnical 6- HPO: Residential Builder - Dod Construction Ltd. 7- Changing Demo contractor to Bigcity Excavation Ltd. Amrit Paul (604)- 379-9596 ******THIS PERMIT HAS BEEN ISSUED UNDER THE REQUIREMENTS OF VBBL #12511 (2019)****** | Blueridge Electrical Ltd.
EP-2023-03634 | 2023-04-26 | 2136 QUALICUM DRIVE, Vancouver, BC V5P 2M2 | Electrical Permit | Residential | New | Issued | Temporary Power - Residential - To provide temporary power. | C M & Sons Electrical Inc
PP-2023-02226 | 2023-06-23 | 2136 QUALICUM DRIVE, Vancouver, BC V5P 2M2 | Plumbing Permit | Residential | New | Completed | Residential - Installing storm sump and connections | BigCity Excavation Ltd
MP-2023-01390 | 2023-08-01 | 2136 QUALICUM DRIVE, Vancouver, BC V5P 2M2 | Mechanical Permit | NULL | NULL | Completed | NULL | Skyway Plumbing & gas Ltd
PP-2023-02668 | 2023-07-27 | 2136 QUALICUM DRIVE, Vancouver, BC V5P 2M2 | Plumbing Permit | Residential | New | Completed | Residential - To install piping and fixtures for a new single family house. >BP: To construct a 2 storey + basement one-family dwelling with a secondary suite located in the basement. Note: Parking for the site has been provided under DB-2021-06100 (Laneway House) The entire building, INCLUDING THE ATTACHED GARAGE (if applicable), to be sprinklered to NFPA 13D. 1- Covenant registered at the Land Title Office under CA9827632 2- No strata titling permitted 3- Bar sink proposed in basement 4- A/C unit proposed on second storey 5- Schedule B: Md. Shahidul Alam P.Eng (604.537.7475) Structural & Geotechnical 6- HPO: Residential Builder - Dod Construction Ltd. 7- Changing Demo contractor to Bigcity Excavation Ltd. Amrit Paul (604)- 379-9596 | Skyway Plumbing & gas Ltd
EP-2023-01468 | 2023-02-22 | 2153 QUALICUM DRIVE, Vancouver, BC V5P 2M3 | Electrical Permit | Residential | Addition | Issued | Installation / Repair - Residential - Over head Service for laneway house and main house | Roger Loo
GP-2023-02335 | 2023-08-09 | 2162 QUALICUM DRIVE, Vancouver, BC V5P 2M2 | Gas Permit | Residential | Renovation | Completed | Residential - Re&re boiler | Milani Plumbing Heating & Air Conditioning Ltd
MP-2023-01278 | 2023-07-12 | 2162 QUALICUM DRIVE, Vancouver, BC V5P 2M2 | Mechanical Permit | NULL | NULL | Completed | NULL | Milani Plumbing Heating & Air Conditioning Ltd
EP-2023-06299 | 2023-07-27 | 2162 QUALICUM DRIVE, Vancouver, BC V5P 2M2 | Electrical Permit | Residential | Renovation | Completed | Installation / Repair - Residential - Electrical supply for Dsplit MP-2023-01278 | Milani Electric Limited
EP-2022-00672 | 2022-02-03 | 2268 QUALICUM DRIVE, Vancouver, BC V5P 2M2 | Electrical Permit | Residential | Renovation | Completed | Installation / Repair - Residential - 200 service connection ,Service upgrade due to new Lwh on site, Addition of Legal suite on site >BP: Interior alterations and change of use from a one family dwelling to a one family dwelling with secondary suite. Exterior alterations to replace the rear deck and to extend the existing patio well. Scope of work: - New kitchen, doors & closets, demo window and convert to entrance to secondary suite, minor modifications to interior walls - Demo & rebuild rear deck, new stairs, railing and sunken patio OK for Field Review per K. Vogt, Jul 29th, 2021 Schedule B Structural and Geotechnical (permanent & temp) submitted per Yeming Li, 604-385-2666 Note: - No strata-titling will be permitted. - An annual Vancouver Business License must be obtained prior to the rental of this approved one-family dwelling and/or secondary suite on this site. - Install interconnected, hardwired, 120 volt smoke alarms with battery back-up and silencing feature, in each sleeping unit and within 5m outside each sleeping areas on each storey as per Building Bylaw 9.10.19. - Install Carbon Monoxide Alarm as per Building By-Law 9.32.4.2. & Bulletin 2007-007-BU/EL - Upgrade work under Part 11 (based on value of work – energuide related Part 11.2.1.4.) - Ceiling height to be a min. 6ft 6" over 80% of the suite area and all exit routes - Dedicated 3'-0" wide firefighting access path with overhead clearance of 2m to be maintained at all times | AECOM ELECTRIC LTD
EP-2023-00564 | 2023-01-24 | 3202 RIVERWALK AVENUE, Vancouver, BC V5S 0H9 | Electrical Permit | Commercial | New | Expired | Temporary Power - Commercial - To provide temporary power. | Nightingale Electric Ltd
EP-2023-04238 | 2023-05-23 | 3298 RIVERWALK AVENUE, Vancouver, BC | Electrical Permit | Commercial | Addition | Issued | Installation / Repair - Commercial - PATHWAY LIGHTING - PHASE 3 EAST FRASER LANDS - SOUTH KINROSS PARK VANCOUVER, BC. There is no effects on service other than extending from a panel in a previous kiosk to the new one and then bonding the mister pump in the park . | Boileau Electric & Pole Line Ltd
EP-2023-05144 | 2023-06-09 | 111 ROBSON STREET, Vancouver, BC V6B 6P5 | Electrical Permit | Commercial | Tenant Improvement | Completed | Installation / Repair - Commercial - Replacement of existing failed water source heat pump. WO 160822 Retrofit/Replacement Like for like exact appliance replacement. Service remained the same, breaker & electrical feed confirmed to be originally sized properly. Equipment will be replaced in the same location as the existing unit. No change in equipment capacity or fuel. | Haakon Industries (Canada) Ltd.
EP-2023-04834 | 2023-06-01 | 111 ROBSON STREET, Vancouver, BC V6B 6P5 | Electrical Permit | Commercial | Tenant Improvement | Completed | Installation / Repair - Commercial - Replace women's washroom exhaust fan 16th floor | Haakon Industries (Canada) Ltd.
EP-2022-05589 | 2022-07-04 | 111 ROBSON STREET, Vancouver, BC V6B 6P5 | Electrical Permit | Commercial | Tenant Improvement | Completed | Installation / Repair - Commercial - RE & RE of heat pump . Retrofit - Like for like exact appliance replacement. Service remained the same, breaker & electrical feed confirmed to be originally sized properly. Equipment will be replaced in the same location as existing unit. | Haakon Industries (Canada) Ltd.
EP-2022-05547 | 2022-07-05 | 111 ROBSON STREET, Vancouver, BC V6B 6P5 | Electrical Permit | Commercial | Tenant Improvement | Completed | Installation / Repair - Commercial - RE & RE of water source heat pump . Retrofit - Like for like exact appliance replacement. Service remained the same, breaker & electrical feed confirmed to be originally sized properly. -The heat pump will remain in the same t-bar ceiling / plenum space, but will be moved approximately 5ft from it's current location. This is to provide better access to maintain the unit going forward. | Haakon Industries (Canada) Ltd.
EP-2023-00050 | 2023-01-05 | 345 ROBSON STREET, Vancouver, BC V6B 6B3 | Electrical Permit | Commercial | Addition | Completed | Installation / Repair - Commercial - Running a feed for the new street sign. (SI-2022-00352 for Sign 1 & SI-2022-00353 for Sign 2 -South elevation) | Canucks Electric Inc
EP-2023-05543 | 2023-08-01 | 345 ROBSON STREET, Vancouver, BC V6B 6B3 | Electrical Permit | Commercial | Addition | Completed | Installation / Repair - Commercial - There are two parts of electrical work: (A) INSTALL TWO LEVEL 2 EV CHARGERS ON P1 1.Run 1" EMT conduit from the electrical panel to parking stalls 40A circuit x2 (10m) 2. Install gateway for signaling 3. Install FLO EV charger x2 (B)CONNECT POWER TO P3 GATE OPENER 1. From electrical room run teck cable 15A 120V circuit to the gate opener (15m) 2. From gate opener run cable to the side of gate for operator (8m) | APC ALARM CORP
EP-2023-07767 | 2023-08-29 | 345 ROBSON STREET, Vancouver, BC V6B 6B3 | Electrical Permit | Commercial | New | Issued | Installation / Repair - Commercial - Booster pump replacement. | Just Mechanical Ltd
PP-2023-04418 | 2023-12-21 | 345 ROBSON STREET, Vancouver, BC V6B 6B3 | Plumbing Permit | Commercial | Renovation | Issued | Commercial - Booster Pump Replacement | Just Mechanical Ltd
EP-2022-01567 | 2022-02-28 | 345 ROBSON STREET, Vancouver, BC V6B 6B3 | Electrical Permit | Commercial | Tenant Improvement | Completed | Installation / Repair - Commercial - Some appliance branch circuits such as walking cooler/ freezer, plus some lighting, some plugs, exhaust inter lock, fire alarm connections, outside sign and so on. >BP: Unit 103 To provide exterior and interior alterations to this existing Retail Store for a new Retail Limited Food service tenant (Pizza Pizza - Group E) on the ground floor of this existing mixed-use building. Total occupant load = 16 persons Max. 16 seats. Mechanical Review Notes: 1. Class 4 cooking operations (Grease-Laden Vapours). 2. Commercial kitchen exhaust system to NFPA 96 (Type 1 Self-contained hood). ******THIS PERMIT HAS BEEN REVIEWED & ISSUED UNDER THE REQUIREMENTS OF VBBL 2019 ******** Building Review Branch Notes: 1. OK for DB per A. Patterson, and exterior alterations cleared by POD on November 24, 2021. 2. Sch-A, Arch. B, Elec. B, Mech. B, Plumb. B. & Fire Suppression B. are submitted. 3. Intake via Lagan created on Nov 8, 2021. Conform to VBBL 2019 amendment effective on June 1, 2021. 4. Part 11 design upgrade levels Per Minor Renovation: 'F1’, ‘S2’, ‘N1’, ‘A2’ & ‘E2’. 5. Washroom capacity is max. 25 persons. Amend: June 13, 2022 add low voltage such as data and intern.. | Canucks Electric Inc
PP-2022-00718 | 2022-03-09 | 345 ROBSON STREET, Vancouver, BC V6B 6B3 | Plumbing Permit | Commercial | Renovation | Completed | Commercial - UNIT #103 - Build a Restaurant in existing Unit 103 To provide exterior and interior alterations to this existing Retail Store for a new Retail Limited Food service tenant (Pizza Pizza - Group E) on the ground floor of this existing mixed-use building. Total occupant load = 16 persons Max. 16 seats. | David Beck
EP-2022-04781 | 2022-06-07 | 345 ROBSON STREET, Vancouver, BC V6B 6B3 | Electrical Permit | Commercial | Tenant Improvement | Completed | Installation / Repair - Commercial - we are adding 10 receptacles - using existing panel - no change to service we are removing all existing lighting and adding 12 2 x2 lights we are adding 12 data outlets that is complete scope >BP: #104 Including the letter of operation, dated Apr 27, 2022, signed by David Wong of SIXT Rent A Car Inc. to provide improvements for a new retail tenant (Vehicle Dealer - car rental) in this existing retail store unit #104 on the P1 Level (at grade along Robson / Hamilton) of this existing commercial building on this site. Note: 22 spaces at level P2 to be used as parking for rental vehicles. No detailing, car washing or repair permitted. Letters of assurance provided: Sch B (Arch): Danny Ka Wai Wong, P.Eng., 604.773.2068 OK for DB per Andrew W. OK for field review per Jamie Z. Notes: 1. Energy upgrade triggers: E2 - Lighting - Upgrade to incorporate Automatic Full OFF (per 9.4.1.1.(h) of ASHRAE 90.1-2016) | Ampac Electric Ltd
SP-2022-00912 | 2022-06-07 | 345 ROBSON STREET, Vancouver, BC V6B 6B3 | Sprinkler Permit | Commercial | Tenant Improvement | Completed | Commercial - RELOCATE 6 SPRINKLER HEADS #104 Including the letter of operation, dated Apr 27, 2022, signed by David Wong of SIXT Rent A Car Inc. to provide improvements for a new retail tenant (Vehicle Dealer - car rental) in this existing retail store unit #104 on the P1 Level (at grade along Robson / Hamilton) of this existing commercial building on this site. *****This application does not include any of the following: 1. Not more than 20 sprinklers (add, relocate, or remove), 2. hydraulic calculations, 3. change in occupancy and /or hazard classification, 4. warehouse storage arrangements, 5. mobile compact storage arrangements, 6. alternative solutions, 7. changes to the sprinkler system supply piping (e.g. valves, mains, cross-mains, branch-lines, etc.), or 8. flexible sprinkler pipe. | Priority Fire Systems Ltd
SP-2022-00864 | 2022-06-02 | 345 ROBSON STREET, Vancouver, BC V6B 6B3 | Sprinkler Permit | Commercial | Tenant Improvement | Completed | Commercial - 2 new dry heads for walk in freezer cooler. All other heads to remain. Unit 103 To provide exterior and interior alterations to this existing Retail Store for a new Retail Limited Food service tenant (Pizza Pizza - Group E) on the ground floor of this existing mixed-use building. Total occupant load = 16 persons Max. 16 seats. Mechanical Review Notes: 1. Class 4 cooking operations (Grease-Laden Vapours). 2. Commercial kitchen exhaust system to NFPA 96 (Type 1 Self-contained hood). *****This application does not include any of the following: 1. Not more than 20 sprinklers (add, relocate, or remove), 2. hydraulic calculations, 3. change in occupancy and /or hazard classification, 4. warehouse storage arrangements, 5. mobile compact storage arrangements, 6. alternative solutions, 7. changes to the sprinkler system supply piping (e.g. valves, mains, cross-mains, branch-lines, etc.), or 8. flexible sprinkler pipe. | Stuart Andrews
EP-2023-00773 | 2023-01-31 | 433 ROBSON STREET, Vancouver, BC V6B 6L9 | Electrical Permit | Commercial | Renovation | Completed | Installation / Repair - Commercial - Added Circuits for Buffet rm, new screens at meeting rms, change out devices, TV power and data. | Black Water Electric Ltd
PP-2023-00377 | 2023-02-03 | 605 ROBSON STREET, Vancouver, BC V6B 5J3 | Plumbing Permit | Commercial | Tenant Improvement | Completed | Commercial - 7th floor - back to base, new kitchenette >DB: #700 To alter the exterior of the 2nd floor and interior of the 7th floor to provide improvements for the new General Office tenant occupying the full 7th floor. Scope of work includes installation of a new generator on the 2nd floor level on the roof over the parking entry. | LPI Mechanical (West) Inc
EP-2023-02055 | 2023-03-21 | 605 ROBSON STREET, Vancouver, BC V6B 5J3 | Electrical Permit | Commercial | NULL | Expired | Annual / Operating - Repair & Maintenance Renewal of EP-2022-01437 -Valid Feb 2, 2023 - Feb. 1, 2024 | Consolidated Electrical Installations Ltd
SP-2023-00668 | 2023-05-10 | 605 ROBSON STREET, Vancouver, BC V6B 5J3 | Sprinkler Permit | Commercial | Tenant Improvement | Completed | Commercial - For sprinkler system alterations to the 2019 VBBL and NFPA 13, 2013 for the tenant improvements to alter the exterior of the 2nd floor and interior of the 7th floor to provide improvements for the new General Office tenant occupying the full 7th floor. Engineer of Record: Dan Wong 778-847-0572 denveng7@gmail.com | Priority Fire Systems Ltd
EP-2023-06405 | 2023-07-18 | 605 ROBSON STREET, Vancouver, BC V6B 5J3 | Electrical Permit | Commercial | Tenant Improvement | Completed | Installation / Repair - Commercial - Installation of Access Control (NO MAGLOCKS), Alarm and CCTV. >BP: #700 To alter the exterior of the 2nd floor and interior of the 7th floor to provide improvements for the new General Office tenant occupying the full 7th floor. Scope of work includes installation of a new generator on the 2nd floor level on the roof over the parking entry. New Tenant: Office of the Superintendent of Financial Institutions (OSFI) OK for DB as per POD Mahdi. OK for field review per A. Patterson. - Oct 27, 2022 Notes: - This building is sprinklered. A separate permit is required for all related work. - Energy Upgrade: E2 - Lighting - Upgrade to Restricted to Manual ON (per 9.4.1.1.(b) of ASHRAE 90.1-2016). - Schedule A & B , Architectural, James Emergy, Architect, 604-736-5581. - Schedule B, Structural, Mladen Pervan, P.ENG, 604-731-6584. - Schedule B, Mechanical & Plumbing and Electrical, Slobodan Boban Ratkovic, P.ENG, 604-221-8715. Energy checklist is currently no longer required with your Building Permit application. Some supporting documents are still required at BP stage, specifically Envelope and HVAC, if applicable. Service Water Heating and Lighting supporting documents, if applicable, must be submitted with your related trades permits (e.g. electrical and plumbing). All energy upgrades will be checked during inspections stage. It is the applicant's responsibility to identify and note all required upgrades including energy upgrades on their BP drawings at BP stage. | Rose Security Services Inc
EP-2022-10443 | 2022-12-12 | 605 ROBSON STREET, Vancouver, BC V6B 5J3 | Electrical Permit | Commercial | Renovation | Completed | Installation / Repair - Commercial - RUN WIRE AND INSTALL 2 CAMERAS. CAMERAS ARE SUPPLIED BY THE CLIENT. RUN WIRES AND INSTALL ACCESS CONTROL AT FOUR DOORS. EXISTING DOOR HARDWARE WILL BE USED. STRIKES WILL BE USED. PLENUM WIRE WILL BE USED, FREE AIR. | Convergint Technologies Ltd
EP-2023-02746 | 2023-03-30 | 605 ROBSON STREET, Vancouver, BC V6B 5J3 | Electrical Permit | Commercial | Tenant Improvement | Issued | Installation / Repair - Commercial - TI: No service increase. New panels as the old FPE panels get removed and some relocates. *Hazard Materials Assessment checked, May 31 RMN >Permit Amendment Oct 04, 2023 -"Appendix-C" *Document(s) uploaded to "Application Documents" tab for Electrical Inspector review. Documents are at pending status at time of permit amendment approval >BP: To alter the exterior of the 2nd floor and interior of the 7th floor to provide improvements for the new General Office tenant occupying the full 7th floor. Scope of work includes installation of a new generator on the 2nd floor level on the roof over the parking entry. New Tenant: Office of the Superintendent of Financial Institutions (OSFI) OK for DB as per POD Mahdi. OK for field review per A. Patterson. - Oct 27, 2022 Notes: - This building is sprinklered. A separate permit is required for all related work. - Energy Upgrade: E2 - Lighting - Upgrade to Restricted to Manual ON (per 9.4.1.1.(b) of ASHRAE 90.1-2016). - Schedule A & B , Architectural, James Emergy, Architect, 604-736-5581. - Schedule B, Structural, Mladen Pervan, P.ENG, 604-731-6584. - Schedule B, Mechanical & Plumbing and Electrical, Slobodan Boban Ratkovic, P.ENG, 604-221-8715. Energy checklist is currently no longer required with your Building Permit application. Some supporting documents are still required at BP stage, specifically Envelope and HVAC, if applicable. Service Water Heating and Lighting supporting documents, if applicable, must be submitted with your related trades permits (e.g. electrical and plumbing). All energy upgrades will be checked during inspections stage. It is the applicant's responsibility to identify and note all required upgrades including energy upgrades on their BP drawings at BP stage. | Consolidated Electrical Installations Ltd
EP-2022-05653 | 2022-07-05 | 605 ROBSON STREET, Vancouver, BC V6B 5J3 | Electrical Permit | Commercial | New | Completed | Installation / Repair - Commercial - INSTALLATION OF EXTRA LOW VOLTAGE ALARM AND CCTV SYSTEMS INCLUDING 1 X HONEYWELL VISTA ALARM PANEL, 2 SURFACE MOUNT CONTACTS, 3 CEILING MOTION DETECTORS, 1 X KEYPAD, 1 X SIREN, 1 X PINHOLE CAMERA, 1 X UPS, 1 X NVR, 1 X MONITOR, 1 X POE SWITCH, 7 X AXIS CAMERAS Interior alterations to provide improvements to this existing retail unit for a new tenant (Rogers) on the ground floor of this existing commercial building on this site. Scope of work: - remove interior walls, doors, millwork and fixtures - install partitions walls, doors, new fixtures and millwork, electrical work | ADT Security Services Canada Inc
EP-2022-06351 | 2022-07-28 | 605 ROBSON STREET, Vancouver, BC V6B 5J3 | Electrical Permit | Commercial | Addition | Issued | Installation / Repair - Commercial - Scope of work : Extra Low Voltage security system – three card reader doors add-on into the Base Building security system. The new card reader doors are located on the 2nd floor. >BP: Interior alterations to convert the second floor common area (bathrooms and exercise room) to End of Trip Facilities for the use of the building tenants, consisting of men's and women's bathrooms, shower stalls, lockers and one universal/accessible bathroom/shower stall in this existing mixed use building on this site. Scope of work includes: Interior demolition of walls, doors, ceiling, flooring, sprinklers, HVAC, millwork, plumbing fixtures, lighting and all finishes; Install new walls, doors, plumbing fixtures (toilets, showers, sinks, dryers), sprinklers, HVAC, new floors, ceiling, millwork, lighting and finishes. Note: one (1) universal/accessible washroom with shower stall provided - approved by P. Weber Sept 15, 2020. OK For Field Review per P. Weber & A. Campbell - Nov 23, 2020. Notes: ~ Energy Upgrade: E2 - Lighting - Upgrade to incorporate Automatic Full OFF (per 9.4.1.1.(h) of ASHRAE 90.1-2016) ~ Schedule A CRP and Schedule B Architectural submitted by Kori Chan, AIBC of Proscenium Architecture + Interiors Inc., Tel: 604 879-0118. ~ Schedule B Mechanical & Plumbing submitted by Bassam M. Yammine, P. Eng. of Flow Consulting Group Inc., Tel: 604 609-0500. ~ Schedule B Electrical submitted by P. L. Leung, P. Eng. of Flow Consulting Group Inc., Tel: 604 609-0500. ~ Building Sprinklered – a separate sprinkler permit is required. | Tyco Integrated Fire & Security Canada Inc/Tyco Feu Et Securite Integres Canada Inc
SP-2024-00108 | 2024-01-31 | 605 ROBSON STREET, Vancouver, BC V6B 5J3 | Sprinkler Permit | NULL | Tenant Improvement | Issued | System design for updates or changes to an existing system. | CENTRE LINE FIRE SPRINKLERS LTD
EP-2024-00249 | 2024-01-11 | 605 ROBSON STREET, Vancouver, BC V6B 5J3 | Electrical Permit | Commercial | Renovation | Issued | Installation / Repair - Commercial - Demo existing unit, install new outlet, lighting system, panel, transformer and cable tray for suit the new layout. >BP: #600 - 6th floor (demise to #605 and #650) Interior alterations to demise #600 into two units to be #605 and #650 and to provide tenant improvements for a new Health Care Office in #650 in this existing commercial building on this site. Scope of work: construct new partition walls for reception and exam rooms for patients and office staff, new kitchenette, universal washroom, suspended ceiling, lighting, electrical, plumbing, mechanical and sprinkler work. TENANT: Health Canada and Public Health Agency of Canada | Atlantic Electric Ltd
EP-2023-07708 | 2023-08-24 | 605 ROBSON STREET, Vancouver, BC V6B 5J3 | Electrical Permit | Commercial | Tenant Improvement | Completed | Installation / Repair - Commercial - Installation of data cabling and associated hardware for tenant improvement project. >BP: #700 To alter the exterior of the 2nd floor and interior of the 7th floor to provide improvements for the new General Office tenant occupying the full 7th floor. Scope of work includes installation of a new generator on the 2nd floor level on the roof over the parking entry. New Tenant: Office of the Superintendent of Financial Institutions (OSFI) | Corporate Electric Limited
SP-2023-01548 | 2023-08-24 | 605 ROBSON STREET, Vancouver, BC V6B 5J3 | Sprinkler Permit | Commercial | Renovation | Issued | Commercial - Relocating all heads to make the coverage work as well as adding 3 new heads into the shower spaces to not change the hydraulic design. >BP: Interior alterations to convert the second floor common area (bathrooms and exercise room) to End of Trip Facilities for the use of the building tenants, consisting of men's and women's bathrooms, shower stalls, lockers and one universal/accessible bathroom/shower stall in this existing mixed use building on this site. Scope of work includes: Interior demolition of walls, doors, ceiling, flooring, sprinklers, HVAC, millwork, plumbing fixtures, lighting and all finishes; Install new walls, doors, plumbing fixtures (toilets, showers, sinks, dryers), sprinklers, HVAC, new floors, ceiling, millwork, lighting and finishes. *****This application does not include any of the following: 1. Not more than 20 sprinklers (add, relocate, or remove), 2. hydraulic calculations, 3. change in occupancy and /or hazard classification, 4. warehouse storage arrangements, 5. mobile compact storage arrangements, 6. alternative solutions, 7. changes to the sprinkler system supply piping (e.g. valves, mains, cross-mains, branch-lines, etc.), or 8. flexible sprinkler pipe. | Dragon Ventures Ltd
EP-2023-08799 | NULL | 605 ROBSON STREET, Vancouver, BC V6B 5J3 | Electrical Permit | Commercial | Renovation | Withdrawn | Installation / Repair - Commercial - Installation of Surveillance Cameras, Intrusion Alarm and Access Control (NO MAGLOCKS) | Rose Security Services Inc
EP-2023-08645 | 2023-09-26 | 605 ROBSON STREET, Vancouver, BC V6B 5J3 | Electrical Permit | Commercial | Renovation | Completed | Installation / Repair - Commercial - Installation of Speaker cabling, network cabling, HDMI cabling. >BP: #700 To alter the exterior of the 2nd floor and interior of the 7th floor to provide improvements for the new General Office tenant occupying the full 7th floor. Scope of work includes installation of a new generator on the 2nd floor level on the roof over the parking entry. New Tenant: Office of the Superintendent of Financial Institutions (OSFI) | PJS SYSTEMS
EP-2022-01437 | 2022-02-24 | 605 ROBSON STREET, Vancouver, BC V6B 5J3 | Electrical Permit | Commercial | NULL | Expired | Annual / Operating - Repair & Maintenance Renewal of EP-2021-01017 Valid: Feb 02 2022 to Feb 01 2023 | Consolidated Electrical Installations Ltd
EP-2022-01438 | 2022-03-21 | 605 ROBSON STREET, Vancouver, BC V6B 5J3 | Electrical Permit | Commercial | Tenant Improvement | Issued | Installation / Repair - Commercial - Tenant improvement to washroom -Install down-lights throughout washroom. Vacancy sensors to meet ashrae. Install GFCI outlets and power for hand dryers. >BP: Interior alterations to convert the second floor common area (bathrooms and exercise room) to End of Trip Facilities for the use of the building tenants, consisting of men's and women's bathrooms, shower stalls, lockers and one universal/accessible bathroom/shower stall in this existing mixed use building on this site. Scope of work includes: Interior demolition of walls, doors, ceiling, flooring, sprinklers, HVAC, millwork, plumbing fixtures, lighting and all finishes; Install new walls, doors, plumbing fixtures (toilets, showers, sinks, dryers), sprinklers, HVAC, new floors, ceiling, millwork, lighting and finishes. Note: one (1) universal/accessible washroom with shower stall provided - approved by P. Weber Sept 15, 2020. OK For Field Review per P. Weber & A. Campbell - Nov 23, 2020. Notes: ~ Energy Upgrade: E2 - Lighting - Upgrade to incorporate Automatic Full OFF (per 9.4.1.1.(h) of ASHRAE 90.1-2016) ~ Schedule A CRP and Schedule B Architectural submitted by Kori Chan, AIBC of Proscenium Architecture + Interiors Inc., Tel: 604 879-0118. ~ Schedule B Mechanical & Plumbing submitted by Bassam M. Yammine, P. Eng. of Flow Consulting Group Inc., Tel: 604 609-0500. ~ Schedule B Electrical submitted by P. L. Leung, P. Eng. of Flow Consulting Group Inc., Tel: 604 609-0500. ~ Building Sprinklered – a separate sprinkler permit is required. | Consolidated Electrical Installations Ltd
PP-2022-00445 | 2022-02-09 | 605 ROBSON STREET, Vancouver, BC V6B 5J3 | Plumbing Permit | Commercial | Tenant Improvement | Completed | Commercial - Interior alterations to convert the second floor common area (bathrooms and exercise room) to End of Trip Facilities for the use of the building tenants, consisting of men's and women's bathrooms, shower stalls, lockers and one universal/accessible bathroom/shower stall in this existing mixed use building on this site. Scope of work includes: Interior demolition of walls, doors, ceiling, flooring, sprinklers, HVAC, millwork, plumbing fixtures, lighting and all finishes; Install new walls, doors, plumbing fixtures (toilets, showers, sinks, dryers), sprinklers, HVAC, new floors, ceiling, millwork, lighting and finishes. Note: one (1) universal/accessible washroom with shower stall provided - approved by P. Weber Sept 15, 2020. OK For Field Review per P. Weber & A. Campbell - Nov 23, 2020. Notes: ~ Energy Upgrade: E2 - Lighting - Upgrade to incorporate Automatic Full OFF (per 9.4.1.1.(h) of ASHRAE 90.1-2016) ~ Schedule A CRP and Schedule B Architectural submitted by Kori Chan, AIBC of Proscenium Architecture + Interiors Inc., Tel: 604 879-0118. ~ Schedule B Mechanical & Plumbing submitted by Bassam M. Yammine, P. Eng. of Flow Consulting Group Inc., Tel: 604 609-0500. ~ Schedule B Electrical submitted by P. L. Leung, P. Eng. of Flow Consulting Group Inc., Tel: 604 609-0500. ~ Building Sprinklered – a separate sprinkler permit is required. | DELCO MECHANICAL SYSTEMS LTD
EP-2020-01985 | 2022-02-15 | 605 ROBSON STREET, Vancouver, BC V6B 5J3 | Electrical Permit | Commercial | Renovation | Completed | Installation / Repair - Commercial - Electrical Re & Re for new Cooling Tower replacement on roof. hook up of Heat trace Reference: OP-2020-00527 | Wolf Electric Ltd
PP-2024-00084 | 2024-01-11 | 1136 ROBSON STREET, Vancouver, BC V6E 1B2 | Plumbing Permit | Commercial | Tenant Improvement | Issued | Commercial - RE-RE Backflow assemblies | DMS Mechanical Ltd
EP-2022-00141 | 2022-01-11 | 1155 ROBSON STREET, Vancouver, BC | Electrical Permit | Commercial | NULL | Expired | Annual / Operating - Misc electrical work throughout Renewal of EP-2021-00485 VALID JANUARY 11/2022 TIL JANUARY 10/2023 >>>>>>>>>> Amend: Jan. 28th -effective dates should be: January 25, 2022 - January 24, 2023 | Mott Electric General Partnership
EP-2024-00031 | 2024-01-03 | 1155 ROBSON STREET, Vancouver, BC | Electrical Permit | Commercial | NULL | Issued | Annual / Operating - Misc electrical work throughout Renewal of EP-2023-00034 Valid January 11, 2024 until January 10, 2025 | Mott Electric General Partnership
EP-2023-00034 | 2023-01-04 | 1155 ROBSON STREET, Vancouver, BC | Electrical Permit | Commercial | NULL | Expired | Annual / Operating - Misc electrical work throughout Expired EP-2022-00141 Valid January 11th, 2023 until January 10th, 2024 | Mott Electric General Partnership
EP-2022-04204 | 2022-05-20 | 1156 ROBSON STREET, Vancouver, BC | Electrical Permit | Commercial | Tenant Improvement | Completed | Installation / Repair - Commercial - 7x security camera wiring and installation 2x access point wiring 4 zone alarm system wiring and installation >BP: Interior alteration to provide improvements for this new retail tenant in this existing retail unit in this existing commercial building on this site. Scope of work: Deconstruct all existing finishes. Construct interior walls, millwork, finishing throughout. OK for field review as per Rosa Astorino - January 5, 2022 CRP Schedule A submitted by David Delombaerde, 514.824.4521 Architectural Schedule B submitted by Joanne Smith, 403.228.9307 Mechanical, Plumbing, and Electrical Schedule B submitted by David Delombaerde, 514.824.4521 DBI to determine if separate sprinkler permit is required Energy Upgrade: E2 – Lighting – Upgrade to Bilevel Lighting Control (per 9.4.1.1.(d) of ASHRAE 90.1-2016) E2 – Lighting – Upgrade to incorporate Scheduled Shutoff (per 9.4.1.1.(i) of ASHRAE 90.1-2016) | Phantom Security Corp
EP-2022-03332 | NULL | 1156 ROBSON STREET, Vancouver, BC | Electrical Permit | Commercial | New | Withdrawn | Installation / Repair - Commercial - Installation of extra low voltage alarm and CCTV systems including 1 x alarm panel, 4 x contacts, 1 keypad, 1 x cellular communicator, 2 motion detectors, 8 cameras, 1 x nvr, 1 x power supply, 1 x POE switch and 1 Rack mount >BP: Interior alteration to provide improvements for this new retail tenant in this existing retail unit in this existing commercial building on this site. Scope of work: Deconstruct all existing finishes. Construct interior walls, millwork, finishing throughout. | ADT Security Services Canada Inc
EP-2022-03209 | 2022-04-21 | 1156 ROBSON STREET, Vancouver, BC | Electrical Permit | Commercial | Renovation | Completed | Installation / Repair - Commercial - telephone / data / receptacles/ rearrange lighting , power to sign, >BP: Interior alteration to provide improvements for this new retail tenant in this existing retail unit in this existing commercial building on this site. Scope of work: Deconstruct all existing finishes. Construct interior walls, millwork, finishing throughout. OK for field review as per Rosa Astorino - January 5, 2022 CRP Schedule A submitted by David Delombaerde, 514.824.4521 Architectural Schedule B submitted by Joanne Smith, 403.228.9307 Mechanical, Plumbing, and Electrical Schedule B submitted by David Delombaerde, 514.824.4521 DBI to determine if separate sprinkler permit is required Energy Upgrade: E2 – Lighting – Upgrade to Bilevel Lighting Control (per 9.4.1.1.(d) of ASHRAE 90.1-2016) E2 – Lighting – Upgrade to incorporate Scheduled Shutoff (per 9.4.1.1.(i) of ASHRAE 90.1-2016) | Brodan Industries Ltd.
EP-2022-02705 | 2022-06-07 | 800 ROBSON STREET, Vancouver, BC V6Z 3B7 | Electrical Permit | Commercial | Tenant Improvement | Completed | Installation / Repair - Commercial - Demolition of kitchen appliances and mechanical. Installation of new appliances. -This is just a demolition for Sasco. We are not effecting the service and will not be supplying any appliances to be installed. -There is no new runs of electrical that would be penetrating the fire walls. | Sasco Contractors Ltd
EP-2022-09878 | 2022-12-01 | 800 ROBSON STREET, Vancouver, BC V6Z 3B7 | Electrical Permit | Commercial | Tenant Improvement | Issued | Installation / Repair - Commercial - Electrical work associated with elevator 35, 36 modernization including: replace all existing fluorescent luminaires in elevator machine room/pit with new LED's. Provide new GFCI receptacle in elevator pit c/w new dedicated circuit from nearest EM panel, replace existing receptacles in machine room with new GFCI's. Existing elevator controller shall be replaced by others, provide new connection to existing relay contacts. Replace existing elevator safety switch with new. Provide new relay for smoke/heat detector to initiate automatic emergency elevator recall function. | Action Electric Ltd
EP-2022-06216 | 2022-07-25 | 800 ROBSON STREET, Vancouver, BC V6Z 3B7 | Electrical Permit | Commercial | Renovation | Issued | Installation / Repair - Commercial - DDC controls for DHW system. | ESC Automation Inc
EP-2022-06978 | 2022-08-24 | 800 ROBSON STREET, Vancouver, BC V6Z 3B7 | Electrical Permit | Commercial | Addition | Completed | Installation / Repair - Commercial - WIRING AND CONNECTIONS TO NEW CHILLED WATER PUMP AND VFD IN FAN ROOM 1 | Bridge Electric Corp
EP-2023-10531 | 2023-12-11 | 800 ROBSON STREET, Vancouver, BC V6Z 3B7 | Electrical Permit | Commercial | Tenant Improvement | Completed | Installation / Repair - Commercial - Install a new Emergency 600VAC Circuit to a new Transformer, for an existing Electrical Panel located in the main UBC Data room. Divert some existing circuits onto the new Generator Supplied Panel. This is a stand alone generator for UBC data center only see letter from engineer. No life safety electrical permit only. No building permit associated with this permit. | Charles Richard Pawluk o/a United Electrical Systems Ltd
EP-2022-02788 | 2022-04-06 | 969 ROBSON STREET, Vancouver, BC V6Z 2V7 | Electrical Permit | Commercial | NULL | Expired | Annual / Operating - Annual Operating permit for 3000kVA for 969 Robson St. Renewal of EP-2021-02755 Valid: April 13, 2022 to April 12, 2023 | Sasco Contractors Ltd
EP-2022-02168 | 2022-03-18 | 969 ROBSON STREET, Vancouver, BC V6Z 2V7 | Electrical Permit | Commercial | Renovation | Completed | Installation / Repair - Commercial - upgrade existing lights to LED - 7 elevator lobby, 5 office corridor - 8" recessed, and 8 - 8' strips in service corridor | Continental Power Services (1987) Ltd
EP-2023-10387 | 2023-11-30 | 969 ROBSON STREET, Vancouver, BC V6Z 2V7 | Electrical Permit | Commercial | Addition | Completed | Installation / Repair - Commercial - install 3 - 800 watt infrared heating panels and thermostats for office desk area to be confirmed on site with DEI. | Continental Power Services (1987) Ltd
EP-2023-04891 | 2023-06-02 | 969 ROBSON STREET, Vancouver, BC V6Z 2V7 | Electrical Permit | Commercial | Renovation | Issued | Installation / Repair - Commercial - - Remove pot lights above escalators - Remove PA speakers above escalators - Install LED recessed lights in hallway on 5th floor >Permit Amendment Dec 11, 2023 -"Include fire alarm devices relocated" >BP: Unit #400 & #500 Interior alterations only to decommission an existing double escalator connecting fourth and fifth floor in this existing office at Unit #500 by installation of full height walls around them with two new doors and dividing in to Unit #400 & #500 as a result. OK for BP only as per Jamie Zhang on Oct 04, 2022. OK as Voluntary Upgrade and existing sprinkler heads at the escalator to be remained as per Kevin Lau on Jun 17, 2022. Tenant: Bell Media ******REVIEWED UNDER THE PROVISIONS OF VBBL 2019******** Building Review Branch Notes: - All new work shall conform to VBBL 3.1.5 Noncombustible Construction. - Withdrawal of EQ-038 shall be processed before completion of this BP. | Ino-Tek Electric Ltd.
EP-2023-03915 | 2023-05-05 | 969 ROBSON STREET, Vancouver, BC V6Z 2V7 | Electrical Permit | Commercial | NULL | Issued | Annual / Operating - Annual Operating permit for 3000kVA for 969 Robson St. Renewal of EP-2022-02788 Valid: April 13, 2023 to April 12, 2024 | Sasco Contractors Ltd
EP-2023-02546 | 2023-03-24 | 969 ROBSON STREET, Vancouver, BC V6Z 2V7 | Electrical Permit | Commercial | Tenant Improvement | Completed | Installation / Repair - Commercial - Replacing damaged/non-functional fire alarm devices with new fire alarm devices. Like for like replacement, no building permit. Note: This permit has been issued based on Bulletin 2018-004-BU/EL. | Action Electric Ltd
GP-2022-00885 | 2022-03-21 | 628 RUPERT STREET, Vancouver, BC V5K 4K8 | Gas Permit | Residential | Tenant Improvement | Completed | Residential - Re Re Furnace | Moore & Russell Heating Ltd
EP-2022-04360 | 2022-05-26 | 628 RUPERT STREET, Vancouver, BC V5K 4K8 | Electrical Permit | Residential | Tenant Improvement | Completed | Installation / Repair - Residential - Electrical install of AC. BP not required. No change to existing service. | Moore And Russell Heating And Air Conditioning Ltd
GP-2022-01444 | 2022-05-10 | 6716 ROSS STREET, Vancouver, BC V5X 4B3 | Gas Permit | Residential | Renovation - Dwelling Unit(s) only | Completed | Residential - Re & Re furnace | 484081 BC LTD
GP-2023-03870 | 2023-12-05 | 6796 ROSS STREET, Vancouver, BC V5X 4B3 | Gas Permit | Residential | Renovation | Completed | Residential - replacement of mid effiency gas boiler | Hillcrest Plumbing & Heating (1991) Ltd
GP-2022-03645 | 2022-11-21 | 6856 ROSS STREET, Vancouver, BC V5X 4B3 | Gas Permit | Residential | Tenant Improvement | Completed | Residential - Re Re Furnace | Moore & Russell Heating Ltd
EP-2023-10273 | 2023-11-29 | 6880 ROSS STREET, Vancouver, BC V5X 4B3 | Electrical Permit | Residential | Renovation | Completed | Installation / Repair - Residential - Rough-in wiring and hook-up electric heat pump. MP-2023-01969 | Serving U Electric Ltd
MP-2023-01969 | 2023-11-03 | 6880 ROSS STREET, Vancouver, BC V5X 4B3 | Mechanical Permit | NULL | NULL | Completed | NULL | Green Mountain Solutions Inc
EP-2023-02910 | 2023-06-13 | 7244 ROSS STREET, Vancouver, BC V5X 4B6 | Electrical Permit | Residential | Tenant Improvement | Completed | Installation / Repair - Residential - Electrical installation of moovair system after completing 100 to 200 amp panel upgrade | Moore And Russell Heating And Air Conditioning Ltd
MP-2023-00807 | 2023-05-09 | 7244 ROSS STREET, Vancouver, BC V5X 4B6 | Mechanical Permit | NULL | NULL | Completed | NULL | Moore And Russell Heating And Air Conditioning Ltd
EP-2023-08134 | 2023-09-15 | 7808 ROSS STREET, Vancouver, BC V5X 4C2 | Electrical Permit | Residential | Renovation | Completed | Installation / Repair - Residential - Eight Smoke Alarms to be installed, no additional work. *SEE IA-2023-00235/ Childcare for 8 children, none under 30 months of age | Simco Electric Ltd.
EP-2022-02399 | 2022-03-28 | 7925 ROSS STREET, Vancouver, BC V5X 4C4 | Electrical Permit | Residential | Renovation | Issued | Installation / Repair - Residential - replacing old teck and changing old meter to new one old teck is damaged. -no we won’t be upgrading teck cable, the cable is damaged. An electrical inspector told the owner that the cable was damaged. We will be getting the new teck cable inspected, as requested by the inspector! | Proud Electric Ltd
EP-2023-02294 | 2023-03-17 | 1150 ROSSLAND STREET, Vancouver, BC V5K 4A1 | Electrical Permit | Residential | New | Completed | Installation / Repair - Residential - Rough in and installation of tv, tel, net, security alarm system >BP: Note: This Building follows the Prescriptive Pathway for Energy Compliance. To construct a 2.5 storey two-family dwelling ($700,000.00) with a detached accessory building (garage) at the rear providing 2 parking spaces, having vehicular access from the lane. 1. Heat Pumps proposed – Exterior component located in front and rear yard. 2. Bar sink not proposed. 3. Schedule B: (Beerinder Sidhu) P.Eng (604-339-0034) Structural & Geotechnical 4. HPO: Residential Builder- (Buildsmore Custom Homes Ltd) Note: This is a 2.5 storey building pursuant to the Zoning and Development By-Law ***This permit is issued under the VBBL 2019, with updated energy requirements as per bylaw # 12997 effective Jan 01, 2022.*** Note: This Building Permit will remain in a suspended status until the associated (green) Demolition Permit BP-2022-02470 is completed. | Static Security Inc
GP-2023-00908 | 2023-03-15 | 1150 ROSSLAND STREET, Vancouver, BC V5K 4A1 | Gas Permit | Residential | New | Completed | Residential - Installtion of gas appliances in DUPLEX >BP: To construct a 2.5 storey two-family dwelling with a detached accessory building (garage) at the rear providing 2 parking spaces, having vehicular access from the lane. 1. Heat Pumps proposed – Exterior component located in front and rear yard. 2. Bar sink not proposed. 3. Schedule B: (Beerinder Sidhu) P.Eng (604-339-0034) Structural & Geotechnical 4. HPO: Residential Builder- (Buildsmore Custom Homes Ltd) Aug 2/2023-AMEND - for Range & BBQ Piping only | Century Twenty One Gas & Heating Co. Ltd
MP-2023-00631 | 2023-04-12 | 1150 ROSSLAND STREET, Vancouver, BC V5K 4A1 | Mechanical Permit | NULL | NULL | Completed | NULL | Century Twenty One Gas & Heating Co. Ltd
SP-2023-00439 | 2023-03-14 | 1150 ROSSLAND STREET, Vancouver, BC V5K 4A1 | Sprinkler Permit | Residential | New | Completed | Residential - New sprinkler system >BP: To construct a 2.5 storey two-family dwelling with a detached accessory building (garage) at the rear providing 2 parking spaces, having vehicular access from the lane. 1. Heat Pumps proposed – Exterior component located in front and rear yard. 2. Bar sink not proposed. 3. Schedule B: (Beerinder Sidhu) P.Eng (604-339-0034) Structural & Geotechnical 4. HPO: Residential Builder- (Buildsmore Custom Homes Ltd) | Haven Fire Protection Ltd
PP-2023-00432 | 2023-02-08 | 1150 ROSSLAND STREET, Vancouver, BC V5K 4A1 | Plumbing Permit | Residential | New | Completed | Residential - Plumbing >BP: To construct a 2.5 storey two-family dwelling with a detached accessory building (garage) at the rear providing 2 parking spaces, having vehicular access from the lane. 1. Heat Pumps proposed – Exterior component located in front and rear yard. 2. Bar sink not proposed. 3. Schedule B: (Beerinder Sidhu) P.Eng (604-339-0034) Structural & Geotechnical 4. HPO: Residential Builder- (Buildsmore Custom Homes Ltd) | Century Twenty One Gas & Heating Co. Ltd
EP-2022-10017 | 2022-11-30 | 1150 ROSSLAND STREET, Vancouver, BC V5K 4A1 | Electrical Permit | Residential | New | Completed | Installation / Repair - Residential - service , rough wiring and service for duplex >BP: To construct a 2.5 storey two-family dwelling ($700,000.00) with a detached accessory building (garage) at the rear providing 2 parking spaces, having vehicular access from the lane. 1. Heat Pumps proposed – Exterior component located in front and rear yard. 2. Bar sink not proposed. 3. Schedule B: (Beerinder Sidhu) P.Eng (604-339-0034) Structural & Geotechnical 4. HPO: Residential Builder- (Buildsmore Custom Homes Ltd) ***This permit is issued under the VBBL 2019, with updated energy requirements as per bylaw # 12997 effective Jan 01, 2022.*** | FER Electrical Ltd
PP-2023-00011 | 2023-01-04 | 1150 ROSSLAND STREET, Vancouver, BC V5K 4A1 | Plumbing Permit | Residential | New | Completed | Residential - Sentry and storm con with sump | AKAL DEMOLITION & EXCAVATING LTD
EP-2022-07847 | 2022-09-15 | 1150 ROSSLAND STREET, Vancouver, BC V5K 4A1 | Electrical Permit | Residential | New | Expired | Temporary Power - Residential - To provide temporary power. | FER Electrical Ltd
EP-2022-10046 | 2022-11-29 | 8833 SELKIRK STREET, Vancouver, BC V6P 4J6 | Electrical Permit | Commercial | Renovation | Completed | Installation / Repair - Commercial - Connect power for outdoor sign (SI-2022-00559) >BP: Exterior and Interior alterations and change of use from Electric Products Manufacturing to Furniture Manufacturing at this existing Industrial Building on this site. Scope of work include: 1) installation of dust collector at the rear of the building. 2) to validate louvre at the rear of the building. Sch A: & Sch B (Arch) Xu (Patrick) Yang, 604-616-7892, Pacific West Architecture Inc. Sch B (Mech): Alex Z.Q.Li, P.Eng #50821, 778-323-1368, Lia Engineering Ltd Sch B (Elect): Guowei Wang, #42103, 604-626-2930, WGW Engineering Ltd E2 Upgrade: Upgrade to Local Control (per 9.4.1.1.(a) of ASHRAE 90.1-2016) Okay per J. Steen | Cong Electric Ltd
EP-2022-09278 | 2022-11-03 | 8833 SELKIRK STREET, Vancouver, BC V6P 4J6 | Electrical Permit | Commercial | Renovation | Completed | Installation / Repair - Commercial - Relocate and replace existing fire alarm devices. DB: Exterior and Interior alterations and change of use from Electric Products Manufacturing to Furniture Manufacturing at this existing Industrial Building on this site. Scope of work include: 1) installation of dust collector at the rear of the building. 2) to validate louvre at the rear of the building. Sch A: & Sch B (Arch) Xu (Patrick) Yang, 604-616-7892, Pacific West Architecture Inc. Sch B (Mech): Alex Z.Q.Li, P.Eng #50821, 778-323-1368, Lia Engineering Ltd Sch B (Elect): Guowei Wang, #42103, 604-626-2930, WGW Engineering Ltd E2 Upgrade: Upgrade to Local Control (per 9.4.1.1.(a) of ASHRAE 90.1-2016) Okay per J. Steen | Apna Fire & Electrical Service Ltd
EP-2022-08628 | 2022-10-14 | 8833 SELKIRK STREET, Vancouver, BC V6P 4J6 | Electrical Permit | Commercial | Renovation | Completed | Installation / Repair - Commercial - ADDITION OF PLUGS, LIGHTS AND PANEL -Adding power outlets and lights on second floor. Adding power outlets, lights and power for warehouse machines. Separating second floor with new panel on second floor. Main service staying same as per drawings adding one disconnect. >BP: Exterior and Interior alterations and change of use from Electric Products Manufacturing to Furniture Manufacturing at this existing Industrial Building on this site. Scope of work include: 1) installation of dust collector at the rear of the building. 2) to validate louvre at the rear of the building. Sch A: & Sch B (Arch) Xu (Patrick) Yang, 604-616-7892, Pacific West Architecture Inc. Sch B (Mech): Alex Z.Q.Li, P.Eng #50821, 778-323-1368, Lia Engineering Ltd Sch B (Elect): Guowei Wang, #42103, 604-626-2930, WGW Engineering Ltd E2 Upgrade: Upgrade to Local Control (per 9.4.1.1.(a) of ASHRAE 90.1-2016) Okay per J. Steen | STAT ELECTRICS LIMITED
PP-2022-04318 | 2022-12-01 | 8849 SELKIRK STREET, Vancouver, BC V6P 4J6 | Plumbing Permit | Commercial | Renovation | Completed | Commercial - Addition of two tubs >BP: Interior alterations to provide improvements for a new Similar to Animal Clinic (Major Occupancy - Group F2) with ancillary retailing tenant in this existing industrial building. Scope of work includes replacing an unauthorized shower with a toilet. OK for field review as per Rebecca Leung, March 7, 2022. Note: 1. Related to DP-2022-00231 for change of use from Manufacturing to Similar to Animal Clinic 2. Based on the operational letter and proposed floor plan, Major Occupancy - Group F2 confirmed by Erv Hildebrandt , March 7, 2022. | SON-X PLUMBING AND HEATING
EP-2022-10554 | 2022-12-21 | 8849 SELKIRK STREET, Vancouver, BC V6P 4J6 | Electrical Permit | Commercial | Tenant Improvement | Completed | Installation / Repair - Commercial - Raising existing fixtures to ceiling changing specific existing outlets to GFCI changing exits to running man combo em/exit and adding to exist lighting circuits re and re old heaters for new (same wattage) lighting controls installed. >BP: Interior alterations to provide improvements for a new Similar to Animal Clinic (Major Occupancy - Group F2) with ancillary retailing tenant in this existing industrial building. Scope of work includes replacing an unauthorized shower with a toilet. OK for field review as per Rebecca Leung, March 7, 2022. Note: 1. Related to DP-2022-00231 for change of use from Manufacturing to Similar to Animal Clinic 2. Based on the operational letter and proposed floor plan, Major Occupancy - Group F2 confirmed by Erv Hildebrandt , March 7, 2022. | Pro-Tec Electrical Services Ltd
GP-2022-01450 | 2022-05-10 | 3 SEMANA CRESCENT, Vancouver, BC | Gas Permit | Residential | Renovation | Completed | Residential - boiler replace | SUNFLOWER HOME SERVICE LTD
EP-2022-02126 | 2022-03-18 | 1808 SE MARINE DRIVE, Vancouver, BC V5P 2R8 | Electrical Permit | Residential | Addition | Completed | Installation / Repair - Residential - Install EV Charger Circuit | Superb Electric Limited
EP-2023-03108 | 2023-04-10 | 5484 QUEBEC STREET, Vancouver, BC V5W 2N6 | Electrical Permit | Residential | Renovation | Issued | Temporary Power - Residential - To provide temporary power. | Gold Medal Electric Ltd
PP-2023-03234 | 2023-09-12 | 5484 QUEBEC STREET, Vancouver, BC V5W 2N6 | Plumbing Permit | Residential | New | Issued | Residential - 1FD+SS - Two sump with pump and one sump on gravity AMEND: SEPT 20/2023 GEOTECHNICAL LTR UPLOADED | East West Excavating 2022 ltd
PP-2023-03978 | 2023-11-10 | 5484 QUEBEC STREET, Vancouver, BC V5W 2N6 | Plumbing Permit | Residential | New | Issued | Residential - Plumbing >BP: To construct a 2 storey single detached house with a secondary suite located in the Basement with an open parking pad, providing a total of 2 parking spaces, having vehicular access from the 20' Lane. 1. Covenant registered at the Land Title Office under CB381286 2. No Strata Titling permitted 3. External mechanical component located in rear yard, Interior component located in second floor closet. 4. Bar sink not proposed. 5. Schedule B: (Yuanyuan Fang) P.Eng (604.868.2076) Structural 6. Schedule B: (Jian Zhong Jin) P.Eng (604.362.7021) Geotechnical 7. HPO: Residential Builder- (Wondermax Development Inc) | WDR CONTRACTING LTD
MP-2023-02057 | 2023-11-20 | 5484 QUEBEC STREET, Vancouver, BC V5W 2N6 | Mechanical Permit | NULL | NULL | Issued | NULL | WDR CONTRACTING LTD
SP-2024-00012 | 2024-01-04 | 5484 QUEBEC STREET, Vancouver, BC V5W 2N6 | Sprinkler Permit | Residential | New | Issued | Residential - To install 27 sprinkler heads >BP: To construct a 2 storey single detached house with a secondary suite located in the Basement with an open parking pad, providing a total of 2 parking spaces, having vehicular access from the 20' Lane. 1. Covenant registered at the Land Title Office under CB381286 2. No Strata Titling permitted 3. External mechanical component located in rear yard, Interior component located in second floor closet. 4. Bar sink not proposed. 5. Schedule B: (Yuanyuan Fang) P.Eng (604.868.2076) Structural 6. Schedule B: (Jian Zhong Jin) P.Eng (604.362.7021) Geotechnical 7. HPO: Residential Builder- (Wondermax Development Inc) | General Sprinkler Systems Ltd
GP-2022-03463 | 2022-11-07 | 5730 QUEBEC STREET, Vancouver, BC V5W 3X3 | Gas Permit | Residential | Renovation | Completed | Residential - Replacement of mid-efficiency furnace with a high-efficiency one | BCRC Plumbing and Heating Ltd
EP-2023-00429 | 2023-01-18 | 1455 QUEBEC STREET, Vancouver, BC V6A 3Z7 | Electrical Permit | Commercial | Renovation | Completed | Installation / Repair - Commercial - Remove existing faulty lighting on the exterior of the Dome and installation of new lights and controllers. Power and data wiring. | INT Electrical Ltd
EP-2022-07213 | 2022-08-26 | 1455 QUEBEC STREET, Vancouver, BC V6A 3Z7 | Electrical Permit | Commercial | NULL | Expired | Annual / Operating - Annual Operating Permit -Renewal of EP-2021-06201 -Valid: August 26, 2021- Aug. 25, 2022 | INT Electrical Ltd
EP-2023-01606 | 2023-02-28 | 1455 QUEBEC STREET, Vancouver, BC V6A 3Z7 | Electrical Permit | Commercial | Renovation | Completed | Installation / Repair - Commercial - Low Voltage wiring for control transformers. Extra low voltage control wiring for 2 Air Curtains. | ESC Automation Inc
EP-2023-06967 | 2023-08-01 | 1455 QUEBEC STREET, Vancouver, BC V6A 3Z7 | Electrical Permit | Commercial | NULL | Issued | Annual / Operating - Annual Operating Permit -Renewal of EP-2022-07213 -Valid August 26, 2023 - August 25, 2024 | INT Electrical Ltd
EP-2023-10712 | 2023-12-13 | 1455 QUEBEC STREET, Vancouver, BC V6A 3Z7 | Electrical Permit | Commercial | Renovation | Completed | Installation / Repair - Commercial - Replacement of existing old 15kV circuit breaker and electromechanical relays with new equipment. Please provide further clarification. 1Is this a direct replacement like for like?YES 2.Same physical size? YES 3.Existing enclosure approved for replacement?YES 4.Same voltage, ampacity and KVA rating ?YES 5.Liquid filled or dry type?DRY TYPE 6.Will there be modifications to room or penetrations to fire separation to accommodate the removal and replacement of the equipment.NO 7.is there any modifications to existing equipment that will require re certification?Yes, the new breaker and relay installation will have a special inspection done by CSA. 8.Provide a Detailed Digitally stamped and sealed electrical plans and specifications intended for construction purposes shall be uploaded to permit application for the electrical permit. These plans shall be sealed and signed by the Registered Professional Engineer responsible for the electrical design.Uploaded. installation work scheduled for Dec 3rd - 17th 2023 | Pacific Powertech Inc
NULL | NULL | 1818 QUEBEC STREET, Vancouver, BC V5T 4S6 | Electrical Permit | Commercial | New | Withdrawn | Installation / Repair - Commercial - Alarm | Prism Security Systems Ltd
NULL | NULL | 4366 QUESNEL DRIVE, Vancouver, BC V6L 2X6 | Plumbing Permit | Residential | Renovation | Withdrawn | Residential - bathroom renovation | Reactive Plumbing & Heating Ltd
GP-2022-04090 | 2022-12-21 | 5910 QUEBEC STREET, Vancouver, BC V5W 2P3 | Gas Permit | Residential | New | Completed | Residential - Installation of new Bosch Greenstar ZBR28 Boiler | Point Grey Plumbing & Heating Ltd
GP-2022-02467 | 2022-08-19 | 5930 QUEBEC STREET, Vancouver, BC V5W 2P3 | Gas Permit | Residential | Renovation | Completed | Residential - Hot Water Heater Replacement | Hillcrest Plumbing & Heating (1991) Ltd
GP-2022-00579 | 2022-02-23 | 6320 QUEBEC STREET, Vancouver, BC V5W 2P7 | Gas Permit | Residential | Tenant Improvement | Completed | Residential - Decommissioning removal and disposal of gas furnace | 0994152 BC Ltd
GP-2023-02247 | 2023-07-28 | 732 RUPERT STREET, Vancouver, BC V5K 4K9 | Gas Permit | Residential | Tenant Improvement | Completed | Residential - Re and Re the Furnace | Moore & Russell Heating Ltd
GP-2023-02198 | 2023-07-24 | 1280 RUPERT STREET, Vancouver, BC V5K 4L4 | Gas Permit | Residential | Renovation | Completed | Residential - INSTALL 1 GAS INSERT VENT AND CONNECT ONLY | The LM Fireplace Warehouse Ltd.
PP-2022-02097 | 2022-10-21 | 1325 RUPERT STREET, Vancouver, BC V5K 4L5 | Plumbing Permit | Residential | Renovation | Completed | Residential - plumbing. -CF-2022-003962 | Sukhvinder Singh
EP-2022-05494 | 2022-09-23 | 1325 RUPERT STREET, Vancouver, BC V5K 4L5 | Electrical Permit | Residential | Renovation | Completed | Installation / Repair - Residential - We r doing some new lights And some changes add some plugs and pot lights -CF-2022-003962 >Amend: Oct. 26th -we add two washroom re wiring and add some counter circuits in kitchens and smoke alarms per DBI | Sunrays Electrical Ltd
GP-2022-03734 | 2022-11-25 | 1525 RUPERT STREET, Vancouver, BC V5K 4L9 | Gas Permit | Residential | New | Completed | Residential - We are installing a Combi Boiler | Pro Ace Heating & Air Conditioning Services Ltd
GP-2022-03762 | NULL | 1525 RUPERT STREET, Vancouver, BC V5K 4L9 | Gas Permit | Residential | New | Cancelled | Residential - We installed IBC Boiler | Pro Ace Heating & Air Conditioning Services Ltd
PP-2022-04426 | 2022-12-13 | 1551 RUPERT STREET, Vancouver, BC V5K 4L9 | Plumbing Permit | Residential | Renovation | Completed | Residential - Two floor >BP: Exterior and interior alterations to dig out the existing crawl space and convert to living space in this existing two storey plus cellar one family dwelling on this inside with lane site | Busy Boys Plumbing & Heating Limited
EP-2022-10337 | 2022-12-12 | 1551 RUPERT STREET, Vancouver, BC V5K 4L9 | Electrical Permit | Residential | Renovation | Completed | Installation / Repair - Residential - 1, Install a Washing Machine and Plug it in. 2, Change the Storage dryer 30A into a dryer on the second floor. 3, Install two bathroom exhaust fans. 4, Install the kitchen hood fan. 5, Install a dishwasher. 6, Install an refrigerator plug. 7, Install GFCI plug 6 pcs. 8, Install ceiling LED lights. >BP: Exterior and interior alterations to dig out the existing crawl space and convert to living space in this existing two storey plus cellar one family dwelling on this inside with lane site Structural Schedule B provided by Shamsul Alam Shikder P. Eng. 604.255.3740 Note: CF-2021-005234 - 8' wet bar with no overhead cabinet proposed in the Rec Room in the basement. - no sleeping unit is allowed in the basement. (Slab is more than 5' deep than the adjacent grade) | NULL
NULL | NULL | 1551 RUPERT STREET, Vancouver, BC V5K 4L9 | Gas Permit | Residential | Renovation | Draft | Residential - Replace a gas stove | Orange Mechanical Ltd
NULL | NULL | 1551 RUPERT STREET, Vancouver, BC V5K 4L9 | Gas Permit | Residential | Renovation | Draft | Residential - Add a gas stove | Orange Mechanical Ltd
GP-2023-00018 | 2023-01-04 | 1551 RUPERT STREET, Vancouver, BC V5K 4L9 | Gas Permit | Residential | Renovation | Completed | Residential - Install a new gas stove | Orange Mechanical Ltd
PP-2022-02050 | 2022-06-14 | 1581 RUPERT STREET, Vancouver, BC V5K 4L9 | Plumbing Permit | Residential | New | Completed | Residential - 2FD+SS - FRONT - 1581 RUPERT ST BACK - 1579 RUPERT ST - #1 & #2 Draintile, Rainwater leader, sanitary, storm and sump services To construct a 2 storey two-family dwelling with a secondary suite located in the Basement/Cellar with a detached accessory building (garage) , at the rear providing 2 parking spaces, having vehicular access from the lane. 1. Covenant registered at the Land Title Office under CA9559964 2. A/C unit proposed located at rear yard. | Khela Excavating Ltd.
EP-2022-02153 | 2022-03-17 | 1581 RUPERT STREET, Vancouver, BC V5K 4L9 | Electrical Permit | Residential | New | Expired | Temporary Power - Residential - To provide temporary power. | Blueridge Electrical Ltd.
EP-2023-00527 | 2023-02-10 | 1581 RUPERT STREET, Vancouver, BC V5K 4L9 | Electrical Permit | Residential | New | Completed | Installation / Repair - Residential - Multi family duplex dwelling With one legal suite for electrical and extra low voltage >BP: To construct a 2 storey two-family dwelling with a secondary suite located in the Basement/Cellar ($714,300.00) with a detached accessory building (garage) , at the rear providing 2 parking spaces, having vehicular access from the lane. 1. Covenant registered at the Land Title Office under CA9559964 2. A/C unit proposed located at rear yard. 3. Schedule B Sharat Chande P.Eng (604-723-7534) Structural & Geotechnical 4. BC Housing: European Style Home This is a 2 storey building pursuant to the Zoning and Development By-Law ******THIS PERMIT HAS BEEN ISSUED UNDER THE REQUIREMENTS OF VBBL 2019****** | Blueridge Electrical Ltd.
GP-2022-04020 | 2022-12-16 | 1581 RUPERT STREET, Vancouver, BC V5K 4L9 | Gas Permit | Residential | New | Completed | Residential - Gas Appliance installation for: 1581 Rupert St: to install 1 boiler 1 range 1 bbq 1 dryer 1579 Rupert St to install 1 boiler 1 range 1 bbq 1 dryer BP: To construct a 2 storey two-family dwelling with a secondary suite located in the Basement/Cellar ($714,300.00) with a detached accessory building (garage) , at the rear providing 2 parking spaces, having vehicular access from the lane. 1. Covenant registered at the Land Title Office under CA9559964 2. A/C unit proposed located at rear yard. 3. Schedule B Sharat Chande P.Eng (604-723-7534) Structural & Geotechnical 4. BC Housing: European Style Home | Symbolistic Heating Ltd
PP-2022-02958 | 2022-08-24 | 1581 RUPERT STREET, Vancouver, BC V5K 4L9 | Plumbing Permit | Residential | New | Completed | Residential - New plumbing fixtures for: >BP: To construct a 2 storey two-family dwelling with a secondary suite located in the Basement/Cellar ($714,300.00) with a detached accessory building (garage) , at the rear providing 2 parking spaces, having vehicular access from the lane. 1. Covenant registered at the Land Title Office under CA9559964 2. A/C unit proposed located at rear yard. 3. Schedule B Sharat Chande P.Eng (604-723-7534) Structural & Geotechnical 4. BC Housing: European Style Home This is a 2 storey building pursuant to the Zoning and Development By-Law ******THIS PERMIT HAS BEEN ISSUED UNDER THE REQUIREMENTS OF VBBL 2019****** | SUNSHINE PLUMBING LTD
MP-2022-00187 | 2022-09-06 | 1581 RUPERT STREET, Vancouver, BC V5K 4L9 | Mechanical Permit | NULL | NULL | Completed | NULL | SUNSHINE PLUMBING LTD
SP-2023-00235 | 2023-02-08 | 1581 RUPERT STREET, Vancouver, BC V5K 4L9 | Sprinkler Permit | Residential | New | Completed | Residential - 2FD+SS - FRONT - 1581 RUPERT ST BACK - 1579 RUPERT ST - #1 & #2 Install sprinklers in duplex >DB: To construct a 2 storey two-family dwelling with a secondary suite located in the Basement/Cellar with a detached accessory building (garage) , at the rear providing 2 parking spaces, having vehicular access from the lane. 1. Covenant registered at the Land Title Office under CA9559964 2. A/C unit proposed located at rear yard. | Gold Key Fire Protection Ltd
EP-2022-03599 | 2022-05-05 | 680 RAYMUR AVENUE, Vancouver, BC V6A 2R1 | Electrical Permit | Commercial | Renovation | Completed | Installation / Repair - Commercial - Mock up of select rooms prior to construction for the New St Paul's Hospital project- for project design review by Owners and Project Co.; Mock Up installation to remain for 3 years. *Note that CRP for the project noted that lighting compliance document was not needed for this permit process due to the temporary nature of the installation. To alter the exiting suite in order to provide mock-ups for design review associated with the construction of the new St. Paul's Hospital. This permit allows temporary (3-year limited) occupancy of the existing building. BP fees paid under BP-2021-05008 | Plan Group Inc
EP-2022-03638 | 2022-05-04 | 680 RAYMUR AVENUE, Vancouver, BC V6A 2R1 | Electrical Permit | Commercial | Addition | Issued | Installation / Repair - Commercial - IP camera system install >BP: To alter the exiting suite in order to provide mock-ups for design review associated with the construction of the new St. Paul's Hospital. This permit allows temporary (3-year limited) occupancy of the existing building. BP fees paid under BP-2021-05008 | Arpel Security & Monitoring Ltd
EP-2022-04132 | 2022-05-26 | 5218 ROSS STREET, Vancouver, BC V5W 3K7 | Electrical Permit | Residential | New | Expired | Temporary Power - Residential - To provide temporary power. NOTE: Work authorized by this permit is for placement of a temporary power pole only and does not authorize any site construction and/or excavation. A separate Building Permit will be required prior to commencement of any other work on this site. | E G ELECTRICAL LTD.
PP-2023-00982 | 2023-03-22 | 5218 ROSS STREET, Vancouver, BC V5W 3K7 | Plumbing Permit | Residential | New | Issued | Residential - New plumbing >BP: To construct a 2 storey one-family dwelling with a secondary suite located in the Basement with a detached accessory building (garage) , at the rear providing 2 parking spaces, having vehicular access from the lane. 1. Covenant registered at the Land Title Office under CA9589241 2. No Strata Titling permitted 3. A/C Unit proposed -- Exterior component located in rear yard, Interior component located in second floor closet. 4. Bar sink not proposed. 5. Schedule B: (XUE LI CHEN, P.Eng.- 778-235-5447.) Structural, Geotechnical, Architectural item 1.5 6. HPO: Residential Builder- Maximus Vision Group Ltd. | GAHEER Bros Mechanical Ltd
MP-2023-00597 | 2023-04-06 | 5218 ROSS STREET, Vancouver, BC V5W 3K7 | Mechanical Permit | NULL | NULL | Issued | NULL | GAHEER Bros Mechanical Ltd
SP-2023-01177 | 2023-06-29 | 5218 ROSS STREET, Vancouver, BC V5W 3K7 | Sprinkler Permit | Residential | New | Issued | Residential - New piping and new sprinkler head installation >BP: To construct a 2 storey one-family dwelling with a secondary suite located in the Basement with a detached accessory building (garage) , at the rear providing 2 parking spaces, having vehicular access from the lane. 1. Covenant registered at the Land Title Office under CA9589241 2. No Strata Titling permitted 3. A/C Unit proposed -- Exterior component located in rear yard, Interior component located in second floor closet. 4. Bar sink not proposed. 5. Schedule B: (XUE LI CHEN, P.Eng.- 778-235-5447.) Structural, Geotechnical, Architectural item 1.5 6. HPO: Residential Builder- Maximus Vision Group Ltd. | MP FIRE PROTECTION LTD
GP-2023-02068 | 2023-07-11 | 5218 ROSS STREET, Vancouver, BC V5W 3K7 | Gas Permit | Residential | New | Issued | Residential - 1 Fireplace Venting and hookup only >BP: To construct a 2 storey one-family dwelling with a secondary suite | REAL LIGHTING & FIREPLACES LTD
GP-2023-01676 | 2023-05-30 | 5218 ROSS STREET, Vancouver, BC V5W 3K7 | Gas Permit | Residential | New | Issued | Residential - 1 Range, 1 BBQ, 1 Boiler & 1 Fireplace Piping only for Fireplace >BP; To construct a 2 storey one-family dwelling with a secondary suite | GAHEER Bros Mechanical Ltd
EP-2023-05265 | 2023-06-27 | 5218 ROSS STREET, Vancouver, BC V5W 3K7 | Electrical Permit | Residential | New | Issued | Installation / Repair - Residential - Electrical rough wiring and finishing with 200 amp overhead service *Permit Amendment Jul 11, 2023 -"Add load steam shower and kitchen wall oven" >BP: To construct a 2 storey one-family dwelling with a secondary suite located in the Basement ($564,225.00) with a detached accessory building (garage) ($10,000), at the rear providing 2 parking spaces, having vehicular access from the lane. 1. Covenant registered at the Land Title Office under CA9589241 2. No Strata Titling permitted 3. A/C Unit proposed -- Exterior component located in rear yard, Interior component located in second floor closet. 4. Bar sink not proposed. 5. Schedule B: (XUE LI CHEN, P.Eng.- 778-235-5447.) Structural, Geotechnical, Architectural item 1.5 6. HPO: Residential Builder- Maximus Vision Group Ltd. | E G ELECTRICAL LTD.
EP-2023-05259 | 2023-06-13 | 5218 ROSS STREET, Vancouver, BC V5W 3K7 | Electrical Permit | Residential | New | Issued | Installation / Repair - Residential - Install alarm, tv, tel, data, cameras, sound, doorbell, underground conduit, vacuum. >BP: To construct a 2 storey one-family dwelling with a secondary suite located in the Basement ($564,225.00) with a detached accessory building (garage) ($10,000), at the rear providing 2 parking spaces, having vehicular access from the lane. 1. Covenant registered at the Land Title Office under CA9589241 2. No Strata Titling permitted 3. A/C Unit proposed -- Exterior component located in rear yard, Interior component located in second floor closet. 4. Bar sink not proposed. 5. Schedule B: (XUE LI CHEN, P.Eng.- 778-235-5447.) Structural, Geotechnical, Architectural item 1.5 6. HPO: Residential Builder- Maximus Vision Group Ltd. Note: This is a 2 storey building pursuant to the Zoning and Development By-Law **THIS PERMIT HAS BEEN ISSUED UNDER THE REQUIREMENTS OF VBBL #12511 (2019) ** | Sidhu, Bhag Singh DBA: Astech Automation & Security Technologies
PP-2023-00208 | 2023-01-20 | 5218 ROSS STREET, Vancouver, BC V5W 3K7 | Plumbing Permit | Residential | New | Issued | Residential - TWO OUT SIDE SUMPS WITH OUT PUMP | JVT EXCAVATING & DEMOLITION LTD
GP-2022-04167 | 2022-12-30 | 5284 ROSS STREET, Vancouver, BC V5W 3K7 | Gas Permit | Residential | Renovation | Completed | Residential - re re tankless water heater | Thomson Industries Ltd
PP-2022-04546 | 2023-01-03 | 5326 ROSS STREET, Vancouver, BC V5W 3K9 | Plumbing Permit | Residential | New | Completed | Residential - install sumps | Ajac Construction & Excavation Inc
EP-2022-09572 | 2023-01-06 | 5326 ROSS STREET, Vancouver, BC V5W 3K9 | Electrical Permit | Residential | New | Completed | Installation / Repair - Residential - Duplex with a secondary suite, a 200amp service, to 3 positions meter base >Permit Amendment Nov 30, 2023 -"Please see the attached load calc, please note that we have removed the heat pump in the suite and baseboard was added resulting in the load calc only going up 10 amps instead of 20" *Document(s) uploaded to "Application Documents" tab for Electrical Inspector review. Documents are at pending status at time of permit amendment approval DB: 2FD+SS To construct a two and a half storey two-family dwelling with one secondary suite ($1,023,000) located in the basement, with a detached accessory building (garage) at the rear providing 2 parking spaces, having vehicular access from the lane. Note: This Building Permit will remain in a suspended status until the associated (green) Demolition Permit BP-2022-01638 is completed. Note: This is a 2.5 storey building pursuant to the Zoning and Development By-Law 1. Covenant registered at the Land Title Office under CB83426 2. No strata titling permitted 3. A/C units proposed in front/ rear & upper floor/ crawlspace 4. Bar sinks NOT proposed 5. Schedule B: Thanh Van Le P. Eng. (604)-421-3288 Structural & Geotechnical 6. HPO: Residential Builder - Saint Construction Management Ltd. | Pacific Star Electric Inc
EP-2022-06851 | 2022-08-15 | 5326 ROSS STREET, Vancouver, BC V5W 3K9 | Electrical Permit | Residential | New | Expired | Temporary Power - Residential - To provide temporary power. Amend: Sept 8, 2022 Temp Service is 100a, please revise Amended - Sept 20th Single Phase, 3 Wire | Pacific Star Electric Inc
MP-2023-01214 | 2023-07-04 | 5326 ROSS STREET, Vancouver, BC V5W 3K9 | Mechanical Permit | NULL | NULL | Completed | NULL | EXCEL MECHANICAL LTD
SP-2023-00448 | 2023-03-15 | 5326 ROSS STREET, Vancouver, BC V5W 3K9 | Sprinkler Permit | Residential | New | Completed | Residential - 2FD+SS - WEST - 5326 ROSS ST - #1 & #2 EAST - 1130 E 37TH AV Installation of new fore sprinkler system >DB: To construct a two and a half storey two-family dwelling with one secondary suite located in the basement, with a detached accessory building (garage) at the rear providing 2 parking spaces plus one surface parking over gravel, having vehicular access from the lane. Note: This Building Permit will remain in a suspended status until the associated (green) Demolition Permit BP-2022-01638 is completed. Note: This is a 2.5 storey building pursuant to the Zoning and Development By-Law 1. Covenant registered at the Land Title Office under CB83426 2. No strata titling permitted 3. A/C units proposed in front/ rear & upper floor/ crawlspace 4. Bar sinks NOT proposed | Fire Busters Inc
PP-2023-01158 | 2023-04-03 | 5326 ROSS STREET, Vancouver, BC V5W 3K9 | Plumbing Permit | Residential | New | Completed | Residential - 2FD+SS - EAST - 1130 E 37TH AV ( 5328 ROSS ST (SS) WEST - 5326 ROSS ST duplex plumbing The entire building, INCLUDING THE ATTACHED GARAGE (if applicable), to be sprinklered to 2 x NFPA 13D. >DB: To construct a two and a half storey two-family dwelling with one secondary suite located in the basement, with a detached accessory building (garage) at the rear providing 2 parking spaces plus one surface parking over gravel, having vehicular access from the lane. Note: This is a 2.5 storey building pursuant to the Zoning and Development By-Law 1. Covenant registered at the Land Title Office under CB83426 2. No strata titling permitted 3. A/C units proposed in front/ rear & upper floor/ crawlspace 4. Bar sinks NOT proposed | EXCEL MECHANICAL LTD
PP-2023-04143 | 2023-11-24 | 5326 ROSS STREET, Vancouver, BC V5W 3K9 | Plumbing Permit | Residential | New | Completed | Residential - Installing back flow preventer | Everglade Landscaping
MP-2023-02272 | 2023-12-20 | 5326 ROSS STREET, Vancouver, BC V5W 3K9 | Mechanical Permit | NULL | NULL | Completed | NULL | Perfect Air Solutions Ltd
GP-2023-00012 | 2023-01-03 | 5334 ROSS STREET, Vancouver, BC V5W 3K9 | Gas Permit | Residential | Renovation | Completed | Residential - HWT re&re | Ferenc Nagy
GP-2022-03039 | 2022-10-06 | 5478 ROSS STREET, Vancouver, BC V5W 3K9 | Gas Permit | Residential | Tenant Improvement | Completed | Residential - Re Re boiler | Moore & Russell Heating Ltd
EP-2022-00087 | 2022-01-21 | 5510 ROSS STREET, Vancouver, BC V5W 3L1 | Electrical Permit | Residential | Renovation | Completed | Installation / Repair - Residential - Service change from 100 to 200 amps. Its EV Charger only | Danvia Electric Ltd
GP-2022-00307 | 2022-01-31 | 5528 ROSS STREET, Vancouver, BC V5W 3L1 | Gas Permit | Residential | Renovation | Completed | Residential - Decommission and remove existing furnace, disposal/recycle, install new high efficient furnace | Ashton Service Group/Ashton Mechanical Ltd.
GP-2023-03999 | 2023-12-12 | 2027 SCARBORO AVENUE, Vancouver, BC V5P 2L2 | Gas Permit | Residential | Renovation | Completed | Residential - RE&Re furnace | Milani Plumbing Heating & Air Conditioning Ltd
GP-2023-01434 | 2023-05-03 | 2037 SCARBORO AVENUE, Vancouver, BC V5P 2L2 | Gas Permit | Residential | Tenant Improvement | Completed | Residential - Remove hot water tank and boiler in stall new combi Boiler. | 484081 BC LTD
EP-2023-00555 | 2023-01-25 | 2132 SCARBORO AVENUE, Vancouver, BC V5P 2L3 | Electrical Permit | Residential | Addition | Completed | Installation / Repair - Residential - 200 amp main service 125 amp for house and 100 amp for lwh Main service location change from house to lwh | H.L. ELECTRICAL LTD
MP-2022-00684 | 2022-12-10 | 2132 SCARBORO AVENUE, Vancouver, BC V5P 2L3 | Mechanical Permit | NULL | NULL | Completed | NULL | HKR Plumbing Ltd
NULL | NULL | 2132 SCARBORO AVENUE, Vancouver, BC V5P 2L3 | Plumbing Permit | Residential | New | Draft | Residential - Installing 2 Sumps | Hans Demolition and Excavating Ltd.
PP-2022-03346 | 2022-09-22 | 2132 SCARBORO AVENUE, Vancouver, BC V5P 2L3 | Plumbing Permit | Residential | New | Completed | Residential - Plumbing fixtures for: >BP: To construct a ONE storey laneway house building ($225,000) with an open parking pad, providing 1 parking space, having vehicular access from the lane. Note: This is a 1 ½ storey building pursuant to the Zoning & Development By-law Note: Bldg 1 (principal bldg) addressed #1 - 2132 Scarboro retained on site. 1. No A/C unit proposed 2. Schedule B: STR/GEO ALAN PRAHALAD P.Eng (604-831-1431) Structural & Geotechnical 3. HPO: Residential Builder- Cyanic Development 42035 4. Entire Building to have NFPA 13-D | HKR Plumbing Ltd
EP-2023-00340 | 2023-01-16 | 2139 SCARBORO AVENUE, Vancouver, BC V5P 2L2 | Electrical Permit | Residential | New | Expired | Temporary Power - Residential - To provide temporary power. Amend: Jan 18, 2023 Special permission uploaded | H.L. ELECTRICAL LTD
EP-2023-05595 | 2023-07-06 | 2139 SCARBORO AVENUE, Vancouver, BC V5P 2L2 | Electrical Permit | Residential | New | Issued | Installation / Repair - Residential - ¦ 1FD + 1SS/ 125A SERVICE DISCONNECT/ RE-CONNECT ¦ Change service location.200 amp main service 125 amp for house 100 amp for lwh >Permit Amendment Oct 26, 2023 -"Need to amend main service 200 amp. 150 amp for main house 100 amp for lwh" -"Load cal upload" *Document(s) uploaded to "Application Documents" tab for Electrical Inspector review. Documents are at pending status at time of permit amendment approval | H.L. ELECTRICAL LTD
GP-2023-03767 | 2023-11-28 | 2205 SCARBORO AVENUE, Vancouver, BC V5P 2L2 | Gas Permit | Residential | Renovation | Completed | Residential - replacing of the old furnace with a high efficiency furnace | Best Way Heating Inc
GP-2022-03726 | 2022-11-24 | 6406 QUEBEC STREET, Vancouver, BC V5W 2R1 | Gas Permit | Residential | New | Completed | Residential - We install a Combi Boiler | Pro Ace Heating & Air Conditioning Services Ltd
GP-2022-01427 | 2022-05-11 | 6725 QUEBEC STREET, Vancouver, BC V5X 4N4 | Gas Permit | Residential | Renovation | Completed | Residential - replaced furnace | FOCUS MECHANICAL LTD.
GP-2023-03230 | 2023-10-25 | 7028 QUEBEC STREET, Vancouver, BC V5X 3G7 | Gas Permit | Residential | Renovation | Completed | Residential - boiler re&re | Ferenc Nagy
GP-2022-02304 | 2022-08-08 | 7031 QUEBEC STREET, Vancouver, BC V5X 3G6 | Gas Permit | Residential | Renovation | Completed | Residential - furnace replacement | Westmount Heating Ltd
GP-2022-00808 | 2022-03-14 | 7038 QUEBEC STREET, Vancouver, BC V5X 3G7 | Gas Permit | Residential | Renovation | Completed | Residential - tankless re&re | Ferenc Nagy
EP-2023-01784 | 2023-03-09 | 1280 RAYMUR AVENUE, Vancouver, BC V6A 3L8 | Electrical Permit | Commercial | Tenant Improvement | Completed | Installation / Repair - Commercial - Replace 1 existing CPF-50, level 2 AC EV Charger with PhiHong AW32 networked AC level 2 EV Charger. Install 4 new PhiHong AW32 networked AC Level 2 EV chargers from Main distribution 80 amp cascade system with 40 amp breakers each station. Install network for communications. | Power Pros Electrical Ltd
GP-2022-03494 | 2022-11-08 | 5762 RHODES STREET, Vancouver, BC V5R 3P4 | Gas Permit | Residential | Renovation | Completed | Residential - Re and Re | Airlink Heating and Plumbing Ltd
EP-2023-00912 | 2023-05-02 | 509 RICHARDS STREET, Vancouver, BC V6B 2Z6 | Electrical Permit | Commercial | Tenant Improvement | Completed | Installation / Repair - Commercial - Common area lighting upgrade, to include lobby and hallway pot light retrofit, installation of elevator lobby wall sconces, installation of lobby pots and pendants, installation of led cove lighting, electrical receptacle refresh. Additional lighting to be fished in. Device refresh. *WWOP Feb 2, 2023 RMN CF-2023-001094 | Berts Electric (2001) Ltd
EP-2023-08513 | 2023-12-15 | 518 RICHARDS STREET, Vancouver, BC V6B 3A2 | Electrical Permit | Commercial | Addition | Completed | Installation / Repair - Commercial - Receptacle install (150 total) for AC units. Engineered load calculations completed with design. | Brian Wuttke
GP-2022-00171 | 2022-01-20 | 5826 ROSS STREET, Vancouver, BC V5W 3L4 | Gas Permit | Residential | Renovation | Completed | Residential - Re&Re Furnace BTU: 90.000 | Milani Plumbing Heating & Air Conditioning Ltd
GP-2022-03253 | 2022-10-21 | 5950 ROSS STREET, Vancouver, BC V5W 3L5 | Gas Permit | Residential | Tenant Improvement | Completed | Residential - replacement of a 50 gallon gas hot water tank | A-1 Drainage Plumbing & Heating Limited
EP-2022-03650 | 2022-05-04 | 6052 ROSS STREET, Vancouver, BC V5W 3L5 | Electrical Permit | Residential | New | Expired | Temporary Power - Residential - To provide temporary power. | BRITECH ELECTRIC LTD
EP-2022-03394 | 2022-04-27 | 6052 ROSS STREET, Vancouver, BC V5W 3L5 | Electrical Permit | Residential | New | Expired | Temporary Power - Residential - To provide temporary power. | Bindi Electrical Services Ltd
PP-2022-04050 | 2022-11-10 | 6052 ROSS STREET, Vancouver, BC V5W 3L5 | Plumbing Permit | Residential | New | Completed | Residential - to install new plumbing fixtures >To construct a 2 storey one-family dwelling with a secondary suite located in the Basement ($906,325) with an open parking pad, providing 1 parking space, having vehicular access from the 20' Lane. 1. Covenant registered at the Land Title Office under CA9796277 2. A/C proposed – Exterior component located in Rear, Interior component located in Second floor. 3. Bar sink located in basement. 4. Schedule B: (M. Afzal) P.Eng (778.756.9655) Structural & Geotechnical 5. HPO: Residential Builder- SGP Holdings Ltd Note: The entire building, INCLUDING THE ATTACHED GARAGE (if applicable), to be sprinklered to NFPA 13D Note: This is a 2 storey building pursuant to the Zoning and Development By-Law Address Information: Principle Dwelling: #1- 6052 Ross St Secondary Suite: #2- 6052 Ross St Laneway home:#3- 6052 Ross St Address and suite numbers assigned as per approved plans for Fire and Emergency response. The address number is to be posted to the building to be visible from the street and the suite numbers are to be posted at the suite entries in accordance with the Building By-law prior to final inspection. **THIS PERMIT HAS BEEN ISSUED UNDER THE REQUIREMENTS OF VBBL #12511 (2019) ** | ACME PLUMBING HEATING & GAS LTD.
MP-2022-00593 | 2022-11-21 | 6052 ROSS STREET, Vancouver, BC V5W 3L5 | Mechanical Permit | NULL | NULL | Completed | NULL | ACME PLUMBING HEATING & GAS LTD.
NULL | NULL | 6052 ROSS STREET, Vancouver, BC V5W 3L5 | Plumbing Permit | Residential | New | Draft | Residential - 2 SUMPS NO PUMP | NULL
PP-2022-03038 | 2022-08-31 | 6052 ROSS STREET, Vancouver, BC V5W 3L5 | Plumbing Permit | Residential | New | Completed | Residential - SUMPS | Bhullar Excavating and Demolition
EP-2023-01008 | 2023-02-07 | 6052 ROSS STREET, Vancouver, BC V5W 3L5 | Electrical Permit | Residential | New | Completed | Installation / Repair - Residential - Extra Low Voltage Pre wire & Finishing for TV, Tel, Data, CCTV & Security Alarm System >BP: To construct a 2 storey one-family dwelling with a secondary suite located in the Basement ($906,325) with an open parking pad, providing 1 parking space, having vehicular access from the 20' Lane. 1. Covenant registered at the Land Title Office under CA9796277 2. A/C proposed – Exterior component located in Rear, Interior component located in Second floor. 3. Bar sink located in basement. 4. Schedule B: (M. Afzal) P.Eng (778.756.9655) Structural & Geotechnical 5. HPO: Residential Builder- SGP Holdings Ltd Note: The entire building, INCLUDING THE ATTACHED GARAGE (if applicable), to be sprinklered to NFPA 13D Note: This is a 2 storey building pursuant to the Zoning and Development By-Law Address Information: Principle Dwelling: #1- 6052 Ross St Secondary Suite: #2- 6052 Ross St Laneway home:#3- 6052 Ross St Address and suite numbers assigned as per approved plans for Fire and Emergency response. The address number is to be posted to the building to be visible from the street and the suite numbers are to be posted at the suite entries in accordance with the Building By-law prior to final inspection. **THIS PERMIT HAS BEEN ISSUED UNDER THE REQUIREMENTS OF VBBL #12511 (2019) ** | Secure Worx AV & Automation Inc
EP-2023-01174 | 2023-02-14 | 6052 ROSS STREET, Vancouver, BC V5W 3L5 | Electrical Permit | Residential | New | Completed | Installation / Repair - Residential - 200amp service installation *MP-2022-00593 >BP: To construct a 2 storey one-family dwelling with a secondary suite located in the Basement ($906,325) with an open parking pad, providing 1 parking space, having vehicular access from the 20' Lane. 1. Covenant registered at the Land Title Office under CA9796277 2. A/C proposed – Exterior component located in Rear, Interior component located in Second floor. 3. Bar sink located in basement. 4. Schedule B: (M. Afzal) P.Eng (778.756.9655) Structural & Geotechnical 5. HPO: Residential Builder- SGP Holdings Ltd Note: The entire building, INCLUDING THE ATTACHED GARAGE (if applicable), to be sprinklered to NFPA 13D Note: This is a 2 storey building pursuant to the Zoning and Development By-Law **THIS PERMIT HAS BEEN ISSUED UNDER THE REQUIREMENTS OF VBBL #12511 (2019) ** | BRITECH ELECTRIC LTD
GP-2023-00568 | 2023-02-23 | 6052 ROSS STREET, Vancouver, BC V5W 3L5 | Gas Permit | Residential | New | Completed | Residential - 1 Boiler, 1 Cooktop, 1 Range and rough-in for 1 BBQ Cooktop - Rough In only >BP: To construct a 2 storey one-family dwelling with a secondary suite located in the Basement ($906,325) with an open parking pad, providing 1 parking space, having vehicular access from the 20' Lane >Amend: July 14, 2023 - Change cooktop to rough in only | ACME PLUMBING HEATING & GAS LTD.
SP-2023-00174 | 2023-01-30 | 6052 ROSS STREET, Vancouver, BC V5W 3L5 | Sprinkler Permit | Residential | New | Completed | Residential - to install a new Sprinkler System in the Main house >BP: To construct a 2 storey one-family dwelling with a secondary suite located in the Basement with an open parking pad, providing 1 parking space, having vehicular access from the 20' Lane. 1. Covenant registered at the Land Title Office under CA9796277 2. A/C proposed – Exterior component located in Rear, Interior component located in Second floor. 3. Bar sink located in basement. 4. Schedule B: (M. Afzal) P.Eng (778.756.9655) Structural & Geotechnical 5. HPO: Residential Builder- SGP Holdings Ltd | ACME PLUMBING HEATING & GAS LTD.
NULL | NULL | 6052 ROSS STREET, Vancouver, BC V5W 3L5 | Mechanical Permit | NULL | NULL | Withdrawn | NULL | Co-Aire Sheetmetal Ltd
PP-2022-02360 | 2022-07-07 | 6094 ROSS STREET, Vancouver, BC V5W 3L5 | Plumbing Permit | Residential | New | Completed | Residential - installation of new irrigation system including backflow prevention device | Isidore Landscapes Inc.
GP-2023-02457 | 2023-08-22 | 6119 ROSS STREET, Vancouver, BC V5W 3L7 | Gas Permit | Residential | Renovation | Completed | Residential - Residential - Removing existing atmospheric water heater and furnace and replaced with a tankless water heater with air handler | FIRST CONTACT MECHANICAL LTD.
EP-2023-01673 | 2023-02-28 | 4226 RUPERT STREET, Vancouver, BC V5R 2H7 | Electrical Permit | Residential | Renovation | Issued | Installation / Repair - Residential - Partial house renovation. Bedrooms, ensuite, bathroom, laundry room. >BP: Exterior and interior alterations to provide improvements to this one family dwelling building on this site. Exterior work to remove chimneys, and replace windows, door and cladding on the west elevation, and replace some cladding on the south elevation. OK for Field Review per W.Wong Notes: - Schedule B, Architectural, Travis Hanks, 778-837-6744. - REUP Submitted by Peter Moffatt, 604-812-8304. Scope of work to include energy upgrade in accordance with Article 11.2.1.4 of the 2019 Vancouver Building By-law and as per the Energy Efficiency Upgrade Details noted in the Energuide Report. *UPGRADES: new USI 1.04 windows and air sealing. This permit is for alterations as shown in plans only. Any unauthorized work on this site, existing or otherwise, is neither recognized nor approved and may be subject to enforcement action. | TCA Industries Ltd
PP-2023-00704 | 2023-03-02 | 4226 RUPERT STREET, Vancouver, BC V5R 2H7 | Plumbing Permit | Residential | Renovation | Issued | Residential - Bathroom and laundry room plumbing >DB: Exterior and interior alterations to provide improvements to this one family dwelling building on this site. Exterior work to remove chimneys, and replace windows, door and cladding on the west elevation, and replace some cladding on the south elevation. | Greywater Plumbing And Heating Inc
EP-2022-06046 | 2022-07-21 | 4229 RUPERT STREET, Vancouver, BC V5R 2H6 | Electrical Permit | Residential | New | Completed | Installation / Repair - Residential - Doing Electrical connection for a 12 solar panels, each at 455W, with total system size of 5.460 KW. Just 1 string connecting all 12 panel, using APS QS1A micro-inverters. Each micro-inverter connects to 4 solar panels. All panels are connected to a solar panel junction box, From the junction box use 10 AWG copper cables to connect to an AC disconnect (30 AMP) before connecting to garage sub-panel (40 AMP), feeding to the main panel in the house (100 AMP) , Actually, solar is feeding to the panel not consumption, so solar does not add to demand load calculation. | Amor Energy Corporation
EP-2023-02660 | 2023-03-31 | 4311 RUPERT STREET, Vancouver, BC V5R 2H9 | Electrical Permit | Residential | New | Issued | Temporary Power - Residential - Install a temporary power. for the existing house and new LWH construction. Note: This permit has been isued based on CE Code Rule 76-014. | Econ Energy Group Ltd
EP-2023-03264 | 2023-04-21 | 4311 RUPERT STREET, Vancouver, BC V5R 2H9 | Electrical Permit | Residential | New | Issued | Installation / Repair - Residential - Main house power connect and disconnect. Relocating to temporary pole >>>AMEND: MAY 05, 2023: -Service 125 to 100 amp | Econ Energy Group Ltd
PP-2022-01589 | 2022-05-09 | 4339 RUPERT STREET, Vancouver, BC V5R 2H9 | Plumbing Permit | Residential | New | Completed | Residential - sump >BP: To construct a 2 storey two-family dwelling with 2 secondary suites located in the Basement ($796,522) with a detached accessory building (garage) and 1 open parking at the rear providing 3 parking spaces, having vehicular access from the lane. The entire building, INCLUDING THE ATTACHED GARAGE (if applicable), to be sprinklered to 2 x NFPA 13D 1. Covenant registered at the Land Title Office under CA9626491 2. No A/C Unit proposed 3. Schedule B: (M.S. Alam) P.Eng (604.653.7475) Structural & Geotechnical 4. HPO: Residential Builder- SBPS Homes Ltd Note: This is a 2 storey building pursuant to the Zoning and Development By-Law Address Information: Principle Dwelling (Front): 4339 Rupert St Principle Dwelling (Back): 4341 Rupert St Address and suite numbers assigned as per approved plans for Fire and Emergency response. The address numbers are to be posted on the building to be visible from the street and the suite numbers are to be posted at the suite entries in accordance with the Building By-law prior to final inspection. **THIS PERMIT HAS BEEN ISSUED UNDER THE REQUIREMENTS OF VBBL #12511 (2019)** | PTL Contracting Ltd
PP-2022-02025 | 2022-06-14 | 4339 RUPERT STREET, Vancouver, BC V5R 2H9 | Plumbing Permit | Residential | New | Completed | Residential - plumbing To construct a 2 storey two-family dwelling with 2 secondary suites located in the Basement ($796,522) with a detached accessory building (garage) and 1 open parking at the rear providing 3 parking spaces, having vehicular access from the lane | Ajit's Plumbing Heating & Electrical Contracting Ltd
EP-2022-01150 | 2022-02-14 | 4339 RUPERT STREET, Vancouver, BC V5R 2H9 | Electrical Permit | Residential | New | Expired | Temporary Power - Residential - To provide temporary power. NOTE: Work authorized by this permit is for placement of a temporary power pole only and does not authorize any site construction and/or excavation. A separate Building Permit will be required prior to commencement of any other work on this site. | Maple Leaf Electrical Ltd
GP-2022-02164 | 2022-07-25 | 4339 RUPERT STREET, Vancouver, BC V5R 2H9 | Gas Permit | Residential | New | Completed | Residential - 2FD+2SS - FRONT - 4339 RUPERT ST - #1 & #2 BACK - 4341 RUPERT ST - #1 & #2 Complete 2 boilers, 2 ranges and piping only for 2 bbq To construct a 2 storey two-family dwelling with 2 secondary suites located in the Basement with a detached accessory building (garage) and 1 open parking at the rear providing 3 parking spaces, having vehicular access from the lane. The entire building, INCLUDING THE ATTACHED GARAGE (if applicable), to be sprinklered to 2 x NFPA 13D 1. Covenant registered at the Land Title Office under CA9626491 2. No A/C Unit proposed | Deep Gas Fitting Ltd.
EP-2022-06338 | 2022-07-27 | 4339 RUPERT STREET, Vancouver, BC V5R 2H9 | Electrical Permit | Residential | New | Completed | Installation / Repair - Residential - Electrical low voltage-cable,telephone,alarm system,vacuum system,door bell ,cameras etc. pre-wire and finish >BP: To construct a 2 storey two-family dwelling with 2 secondary suites located in the Basement ($796,522) with a detached accessory building (garage) and 1 open parking at the rear providing 3 parking spaces, having vehicular access from the lane. The entire building, INCLUDING THE ATTACHED GARAGE (if applicable), to be sprinklered to 2 x NFPA 13D 1. Covenant registered at the Land Title Office under CA9626491 2. No A/C Unit proposed 3. Schedule B: (M.S. Alam) P.Eng (604.653.7475) Structural & Geotechnical 4. HPO: Residential Builder- SBPS Homes Ltd Note: This is a 2 storey building pursuant to the Zoning and Development By-Law Address Information: Principle Dwelling (Front): 4339 Rupert St Principle Dwelling (Back): 4341 Rupert St Address and suite numbers assigned as per approved plans for Fire and Emergency response. The address numbers are to be posted on the building to be visible from the street and the suite numbers are to be posted at the suite entries in accordance with the Building By-law prior to final inspection. **THIS PERMIT HAS BEEN ISSUED UNDER THE REQUIREMENTS OF VBBL #12511 (2019)** | Gigabyte Security Solutions Inc.
SP-2022-01203 | 2022-07-28 | 4339 RUPERT STREET, Vancouver, BC V5R 2H9 | Sprinkler Permit | Residential | New | Completed | Residential - 2FD+2SS - FRONT - 4339 RUPERT ST - #1 & #2 BACK - 4341 RUPERT ST - #1 & #2 Piping and fixture installation To construct a 2 storey two-family dwelling with 2 secondary suites located in the Basement with a detached accessory building (garage) and 1 open parking at the rear providing 3 parking spaces, having vehicular access from the lane. The entire building, INCLUDING THE ATTACHED GARAGE (if applicable), to be sprinklered to 2 x NFPA 13D 1. Covenant registered at the Land Title Office under CA9626491 2. No A/C Unit proposed | RG Plumbing Ltd
EP-2022-06612 | 2022-08-22 | 4339 RUPERT STREET, Vancouver, BC V5R 2H9 | Electrical Permit | Residential | New | Completed | Installation / Repair - Residential - Duplex house new construction -there is no ac no air handler no ventilation for hvac Its miti split ac >BP: To construct a 2 storey two-family dwelling with 2 secondary suites located in the Basement ($796,522) with a detached accessory building (garage) and 1 open parking at the rear providing 3 parking spaces, having vehicular access from the lane. The entire building, INCLUDING THE ATTACHED GARAGE (if applicable), to be sprinklered to 2 x NFPA 13D 1. Covenant registered at the Land Title Office under CA9626491 2. No A/C Unit proposed 3. Schedule B: (M.S. Alam) P.Eng (604.653.7475) Structural & Geotechnical 4. HPO: Residential Builder- SBPS Homes Ltd Note: This is a 2 storey building pursuant to the Zoning and Development By-Law Address Information: Principle Dwelling (Front): 4339 Rupert St Principle Dwelling (Back): 4341 Rupert St Address and suite numbers assigned as per approved plans for Fire and Emergency response. The address numbers are to be posted on the building to be visible from the street and the suite numbers are to be posted at the suite entries in accordance with the Building By-law prior to final inspection. **THIS PERMIT HAS BEEN ISSUED UNDER THE REQUIREMENTS OF VBBL #12511 (2019)** | Maple Leaf Electrical Ltd
EP-2023-04366 | 2023-05-26 | 1251 SE MARINE DRIVE, Vancouver, BC V5X 2W2 | Electrical Permit | Residential | Renovation | Issued | Installation / Repair - Residential - Remove range plugs and hood fan for an authorized suite -CF-2021-003651 | BERNARD ALBINDIA; TWIN'S ELECTRICAL
EP-2022-08110 | 2022-09-27 | 7525 SELKIRK STREET, Vancouver, BC V6P 4H3 | Electrical Permit | Residential | Renovation | Completed | Installation / Repair - Residential - Garage: sub panel to be added, move circuit, install 20amp rec, install circuit for fridge, install 2 baseboard heaters w. thermostat, add new light with switch, install 3 lights, 5 led panels | Golden Leaf Electrical Services Ltd.
GP-2023-03132 | 2023-10-19 | 7057 QUEBEC STREET, Vancouver, BC V5X 3G6 | Gas Permit | Residential | Renovation | Completed | Residential - hwt re&re | Ferenc Nagy
NULL | NULL | 7083 QUEBEC STREET, Vancouver, BC V5X 3G6 | Electrical Permit | Residential | New | Withdrawn | Installation / Repair - Residential - Install a heat pump/hvac | NULL
EP-2022-05303 | 2022-09-06 | 7083 QUEBEC STREET, Vancouver, BC V5X 3G6 | Electrical Permit | Residential | Renovation - Dwelling Unit(s) only | Completed | Installation / Repair - Residential - Alterations work for basement bathroom and kitchen wiring alterations including plugs and appliance circuits under the building permit that has been applied for. Upgrade of the 200amp overhead service is also under the scope of work. I am estimating an additional $4000 worth of labor and equipment added to permit value. Exterior and interior alterations to provide improvements to this one family dwelling on this site. Exterior work to reduce the deck size. Upgrade of main electrical panel from 100 amp to 200 amp >BP: CF-2021-010927 Exterior and interior alterations to provide improvements to this one family dwelling on this site. Exterior work to reduce the deck size. Scope of work includes relocating the laundry room in the basement, reconfiguring the kitchen, new walls in the kitchen and hallway area, replacing the fireplace with an electric fireplace and upgrading attic insulation. OK for Field Review per H.Hartwell Notes: - Schedule B, Structural, Kevin Grant, P.Eng, 778-231-8448. - REUP form submitted by Karan Brar, Capital Home Energy, 604-562-0387. **Amend 11/07/2022** Addition of 2 receptacles to rooms from main electrical panel. (no additional cost to project) | Innova Electrical Contracting Ltd
PP-2022-02306 | 2022-09-12 | 7083 QUEBEC STREET, Vancouver, BC V5X 3G6 | Plumbing Permit | Residential | Renovation | Completed | Residential - Check renovation work, install fixtures -CF-2021-010927 >Exterior and interior alterations to provide improvements to this one family dwelling on this site. Exterior work to reduce the deck size. >BP: CF-2021-010927 Exterior and interior alterations to provide improvements to this one family dwelling on this site. Exterior work to reduce the deck size. Scope of work includes relocating the laundry room in the basement, reconfiguring the kitchen, new walls in the kitchen and hallway area, replacing the fireplace with an electric fireplace and upgrading attic insulation. | Milton R P Gardner
GP-2022-01969 | 2022-09-02 | 7083 QUEBEC STREET, Vancouver, BC V5X 3G6 | Gas Permit | Residential | Renovation | Completed | Residential - New gasline for dryer, fireplace. Replace old line for furnace. >Exterior and interior alterations to provide improvements to this one family dwelling on this site. Exterior work to reduce the deck size. OK for Field Review per H.Hartwell Amend: Oct 17, 2022 Add range (84,000) and furnace (70,000) to permit | Milton R P Gardner
GP-2022-03157 | 2022-10-18 | 7083 QUEBEC STREET, Vancouver, BC V5X 3G6 | Gas Permit | Residential | Renovation | Completed | Residential - Installation of one gas fireplace - venting and hook up only >BP: CF-2021-010927 Exterior and interior alterations to provide improvements to this one family dwelling on this site. Exterior work to reduce the deck size. Scope of work includes relocating the laundry room in the basement, reconfiguring the kitchen, new walls in the kitchen and hallway area, replacing the fireplace with an electric fireplace and upgrading attic insulation. | Urban Fireplaces Ltd
EP-2023-09539 | 2023-10-21 | 7109 QUEBEC STREET, Vancouver, BC V5X 3G8 | Electrical Permit | Residential | New | Issued | Temporary Power - Residential - To provide temporary power. | Vanline Electric Ltd
MP-2022-00656 | 2022-12-07 | 7123 QUEBEC STREET, Vancouver, BC V5X 3G8 | Mechanical Permit | NULL | NULL | Cancelled | NULL | Moore And Russell Heating And Air Conditioning Ltd
EP-2022-10323 | 2022-12-12 | 7123 QUEBEC STREET, Vancouver, BC V5X 3G8 | Electrical Permit | Residential | Tenant Improvement | Issued | Installation / Repair - Residential - Service upgrade to 200amps first; followed by Electrical install of HP and 2 baseboard heaters(electric) in the basement rooms. Existing service: 125amps Building permit not required *MP-2022-00656: Issued (Heating and Cooling) >Permit Amendment Sep 05, 2023 -Amending permit for service upgrade only which changes the job value to $1900" AMEND: DEC 7/2022 LOAD CALCULATIONS UPLOADED | Moore And Russell Heating And Air Conditioning Ltd
EP-2023-03501 | 2023-04-26 | 7123 QUEBEC STREET, Vancouver, BC V5X 3G8 | Electrical Permit | Residential | Addition | Completed | Installation / Repair - Residential - Installation of E.V. Charger in detached garage (7680W). | Daniel Topping
MP-2023-00563 | 2023-04-03 | 7123 QUEBEC STREET, Vancouver, BC V5X 3G8 | Mechanical Permit | NULL | NULL | Completed | NULL | Pro Ace Heating & Air Conditioning Services Ltd
GP-2022-03314 | 2022-10-26 | 3120 QUEENS AVENUE, Vancouver, BC V5R 4T5 | Gas Permit | Residential | Renovation | Completed | Residential - To Replace 1 Furnace Re/Re | ALL TIME HEATING PLUMBING & AIR CONDITIONING
GP-2023-00718 | 2023-03-01 | 3173 QUEENS AVENUE, Vancouver, BC V5R 4T6 | Gas Permit | Residential | Renovation | Completed | Residential - Furnace re&re | Ferenc Nagy
GP-2022-01612 | 2022-05-26 | 3173 QUEENS AVENUE, Vancouver, BC V5R 4T6 | Gas Permit | Residential | Renovation | Completed | Residential - HWT re&re | Ferenc Nagy
EP-2023-04806 | 2023-06-08 | 3192 QUEENS AVENUE, Vancouver, BC V5R 4T5 | Electrical Permit | Residential | Renovation | Completed | Installation / Repair - Residential - Upgrade electrical panel from 100A to 200A | Blue Galaxy Solutions Ltd
NULL | NULL | 3192 QUEENS AVENUE, Vancouver, BC V5R 4T5 | Mechanical Permit | NULL | NULL | Withdrawn | NULL | Blue Galaxy Solutions Ltd
MP-2023-01204 | 2023-07-13 | 3192 QUEENS AVENUE, Vancouver, BC V5R 4T5 | Mechanical Permit | NULL | NULL | Completed | NULL | Blue Galaxy Solutions Ltd
EP-2023-09516 | 2023-12-04 | 1218 QUEBEC STREET, Vancouver, BC V6A 4G7 | Electrical Permit | Commercial | Renovation | Issued | Installation / Repair - Commercial - Replace and move the Fire Alarm control panel to a newly constructed electrical closet in the parkade. A new annunciator to be installed in the old location of the FACP. Light, receptacle and baseboard heater to be installed in new electrical closet | Nightingale Electric Ltd
EP-2023-01822 | 2023-03-09 | 4491 QUEBEC STREET, Vancouver, BC V5V 3L6 | Electrical Permit | Residential | Renovation | Completed | Installation / Repair - Residential - Add range receptacle. (Previously gas) | Elysium Electric Ltd
MP-2023-00299 | 2023-03-06 | 4491 QUEBEC STREET, Vancouver, BC V5V 3L6 | Mechanical Permit | NULL | NULL | Completed | NULL | 0994152 BC Ltd
EP-2022-07020 | 2023-03-07 | 4491 QUEBEC STREET, Vancouver, BC V5V 3L6 | Electrical Permit | Residential | Tenant Improvement | Completed | Installation / Repair - Residential - Electrical to the outdoor heat pump unit -An approved mechanical permit is required for heat pump installation before an electrical inspection will be performed | 0994152 BC Ltd
GP-2022-02471 | 2022-08-19 | 4491 QUEBEC STREET, Vancouver, BC V5V 3L6 | Gas Permit | Residential | Tenant Improvement | Completed | Residential - Decommissioning gas furnace | 0994152 BC Ltd
GP-2022-00685 | 2022-03-03 | 4498 QUEBEC STREET, Vancouver, BC V5V 3L7 | Gas Permit | Residential | Renovation | Completed | Residential - FURNACE RE/RE | Reliance Comfort Limited Partnership
EP-2022-03937 | 2022-05-12 | 4536 QUEBEC STREET, Vancouver, BC V5V 3L9 | Electrical Permit | Residential | New | Completed | Installation / Repair - Residential - Security,chime , tel ,tv, data wiring & completion >BP: To construct a two-storey Infill One-Family Dwelling (Building 2) with an attached 2-car garage with a surface parking space at the rear of the site, providing four parking spaces having vehicular access from the lane. - See BP-2020-02383 for the Character building. -Project value of infill is $320,000. ******THIS PERMIT HAS BEEN ISSUED UNDER THE REQUIREMENTS OF VBBL 2019 AND REVIEWED DURING THE 2020 COVID-19 PANDEMIC CRISIS. ******** Rev. #1 - C. Fong - Aug 26, 2021 - Reduce infill footprint to accommodate clearances for BC Hydro and PMT on the North property line. - Revise garage and infill level 1 plan to allow for PMT clearance. - Remove demising wall in garage and retain one garage man-door. - Update North UPO & South limiting distance to 1m on A310. - Infill ground and 2nd floor straightened out wall on South side and extend North deck. - See related DPMA DP-2021-00260. Building Review Branch Notes: - Sch-A, D-1, Struct. B, Arch. B, & Geo. B are submitted. - Entire building is to be sprinklered to NFPA 13R requirements. - All document of Infill & Character building have been included in BP-2020-02383. - All new windows, doors, and skylights shall conform to AAMA/WDMA/CSA101/I.S.2/A440, NAFS. | Repel Security Systems Ltd
EP-2022-00089 | 2022-01-07 | 4536 QUEBEC STREET, Vancouver, BC V5V 3L9 | Electrical Permit | Residential | New | Expired | Temporary Power - Residential - To provide temporary power. | Santec Electric Inc
PP-2022-02681 | 2022-08-03 | 4536 QUEBEC STREET, Vancouver, BC V5V 3L9 | Plumbing Permit | Residential | New | Completed | Residential - INFILL - 1FD - 3/4 DCVA backflow preventer for lawn irrigation To construct a two-storey Infill One-Family Dwelling (Building 2) with an attached 2-car garage with a surface parking space at the rear of the site, providing four parking spaces having vehicular access from the lane. | Yue Jin Qiu
GP-2023-03660 | 2023-11-24 | 4571 QUEBEC STREET, Vancouver, BC V5V 3L8 | Gas Permit | Residential | Renovation | Issued | Residential - Capping off / decommissioning old fireplace due to safety violation and possible installation of new fireplace. Installed incorrectly WITH combustibles | BC Fireplace Service Inc
EP-2023-08498 | 2023-09-20 | 1689 ROBSON STREET, Vancouver, BC V6G 1C8 | Electrical Permit | Residential | Tenant Improvement | Completed | Installation / Repair - Residential - Emergency Repair to Service line. Service line insulation deteriorated, live bare conductor exposed. Replace rusted EMT Pipe, to use Rigid PVC. | Bluephase Electrical Ltd
PP-2023-02727 | 2023-08-01 | 1702 ROBSON STREET, Vancouver, BC | Plumbing Permit | Commercial | Tenant Improvement | Completed | Commercial - Install a BFP as requested by City of Vancouver CROSS CONNECTION DOCUMENT UPLOADED | A-1 Drainage Plumbing & Heating Limited
EP-2022-01417 | 2022-02-23 | 736 RICHARDS STREET, Vancouver, BC | Electrical Permit | Commercial | NULL | Expired | Annual / Operating - Annual Operating Permit General Electrical Works: ballasts, lamps, switches and receptacles and other small electrical jobs Renewal from EP-2021-01597 Valid from March 4th 2022 to March 3rd 2023 | MDE Enterprises Ltd
EP-2023-01737 | 2023-03-02 | 736 RICHARDS STREET, Vancouver, BC | Electrical Permit | Commercial | NULL | Issued | Annual / Operating - Annual Operating Permit Renewal from EP-2022-01417 Valid from March 4th 2023 to March 3rd 2024 | MDE Enterprises Ltd
EP-2022-05510 | 2022-07-11 | 757 RICHARDS STREET, Vancouver, BC | Electrical Permit | Commercial | Renovation | Completed | Installation / Repair - Commercial - Replacement of faulty fire alarm control panel and annunciator To perform exterior alterations including the installation of a new wall along the property line at the existing patio, to this existing commercial building on this site. Scope to include: Adding a new railing on the upper exterior patio, new wall on the lower exterior patio with Tempered Glazing and Aluminum Framed Windows. Remove the existing garage door on the lane side and replace with a new smaller overhead door to create a UNHEATED STORAGE space. | 0777792 BC Ltd
GP-2023-01920 | 2023-06-26 | 3166 W 12TH AVENUE, Vancouver, BC V6K 2R7 | Gas Permit | Residential | Renovation | Completed | Residential - Efficiency upgrade from original hot water tank and boiler | Your Professional Plumber Ltd
GP-2022-03893 | 2022-12-06 | 3226 W 12TH AVENUE, Vancouver, BC V6K 2R9 | Gas Permit | Residential | Renovation | Completed | Residential - Furnace re&re | Ferenc Nagy
MP-2023-00057 | 2023-01-13 | 3235 W 12TH AVENUE, Vancouver, BC V6K 2R8 | Mechanical Permit | NULL | NULL | Completed | NULL | BENTAIR HVAC LTD
NULL | NULL | 3235 W 12TH AVENUE, Vancouver, BC V6K 2R8 | Electrical Permit | Residential | New | Withdrawn | Installation / Repair - Residential - New build. 200A service. 120/240V | Kybe Electrical Contracting Ltd
EP-2022-06315 | 2022-07-26 | 3235 W 12TH AVENUE, Vancouver, BC V6K 2R8 | Electrical Permit | Residential | New | Expired | Temporary Power - Residential - To provide temporary power. | Kybe Electrical Contracting Ltd
EP-2022-07616 | 2022-09-14 | 3235 W 12TH AVENUE, Vancouver, BC V6K 2R8 | Electrical Permit | Residential | Addition | Completed | Installation / Repair - Residential - Installation of 12.375 kW Solar Grid Tie System. 6.375 kW Lower Unit, 6.0 kW Upper Unit. >BP: To construct a two-storey two-family dwelling with two lock-off suites ($996,250) located in the basement, with a detached accessory building (garage) at the rear providing 2 parking spaces, having vehicular access from the lane. | Terratek Energy Solutions Inc
PP-2023-00820 | 2023-03-10 | 3235 W 12TH AVENUE, Vancouver, BC V6K 2R8 | Plumbing Permit | Residential | New | Completed | Residential - 2FD+2LO's - Garden Irrigation System | Pacific Coast Irrigation & Landscape Lighting
EP-2023-03026 | 2023-04-06 | 3235 W 12TH AVENUE, Vancouver, BC V6K 2R8 | Electrical Permit | Residential | New | Completed | Installation / Repair - Residential - Install LO wiring >BP: To construct a two-storey two-family dwelling with two lock-off suites ($996,250) located in the basement, with a detached accessory building (garage) at the rear providing 2 parking spaces, having vehicular access from the lane. Note: This Building Permit will remain in a suspended status until the associated (green) Demolition Permit BP-2021-00765 is completed. Note: This is a 2 storey building pursuant to the Zoning and Development By-Law 1. Covenant registered at the Land Title Office under CA9358593. 2. A/C units proposed in the rear yard. 3. Schedule B: Andrew B. McLellan, P.Eng. (604-544-1082) Structural P.K.L. Fong, P.Eng (604-837-3205) Geotechnical. 4. HPO: Residential Builder - Naikoon Contracting Ltd. 5. Designed and to be built to meet passive house standards. ******THIS PERMIT HAS BEEN ISSUED UNDER THE REQUIREMENTS OF VBBL #12511 (2019)****** | Premier Audio & Home Integration Inc
EP-2021-08580 | 2022-01-10 | 3235 W 12TH AVENUE, Vancouver, BC V6K 2R8 | Electrical Permit | Residential | New | Completed | Installation / Repair - Residential - 2FD+2 LOCK OFF UNITS - LOWER UNIT - 3235 W 12TH AV - #1 & #2 UPPER UNIT - 3237 W 12TH AV - #1 & #2 - Duplex with lock-off units - 400A Main Common Service, 200A subdivision service for each single dwelling. ADD LOW VOLTAGE TO SCOPE. To construct a two-storey two-family dwelling with two lock-off suites located in the basement, with a detached accessory building (garage) at the rear providing 2 parking spaces, having vehicular access from the lane. Note: This Building Permit will remain in a suspended status until the associated (green) Demolition Permit BP-2021-00765 is completed. Note: This is a 2 storey building pursuant to the Zoning and Development By-Law 1. Covenant to be registered at the Land Title Office prior to sheathing inspection. 2. A/C units proposed in the rear yard. AMEND: SEPT.27/2022 Requesting to add low voltage class 2 wiring please - value will remain the same ** Amend 11/25/2022** include AC/Heat pump | Kybe Electrical Contracting Ltd
NULL | NULL | 3235 W 12TH AVENUE, Vancouver, BC V6K 2R8 | Sprinkler Permit | Residential | New | Draft | Residential - Fire sprinklers | Titan Fire Protection Ltd
NULL | NULL | 3235 W 12TH AVENUE, Vancouver, BC V6K 2R8 | Sprinkler Permit | Residential | New | Draft | Residential - Fire sprinklers | Titan Fire Protection Ltd
SP-2022-00932 | 2022-06-09 | 3235 W 12TH AVENUE, Vancouver, BC V6K 2R8 | Sprinkler Permit | Residential | New | Completed | Residential - 2FD+ 2 LO UNITS - 3235 W 12TH AV - #1 & #2 3237 W 12TH A V- #1 & #2 new fire sprinklers for a duplex To construct a two-storey two-family dwelling with two lock-off suites located in the basement, with a detached accessory building (garage) at the rear providing 2 parking spaces, having vehicular access from the lane. Note: This Building Permit will remain in a suspended status until the associated (green) Demolition Permit BP-2021-00765 is completed. Note: This is a 2 storey building pursuant to the Zoning and Development By-Law 1. Covenant to be registered at the Land Title Office prior to sheathing inspection. 2. A/C units proposed in the rear yard. | Titan Fire Protection Ltd
EP-2022-04013 | 2022-05-16 | 3336 W 12TH AVENUE, Vancouver, BC V6R 2M9 | Electrical Permit | Residential | New | Expired | Temporary Power - Residential - To provide temporary power. | Dragon Electric Ltd
MP-2023-00359 | 2023-03-13 | 3336 W 12TH AVENUE, Vancouver, BC V6R 2M9 | Mechanical Permit | NULL | NULL | Completed | NULL | Junction HVAC/R Ltd
NULL | NULL | 3336 W 12TH AVENUE, Vancouver, BC V6R 2M9 | Mechanical Permit | NULL | NULL | Withdrawn | NULL | NULL
NULL | NULL | 3336 W 12TH AVENUE, Vancouver, BC V6R 2M9 | Mechanical Permit | NULL | NULL | Draft | NULL | Lamanden Holdings Ltd
PP-2023-01817 | 2023-05-24 | 3336 W 12TH AVENUE, Vancouver, BC V6R 2M9 | Plumbing Permit | Residential | New | Completed | Residential - Install 3/4" backflow prevention device for irrigation >BP: To construct a two-storey two-family dwelling , with a detached accessory building (garage) at the rear providing 2 parking spaces, having vehicular access from the lane. | M&M Industries Ltd
PP-2022-03210 | 2022-09-15 | 3336 W 12TH AVENUE, Vancouver, BC V6R 2M9 | Plumbing Permit | Residential | New | Completed | Residential - Plumbing for: >BP: To construct a two-storey two-family dwelling , with a detached accessory building (garage) at the rear providing 2 parking spaces, having vehicular access from the lane. | Lally Plumbing & Heating Ltd
PP-2022-02932 | 2022-08-23 | 3336 W 12TH AVENUE, Vancouver, BC V6R 2M9 | Plumbing Permit | Residential | New | Completed | Residential - SUMPS | JVT EXCAVATING & DEMOLITION LTD
GP-2023-00009 | 2023-01-04 | 3336 W 12TH AVENUE, Vancouver, BC V6R 2M9 | Gas Permit | Residential | New | Completed | Residential - Gas BBQ piping only >To construct a two-storey two-family dwelling , with a detached accessory building (garage) at the rear providing 2 parking spaces, having vehicular access from the lane. Note: This is a 2 storey building pursuant to the Zoning and Development By-Law 1. No strata titling permitted 2. A/C units proposed in rear yard. 3. Bar sinks proposed in main floor. 4. Schedule B: Ke Jian, MA (60-599-8890) ( Structural & Geotechnical 5. HPO: Rdon Construction Ltd Combustible projections or roof soffits on an exposing building face shall not project to less than .45m from the property line and shall be in compliance with VBBL 2019 9.10.15.5.(9) The entire building, to be sprinklered to 2 x NFPA 13D. ******THIS PERMIT HAS BEEN ISSUED UNDER THE REQUIREMENTS OF VBBL #12511 (2019)****** | Lally Plumbing & Heating Ltd
EP-2022-10648 | 2022-12-20 | 3336 W 12TH AVENUE, Vancouver, BC V6R 2M9 | Electrical Permit | Residential | New | Completed | Installation / Repair - Residential - Complete security alarm installation. Telephone, Data and Cable installation. >BP: To construct a two-storey two-family dwelling , with a detached accessory building (garage) at the rear providing 2 parking spaces, having vehicular access from the lane. | Torrent Technologies Ltd
MP-2022-00614 | 2022-11-25 | 3336 W 12TH AVENUE, Vancouver, BC V6R 2M9 | Mechanical Permit | NULL | NULL | Completed | NULL | Lally Plumbing & Heating Ltd
EP-2022-09950 | 2022-11-24 | 3336 W 12TH AVENUE, Vancouver, BC V6R 2M9 | Electrical Permit | Residential | New | Completed | Installation / Repair - Residential - Duplex wiring 100A supply to each unit >BP: To construct a two-storey two-family dwelling , with a detached accessory building (garage) at the rear providing 2 parking spaces, having vehicular access from the lane. Note: This is a 2 storey building pursuant to the Zoning and Development By-Law 1. No strata titling permitted 2. A/C units proposed in rear yard. 3. Bar sinks proposed in main floor. 4. Schedule B: Ke Jian, MA (60-599-8890) ( Structural & Geotechnical 5. HPO: Rdon Construction Ltd ******THIS PERMIT HAS BEEN ISSUED UNDER THE REQUIREMENTS OF VBBL #12511 (2019)****** | L.H. ELECTRIC LTD
GP-2022-03402 | 2022-11-01 | 3342 W 12TH AVENUE, Vancouver, BC V6R 2M9 | Gas Permit | Residential | Renovation - Dwelling Unit(s) only | Completed | Residential - RE&RE HWT W/ NAVIEN TANKLESS | Kits Plumbing and Heating Ltd
EP-2022-08601 | 2022-10-12 | 3355 W 12TH AVENUE, Vancouver, BC V6R 2M8 | Electrical Permit | Residential | New | Completed | Installation / Repair - Residential - Security,intercom,tel,tv,Data spaker,camera rough in & completion,vacuum rough in only | Repel Security Systems Ltd
EP-2022-07087 | 2022-08-23 | 3355 W 12TH AVENUE, Vancouver, BC V6R 2M8 | Electrical Permit | Residential | New | Completed | Installation / Repair - Residential - 2FD - NEW ELECTRICAL FOR DUPLEX MAIN consumer's SERVICE 200AMPS 125AMPS service TO EACH UNIT >DB: To construct a 2.5 storey two-family dwelling with a detached accessory building (garage) at rear providing 2 parking spaces, having vehicular access from the lane. The entire building, INCLUDING THE ATTACHED GARAGE (if applicable), to be sprinklered to 2 x NFPA 13D 1. A/C proposed – Exterior component located in Rear, Interior component located in Second Floor. 2. No bar sink located | Indy Electrical Ltd
GP-2022-02691 | 2022-09-09 | 3355 W 12TH AVENUE, Vancouver, BC V6R 2M8 | Gas Permit | Residential | New | Completed | Residential - 2FD - FRONT - 3355 W 12TH AV BACK - 3353 W 12TH AV Natural gas rough-in for duplex home. Piping to be done in black iron. Pressure is 2psi To construct a 2.5 storey two-family dwelling with a detached accessory building (garage) at rear providing 2 parking spaces, having vehicular access from the lane. The entire building, INCLUDING THE ATTACHED GARAGE (if applicable), to be sprinklered to 2 x NFPA 13D 1. A/C proposed – Exterior component located in Rear, Interior component located in Second Floor. 2. No bar sink located | Red Mechanical
SP-2022-00931 | 2022-06-09 | 3355 W 12TH AVENUE, Vancouver, BC V6R 2M8 | Sprinkler Permit | Residential | New | Completed | Residential - Installation of new fire sprinkler system >BP: To construct a 2.5 storey two-family dwelling ($764,535) with a detached accessory building (garage) at rear providing 2 parking spaces, having vehicular access from the lane. The entire building, INCLUDING THE ATTACHED GARAGE (if applicable), to be sprinklered to 2 x NFPA 13D 1. A/C proposed – Exterior component located in Rear, Interior component located in Second Floor. 2. No bar sink located 3. Schedule B: (K.J. Ma) P.Eng (604.599.8890) Structural 4. Schedule B: (J.Z. Jin) P.Eng (604.362.7021) Geotechnical 5. HPO: Residential Builder- 0869270 BC LTD Note: This is a 2.5 storey building pursuant to the Zoning and Development By-Law **THIS PERMIT HAS BEEN ISSUED UNDER THE REQUIREMENTS OF VBBL #12511 (2019)** | Fire Busters Inc
PP-2022-01255 | 2022-04-13 | 3355 W 12TH AVENUE, Vancouver, BC V6R 2M8 | Plumbing Permit | Residential | New | Completed | Residential - install new sump To construct a 2.5 storey two-family dwelling with a detached accessory building (garage) at rear providing 2 parking spaces, having vehicular access from the lane. The entire building, INCLUDING THE ATTACHED GARAGE (if applicable), to be sprinklered to 2 x NFPA 13D 1. A/C proposed – Exterior component located in Rear, Interior component located in Second Floor. 2. No bar sink located | Ajac Construction & Excavation Inc
EP-2023-06585 | 2023-08-08 | 3426 W 12TH AVENUE, Vancouver, BC V6R 2N1 | Electrical Permit | Residential | Renovation | Issued | Installation / Repair - Residential - MASTER BEDROOM -4" gimble pot lights x 8 -Chandelier x1 MASTER ENSUIT/CLOSET -4" pot lights x6 -Panasonic bath fan supply and install x1 -GFCI plug x1 -Wall sconces x2 MAIN BATH -4" pots x3 -Panasonic bath fan supplied and installed x1 -wall sconces x2 -GFCI plug x1 LIVING ROOM -pucks for entertainment area x4 -run wire for sonos speakers x2 -receptacles x2 EATING AREA -new dining light POWDER ROOM -GFCI x1 -Pendent light x1 -Panasonic bath fan supplied and installed x1 RE&RE -island pendants x3 -stair light x1 WASHER/DRYER -new runs x2 >BP: Interior and exterior alterations to convert this existing Single Detached House to a Single Detached House with Secondary Suite, having an existing detached 2-car garage at the rear, on this site. Proposed building depth to 55.83' reviewed and noted. Letter of support received from neighbour at 3436 W 12th Av. Ok to relax per S. Dugaro - Apr 27/23 Scope of work includes removing 3 windows on the west and 1 from the east elevation, washroom upgrades, new interior stair guards, reconfiguring the master bedroom bathroom and closet, and new ceiling finish in the master bedroom. | Vancity Electric Inc
PP-2023-03178 | 2023-09-08 | 3426 W 12TH AVENUE, Vancouver, BC V6R 2N1 | Plumbing Permit | Residential | Renovation | Issued | Residential - Bathroom layout change with laundry addition >BP: Interior and exterior alterations to convert this existing Single Detached House to a Single Detached House with Secondary Suite, having an existing detached 2-car garage at the rear, on this site. Proposed building depth to 55.83' reviewed and noted. Letter of support received from neighbour at 3436 W 12th Av. Ok to relax per S. Dugaro - Apr 27/23 Scope of work includes removing 3 windows on the west and 1 from the east elevation, washroom upgrades, new interior stair guards, reconfiguring the master bedroom bathroom and closet, and new ceiling finish in the master bedroom. | Fili Plumbing Ltd
SP-2023-01611 | 2023-09-06 | 3426 W 12TH AVENUE, Vancouver, BC V6R 2N1 | Sprinkler Permit | Residential | Renovation | Issued | Residential - Relocate 1 sprinkler and add 3 >BP: Interior and exterior alterations to convert this existing Single Detached House to a Single Detached House with Secondary Suite, having an existing detached 2-car garage at the rear, on this site. | Fire Busters Inc
GP-2022-03958 | 2022-12-12 | 3429 W 12TH AVENUE, Vancouver, BC V6R 2N2 | Gas Permit | Residential | Tenant Improvement | Completed | Residential - Replace Furnace | PAPA PLUMBING & HEATING LTD.
GP-2022-03595 | 2022-11-17 | 3040 W 12TH AVENUE, Vancouver, BC V6K 2R5 | Gas Permit | Residential | Addition | Completed | Residential - TO INSTALL 1 COMBI BOILER | BC Care Heating Services Ltd
GP-2022-01985 | 2022-07-04 | 3058 W 12TH AVENUE, Vancouver, BC V6K 2R5 | Gas Permit | Residential | Renovation | Completed | Residential - Fireplace Re&re | Flame Co Heating Services Ltd
EP-2022-00480 | 2022-01-28 | 2316 W 13TH AVENUE, Vancouver, BC V6K 2S6 | Electrical Permit | Residential | Renovation | Completed | Installation / Repair - Residential - Checking replacing some switches and plug,under cabinet light, secured the electrical box under kitchen sink,install switches and plugs in kitchen | Golden Wire Electric Ltd
PP-2022-00214 | 2022-01-26 | 2316 W 13TH AVENUE, Vancouver, BC V6K 2S6 | Plumbing Permit | Commercial | Renovation - Dwelling Unit(s) only | Completed | Commercial - Bathroom renovation | Costello and Co. Plumbing Inc
GP-2022-00531 | 2022-02-18 | 2316 W 13TH AVENUE, Vancouver, BC V6K 2S6 | Gas Permit | Residential | Renovation | Completed | Residential - Install One Natural gas Fireplace and one Gas Stove | Vancouver Gas Fireplaces Ltd
EP-2023-03572 | 2023-05-09 | 2316 W 13TH AVENUE, Vancouver, BC V6K 2S6 | Electrical Permit | Residential | Addition | Completed | Installation / Repair - Residential - Install wiring and EV Car charger (6kW) inside the garage. | Golden Wire Electric Ltd
GP-2022-00177 | 2022-01-21 | 2336 W 13TH AVENUE, Vancouver, BC V6K 2S6 | Gas Permit | Residential | Renovation | Completed | Residential - Install one natural gas fireplace insert | Vancouver Gas Fireplaces Ltd
PP-2023-03918 | 2023-11-07 | 2336 W 13TH AVENUE, Vancouver, BC V6K 2S6 | Plumbing Permit | Residential | Renovation | Issued | Residential - Kitchen and bathroom renovation, repipe basement sanitary drainage >DB: Exterior and interior alterations to provide improvements to this single detached house on this site. Exterior work to infill two windows on the west elevation and two new windows on the north elevation. | CRYSTAL SPRING PLUMBING
EP-2023-09931 | 2023-11-03 | 2336 W 13TH AVENUE, Vancouver, BC V6K 2S6 | Electrical Permit | Residential | Renovation | Completed | Installation / Repair - Residential - Kitchen renovation, add counter plugs, relocate stove plug, relocate dish washer plug, for the new kitchen cabinets install undercabinet LED lighting, relocate switches in the kitchen Install new LED ceiling lighting in the ,kitchen .Install new LED ceiling lights at the living room and new switch control dimmers. >BP: Exterior and interior alterations to provide improvements to this single detached house on this site. Exterior work to infill two windows on the west elevation and two new windows on the north elevation. OK for DB per S.Dugaro OK for Field Review per W.Wong letters of assurance provided by : Henry S.N. Hsu, Prof Eng Structural Schedule B Note to applicant: The services of a structural engineer may be required, based upon site inspection by the District Building Inspector. | Positron Services Ltd
PP-2022-00944 | 2022-03-22 | 4612 W 12TH AVENUE, Vancouver, BC V6R 2R6 | Plumbing Permit | Residential | New | Completed | Residential - 1FD - 2 sump To construct a 2 storey + basement one-family dwelling with a surface parking at the rear providing a total of 2 parking spaces, having vehicular access from the lane. Note: This Building Permit will remain in a suspended status until the associated (green) Demolition Permit BP-2021-05219 is completed. Note: This is a 2 storey building pursuant to the Zoning and Development By-Law 1- No bar/sink proposed in the basement 2- A/C unit proposed in the rear yard | BESTWAY EXCAVATING & DEMOLITION 2008 LTD
PP-2022-01681 | 2022-05-17 | 4612 W 12TH AVENUE, Vancouver, BC V6R 2R6 | Plumbing Permit | Residential | New | Completed | Residential - Plumbing for: >BP: To construct a 2 storey + basement one-family dwelling ($1,008,985.00) with a surface parking at the rear providing a total of 2 parking spaces, having vehicular access from the lane. Note: This Building Permit will remain in a suspended status until the associated (green) Demolition Permit BP-2021-05219 is completed. Note: This is a 2 storey building pursuant to the Zoning and Development By-Law 1- No bar/sink proposed in the basement 2- A/C unit proposed in the rear yard 3- Schedule B: SHAOZHE GUO, P.Eng. (778-926-0525) Structural; Ward Phillips, P.Eng. (604-716-8881) Geotechnical; Peter Rose AIBC (604-736-7939) Architectural; 4- Schedule D: Julio Reynel-Gracia, P.Eng. (778-998-0709) Building Envelope 5-HPO: Residential Builder – Sage Construction Ltd. 6- The entire building, INCLUDING THE ATTACHED GARAGE (if applicable), to be sprinklered to NFPA 13D. Addressing Note: Building 1 #1-4612 W 12th Av - One Family Dwelling (2-storey with basement) Address number assigned as per approved plans for Fire and Emergency response. The address number is to be posted and to the building and to be visible from the street in accordance with the Building By-law prior to final inspection. ******THIS PERMIT HAS BEEN ISSUED UNDER THE REQUIREMENTS OF VBBL #12511 (2019)****** | Costello and Co. Plumbing Inc
EP-2022-04100 | 2022-05-19 | 4612 W 12TH AVENUE, Vancouver, BC V6R 2R6 | Electrical Permit | Residential | New | Completed | Installation / Repair - Residential - complete wiring for new house >BP: To construct a 2 storey + basement one-family dwelling ($1,008,985.00) with a surface parking at the rear providing a total of 2 parking spaces, having vehicular access from the lane. Note: This Building Permit will remain in a suspended status until the associated (green) Demolition Permit BP-2021-05219 is completed. Note: This is a 2 storey building pursuant to the Zoning and Development By-Law 1- No bar/sink proposed in the basement 2- A/C unit proposed in the rear yard 3- Schedule B: SHAOZHE GUO, P.Eng. (778-926-0525) Structural; Ward Phillips, P.Eng. (604-716-8881) Geotechnical; Peter Rose AIBC (604-736-7939) Architectural; 4- Schedule D: Julio Reynel-Gracia, P.Eng. (778-998-0709) Building Envelope 5-HPO: Residential Builder – Sage Construction Ltd. 6- The entire building, INCLUDING THE ATTACHED GARAGE (if applicable), to be sprinklered to NFPA 13D. Addressing Note: Building 1 #1-4612 W 12th Av - One Family Dwelling (2-storey with basement) Address number assigned as per approved plans for Fire and Emergency response. The address number is to be posted and to the building and to be visible from the street in accordance with the Building By-law prior to final inspection. ******THIS PERMIT HAS BEEN ISSUED UNDER THE REQUIREMENTS OF VBBL #12511 (2019)****** | FC Electric Inc
GP-2023-00427 | 2023-02-08 | 4612 W 12TH AVENUE, Vancouver, BC V6R 2R6 | Gas Permit | Residential | New | Completed | Residential - Installation of 1 gas fireplace - venting and hook up only >BP: To construct a 2 storey + basement one-family dwelling ($1,008,985.00) with a surface parking at the rear providing a total of 2 parking spaces, having vehicular access from the lane. | Urban Fireplaces Ltd
GP-2023-00301 | 2023-01-25 | 4612 W 12TH AVENUE, Vancouver, BC V6R 2R6 | Gas Permit | Residential | New | Completed | Residential - 1FD - #1 - Boiler, Stove, Fire place, BBQ >DB: To construct a 2 storey + basement one-family dwelling with a surface parking at the rear providing a total of 2 parking spaces, having vehicular access from the lane. 1- No bar/sink proposed in the basement 2- A/C unit proposed in the rear yard 6- The entire building, INCLUDING THE ATTACHED GARAGE (if applicable), to be sprinklered to NFPA 13D. AMEND: FEB 13/2023 REMOVE FIREPLACE FROM SCOPE OF WORK | Costello and Co. Plumbing Inc
MP-2023-00159 | 2023-02-06 | 4612 W 12TH AVENUE, Vancouver, BC V6R 2R6 | Mechanical Permit | NULL | NULL | Completed | NULL | Costello and Co. Plumbing Inc
PP-2023-02206 | 2023-06-22 | 4612 W 12TH AVENUE, Vancouver, BC V6R 2R6 | Plumbing Permit | Residential | Renovation - Dwelling Unit(s) only | Completed | Residential - Supply & install a DCVA (dual-check-valve-assembly) located in back yard by north-east corner of garage for garden irrigation >BP: To construct a 2 storey + basement one-family dwelling with a surface parking at the rear providing a total of 2 parking spaces, having vehicular access from the lane. | Costello and Co. Plumbing Inc
EP-2023-00199 | 2023-01-11 | 4612 W 12TH AVENUE, Vancouver, BC V6R 2R6 | Electrical Permit | Residential | New | Completed | Installation / Repair - Residential - Low voltage including Security, CCTV, Structured Wiring, home automation and Media distribution >BP: To construct a 2 story + basement one-family dwelling with a surface parking at the rear providing a total of 2 parking spaces, having vehicular access from the lane. 1- No bar/sink proposed in the basement 2- A/C unit proposed in the rear yard 3- Schedule B: SHAOZHE GUO, P.Eng. (778-926-0525) Structural; Ward Phillips, P.Eng. (604-716-8881) Geotechnical; Peter Rose AIBC (604-736-7939) Architectural; 4- Schedule D: Julio Reynel-Gracia, P.Eng. (778-998-0709) Building Envelope 5-HPO: Residential Builder – Sage Construction Ltd. 6- The entire building, INCLUDING THE ATTACHED GARAGE (if applicable), to be sprinklered to NFPA 13D. | Moda Smart Home Inc
SP-2023-00048 | 2023-01-12 | 4612 W 12TH AVENUE, Vancouver, BC V6R 2R6 | Sprinkler Permit | Residential | New | Completed | Residential - installation of a new fire sprinkler system <BP: To construct a 2 story + basement one-family dwelling with a surface parking at the rear providing a total of 2 parking spaces, having vehicular access from the lane. 1- No bar/sink proposed in the basement 2- A/C unit proposed in the rear yard 3- Schedule B: SHAOZHE GUO, P.Eng. (778-926-0525) Structural; Ward Phillips, P.Eng. (604-716-8881) Geotechnical; Peter Rose AIBC (604-736-7939) Architectural; 4- Schedule D: Julio Reynel-Gracia, P.Eng. (778-998-0709) Building Envelope 5-HPO: Residential Builder – Sage Construction Ltd. 6- The entire building, INCLUDING THE ATTACHED GARAGE (if applicable), to be sprinklered to NFPA 13D. | CENTRE LINE FIRE SPRINKLERS LTD
GP-2022-01589 | 2022-05-24 | 4623 W 12TH AVENUE, Vancouver, BC V6R 2R7 | Gas Permit | Residential | Renovation | Completed | Residential - Re/re Boiler and Indirect Tank | Lambert Plumbing & Heating Ltd
EP-2022-07128 | 2022-11-02 | 4641 W 12TH AVENUE, Vancouver, BC V6R 2R7 | Electrical Permit | Residential | New | Expired | Temporary Power - Residential - To provide temporary power. NOTE: Work authorized by this permit is for placement of a temporary power pole only and does not authorize any site construction and/or excavation. A separate Building Permit will be required prior to commencement of any other work on this site. | Command Electric Ltd
PP-2023-02657 | 2023-07-26 | 4641 W 12TH AVENUE, Vancouver, BC V6R 2R7 | Plumbing Permit | Residential | New | Issued | Residential - Plumbing for new house >BP: To construct a 2 storey + basement one-family dwelling with a secondary suite located in the basement with a detached accessory building (garage), at the rear providing 2 parking spaces, having vehicular access from the lane. Note: This is a 2 storey building pursuant to the Zoning and Development By-Law 1- Covenant registered at the Land Title Office under CB328179 2- No strata titling permitted 3- No bar sink proposed 4- Heat pump unit proposed on the roof deck Address Note:5- Outdoor swimming pool proposed approximately 26'x 12' in the rear yard. Pool perimeter to be fully fenced with self-closing gates. 6- Rev#1: Schedule B: Aidin Abdolrahim Zadeh, P.Eng - Structural & Glass Guard 7- Rev#1: Schedule B: B.Klarich, P.Eng. - Structural; Pool 8- HPO: Residential Builder – Terra Blanka Development Corp. 9- The entire building to be sprinklered to NFPA 13D. 10- Rev#1: Schedule B: Mohammad Deriszadeh, P. Eng. (604-439-0922) Geo-Technical Oct 23/2023-AMEND Please add 8 inside Rainwater leader 2nd floor | Bawn Plumbing Ltd
EP-2023-03217 | 2023-04-20 | 4641 W 12TH AVENUE, Vancouver, BC V6R 2R7 | Electrical Permit | Residential | New | Issued | Installation / Repair - Residential - new house wiring with a secondary suit and swimming pool >BP: To construct a 2 storey + basement one-family dwelling with a secondary suite ($979,500.00) located in the basement with a detached accessory building (garage), at the rear providing 2 parking spaces, having vehicular access from the lane. 1- Covenant registered at the Land Title Office under CB328179 2- No strata titling permitted 3- No bar sink proposed 4- Heat pump unit proposed on the roof deck 5- Outdoor swimming pool proposed in the rear yard. 6- Schedule B: AidinAbdolrahim Zadeh, P.Eng - Structural & Glass Guard 7- Schedule B: B.Klarich, P.Eng. - Structural; Pool 8- HPO: Residential Builder – Terra Blanka Development Corp. 9- The entire building to be sprinklered to NFPA 13D. | Command Electric Ltd
PP-2023-01048 | 2023-03-27 | 4641 W 12TH AVENUE, Vancouver, BC V6R 2R7 | Plumbing Permit | Residential | New | Issued | Residential - 1FD+SS - #1 & #2 - INSTALLATION OF SUMPS Permit adjusted to one sump-Bill S. | Hands On Demolition & Excavating Ltd
GP-2023-03423 | 2023-11-10 | 4641 W 12TH AVENUE, Vancouver, BC V6R 2R7 | Gas Permit | Residential | New | Issued | Residential - 1 Water Heater, 1 Range, 1 Boiler & 1 Fireplace **Boiler is for the outdoor pool** >BP: To construct a 2 storey + basement one-family dwelling with a secondary suite ($979,500.00) located in the basement with a detached accessory building (garage), at the rear providing 2 parking spaces, having vehicular access from the lane. | Bawn Plumbing Ltd
SP-2023-01574 | 2023-08-28 | 4641 W 12TH AVENUE, Vancouver, BC V6R 2R7 | Sprinkler Permit | Residential | New | Issued | Residential - new sprinkler system >BP: To construct a 2 storey + basement one-family dwelling with a secondary suite located in the basement with a detached accessory building (garage), at the rear providing 2 parking spaces, having vehicular access from the lane. Note: This is a 2 storey building pursuant to the Zoning and Development By-Law 1- Covenant registered at the Land Title Office under CB328179 2- No strata titling permitted 3- No bar sink proposed 4- Heat pump unit proposed on the roof deck Address Note:5- Outdoor swimming pool proposed approximately 26'x 12' in the rear yard. Pool perimeter to be fully fenced with self-closing gates. 6- Rev#1: Schedule B: Aidin Abdolrahim Zadeh, P.Eng - Structural & Glass Guard 7- Rev#1: Schedule B: B.Klarich, P.Eng. - Structural; Pool 8- HPO: Residential Builder – Terra Blanka Development Corp. 9- The entire building to be sprinklered to NFPA 13D. 10- Rev#1: Schedule B: Mohammad Deriszadeh, P. Eng. (604-439-0922) Geo-Technical | Alco Fire Protection Ltd
MP-2023-02150 | NULL | 4641 W 12TH AVENUE, Vancouver, BC V6R 2R7 | Mechanical Permit | NULL | NULL | Withdrawn | NULL | KHAIRA BROS PLUMBING & HEATING LTD
EP-2023-10922 | 2023-12-05 | 4641 W 12TH AVENUE, Vancouver, BC V6R 2R7 | Electrical Permit | Residential | Addition | Issued | Temporary Power - Residential - To provide temporary power. | Command Electric Ltd
MP-2023-02164 | 2023-12-06 | 4641 W 12TH AVENUE, Vancouver, BC V6R 2R7 | Mechanical Permit | NULL | NULL | Issued | NULL | Ultimate Choice Air Conditioning & Renovations Ltd
EP-2023-10849 | 2023-12-13 | 4673 W 12TH AVENUE, Vancouver, BC V6R 2R7 | Electrical Permit | Residential | Addition | Completed | Installation / Repair - Residential - Removal of knob and tube wiring from top floor outlet and lighting circuits. Removal of knob and tube wiring from main floor entry, living room and hall lighting circuit. Rewiring outlets and switches with existing spare attic circuits. -There is no structure work necessary. Minor repairs to existing walls and ceilings. | Westridge Electric Co. Ltd.
GP-2023-02463 | 2023-08-23 | 4675 W 12TH AVENUE, Vancouver, BC V6R 2R7 | Gas Permit | Residential | Renovation | Completed | Residential - Replace gas furnace | BNA Systems Inc and/or Kirkland Metal Shop Ltd
GP-2023-00630 | 2023-02-22 | 3176 W 14TH AVENUE, Vancouver, BC V6K 2Y1 | Gas Permit | Residential | Renovation | Completed | Residential - Re & Re HWT Gas | Milani Plumbing Heating & Air Conditioning Ltd
GP-2023-03817 | 2023-12-01 | 3195 W 14TH AVENUE, Vancouver, BC V6K 2X9 | Gas Permit | Residential | Renovation | Issued | Residential - re re furnace and tnakless | Thomson Industries Ltd
GP-2022-03100 | 2022-10-12 | 3196 W 14TH AVENUE, Vancouver, BC V6K 2Y1 | Gas Permit | Residential | Renovation | Completed | Residential - Re + re furnace and HWT | Lambert Plumbing & Heating Ltd
PP-2022-01484 | 2022-05-03 | 3476 W 14TH AVENUE, Vancouver, BC V6R 2W1 | Plumbing Permit | Residential | New | Completed | Residential - TWO OUT SIDE SUMPS | JVT EXCAVATING & DEMOLITION LTD
EP-2022-00517 | 2022-01-24 | 3476 W 14TH AVENUE, Vancouver, BC V6R 2W1 | Electrical Permit | Residential | New | Expired | Temporary Power - Residential - To provide temporary power. | Dragon Electric Ltd
EP-2022-08480 | 2022-10-07 | 3476 W 14TH AVENUE, Vancouver, BC V6R 2W1 | Electrical Permit | Residential | New | Completed | Installation / Repair - Residential - Rough-In and Completion of Low Voltage of Security Alarm system, tel/data/cable. >BP: To construct a two-storey two-family dwelling, with a detached accessory building (garage) at the rear providing 2 parking spaces, having vehicular access from the lane. | Infinitech Security & Integration Inc.
SP-2022-01568 | 2022-09-27 | 3476 W 14TH AVENUE, Vancouver, BC V6R 2W1 | Sprinkler Permit | Residential | New | Completed | Residential - new home To construct a two-storey two-family dwelling, with a detached accessory building (garage) at the rear providing 2 parking spaces, having vehicular access from the lane. Note: This is a 2 storey building pursuant to the Zoning and Development By-Law 1. No strata titling permitted 2. A/C units proposed in rear yard. 3. Bar sinks proposed in main floor. 4. Schedule B: Jason Hui, P.Eng.(778.319.3403) Structural & Geotechnical 5. HPO: Aqua Homes Development Ltd. | SBMS Construction Ltd
GP-2022-02943 | 2022-09-29 | 3476 W 14TH AVENUE, Vancouver, BC V6R 2W1 | Gas Permit | Residential | New | Completed | Residential - 2 boiler complete 2 stove complete 2 bbq complete 2 fire place pipping only | G & D Hayer Plumbing Ltd
GP-2022-02929 | 2022-09-29 | 3476 W 14TH AVENUE, Vancouver, BC V6R 2W1 | Gas Permit | Residential | Addition | Completed | Residential - 2FD - FRONT - 3476 W 14TH AV BACK - 3478 W 14TH AV 2 Gas fireplace installation >DB: To construct a two-storey two-family dwelling, with a detached accessory building (garage) at the rear providing 2 parking spaces, having vehicular access from the lane. Note: This is a 2 storey building pursuant to the Zoning and Development By-Law 1. No strata titling permitted 2. A/C units proposed in rear yard. 3. Bar sinks proposed in main floor. | Vaglio Fireplace LTD
PP-2022-02539 | 2022-07-20 | 3476 W 14TH AVENUE, Vancouver, BC V6R 2W1 | Plumbing Permit | Residential | New | Completed | Residential - plumbing for New: duplex house >BP: To construct a two-storey two-family dwelling, with a detached accessory building (garage) at the rear providing 2 parking spaces, having vehicular access from the lane. Note: This Building Permit will remain in a suspended status until the associated (green) Demolition Permit BP-2021-05424 is completed. Note: This is a 2 storey building pursuant to the Zoning and Development By-Law 1. No strata titling permitted 2. A/C units proposed in rear yard. 3. Bar sinks proposed in main floor. 4. Schedule B: Jason Hui, P.Eng.(778.319.3403) Structural & Geotechnical 5. HPO: Aqua Homes Development Ltd. FRONT UNIT 3476 W 14th Av - One Family Dwelling (north side 1st-3rd floor) BACK UNIT 3478 W 14th Av - One Family Dwelling (south side 1st-3rd floor) Address numbers assigned as per approved plans for Fire and Emergency response. The address numbers are to be posted to the building to be visible from the street and in accordance with the Building By-law prior to final inspection. Combustible projections or roof soffits on an exposing building face shall not project to less than .45m from the property line and shall be in compliance with VBBL 2019 9.10.15.5.(9) The entire building, to be sprinklered to 2 x NFPA 13D. ******THIS PERMIT HAS BEEN ISSUED UNDER THE REQUIREMENTS OF VBBL #12511 (2019)****** | G & D Hayer Plumbing Ltd
EP-2022-06737 | 2022-08-11 | 3476 W 14TH AVENUE, Vancouver, BC V6R 2W1 | Electrical Permit | Residential | New | Completed | Installation / Repair - Residential - New duplex wiring >BP: To construct a two-storey two-family dwelling, with a detached accessory building (garage) at the rear providing 2 parking spaces, having vehicular access from the lane. Note: This is a 2 storey building pursuant to the Zoning and Development By-Law 1. No strata titling permitted 2. A/C units proposed in rear yard. 3. Bar sinks proposed in main floor. 4. Schedule B: Jason Hui, P.Eng.(778.319.3403) Structural & Geotechnical 5. HPO: Aqua Homes Development Ltd. Combustible projections or roof soffits on an exposing building face shall not project to less than .45m from the property line and shall be in compliance with VBBL 2019 9.10.15.5.(9) The entire building, to be sprinklered to 2 x NFPA 13D. ******THIS PERMIT HAS BEEN ISSUED UNDER THE REQUIREMENTS OF VBBL #12511 (2019)****** | L.H. ELECTRIC LTD
EP-2023-08680 | 2023-09-26 | 3506 W 14TH AVENUE, Vancouver, BC V6R 2W4 | Electrical Permit | Residential | Addition | Completed | Installation / Repair - Residential - Service Upgrade from 100 amps to 200 amps >Permit Amendment Oct 17, 2023 -"Include 40 feet run for an EV Charger run. The 14-50R receptacle is installed in the garage" *Document(s) uploaded to "Application Documents" tab for Electrical Inspector review. Documents are at pending status at time of permit amendment approval -Electrical contractor to request an electrical inspection online for the District Electrical Inspector to review document(s) | JZ Electric Ltd
GP-2022-00451 | 2022-02-11 | 3529 W 14TH AVENUE, Vancouver, BC V6R 2W3 | Gas Permit | Residential | Addition | Completed | Residential - Old furnace removal | One Track Heating & Air Conditioning Inc.
GP-2022-00919 | 2022-03-24 | 3529 W 14TH AVENUE, Vancouver, BC V6R 2W3 | Gas Permit | Residential | Renovation | Completed | Residential - Install one natural gas fireplace insert | Vancouver Gas Fireplaces Ltd
EP-2022-06572 | 2022-08-05 | 3536 W 14TH AVENUE, Vancouver, BC V6R 2W4 | Electrical Permit | Residential | New | Expired | Temporary Power - Residential - To provide temporary power. | Hayat Electrical Ltd
EP-2022-00288 | 2022-01-17 | 3545 W 14TH AVENUE, Vancouver, BC | Electrical Permit | Residential | Addition | Completed | Installation / Repair - Residential - Emergency Light and exit sign installation -IA-2021-00304--(re: Daycare in existing SFD) | P M Mcginity Ltd
NULL | NULL | 3545 W 14TH AVENUE, Vancouver, BC | Electrical Permit | Residential | Renovation - Dwelling Unit(s) only | Withdrawn | Installation / Repair - Residential - Installation of emergency lighting and exit signs for Child Daycare operation. | P M Mcginity Ltd
SP-2023-00870 | 2023-07-17 | 3545 W 14TH AVENUE, Vancouver, BC | Sprinkler Permit | Residential | Tenant Improvement | Completed | Residential - Add 2 heads to what used to be an unheated garage. >BP: Interior alterations to convert the existing laneway house garage into a livable space at this existing single detached house with laneway house on this site. One interior wall being added to create a storage room on main floor. | Mountain Fire Protection Ltd
EP-2023-05519 | 2023-10-04 | 3550 W 14TH AVENUE, Vancouver, BC V6R 2W4 | Electrical Permit | Residential | Renovation | Completed | Installation / Repair - Residential - Dedicated circuit for heat pump *MP-2023-00929: Completed (Heating and Cooling) ¦ WWOP Applied | Pacific Star Electric Inc
MP-2023-00929 | 2023-05-25 | 3550 W 14TH AVENUE, Vancouver, BC V6R 2W4 | Mechanical Permit | NULL | NULL | Completed | NULL | Thomson Industries Ltd
GP-2022-03055 | 2022-10-12 | 3550 W 14TH AVENUE, Vancouver, BC V6R 2W4 | Gas Permit | Residential | Addition | Completed | Residential - Gas insert fireplace installation | Vaglio Fireplace LTD
GP-2023-02774 | 2023-09-21 | 3573 W 14TH AVENUE, Vancouver, BC V6R 2W3 | Gas Permit | Residential | Tenant Improvement | Completed | Residential - Basement mechanical room | Vancouver City Plumbing Inc
GP-2023-03726 | 2023-11-25 | 3632 W 14TH AVENUE, Vancouver, BC V6R 2W5 | Gas Permit | Residential | Addition | Completed | Residential - Replacement of boiler system | BCRC Plumbing and Heating Ltd
EP-2023-08598 | 2023-09-22 | 3635 W 14TH AVENUE, Vancouver, BC V6R 2W6 | Electrical Permit | Residential | New | Issued | Installation / Repair - Residential - Installation of alarm and video security system, low voltage structured wiring for data, tel, wifi, cable. Audio sound system. Video door bell and bulit in central vacuum system. >BP: To construct a 2 storey + basement one-family dwelling with a secondary suite ($878,377.50) located in the basement with a detached accessory building (garage), at the rear providing 2 parking spaces, having vehicular access from the lane. Note: This is a 2 storey building pursuant to the Zoning and Development By-Law 1- Covenant registered at the Land Title Office under CB308538 2- No strata titling permitted 3- Bar sink proposed 4- HEAT PUMP unit proposed 5- Schedule B: Md. Shahidul Alam (604) 653-7475 Arch (item# 1.5) Structural & Geotechnical 6- HPO: Residential Builder – Tamanna Concept Ltd # 38444 7- Entire Building to have NFPA 13-D 8- it requested that the project description of the BP permit states that “As shown by an asterisk (*) on the building permit floor plans and/or elevations, exit protection is required to be provided in accordance with Articles 9.9.4.4., 9.9.4.6., and/or 9.37.2.8. of the 2019 VBBL.” ****ALL PROJECT COORDINATOR NOTES HAS BEEN ACCEPTED BY THE APPLICANT**** ******THIS PERMIT HAS BEEN ISSUED UNDER THE REQUIREMENTS OF VBBL #12511 (2019)****** ***This permit is issued under the VBBL 2019, with updated energy requirements as per bylaw # 12997 effective Jan 01, 2022.*** | Prism Security Systems Ltd
GP-2023-02784 | 2023-09-25 | 3635 W 14TH AVENUE, Vancouver, BC V6R 2W6 | Gas Permit | Residential | New | Issued | Residential - 2 Fireplaces INSTALL 2 GAS FIREPLACEs, INSTALL ON AN OUTSIDE WALL AND VENT UP AND OUT THE WALL FOR BOTH, VENT AND CONNECT ONLY >BP: To construct a 2 storey + basement one-family dwelling with a secondary suite ($878,377.50) located in the basement with a detached accessory building (garage), at the rear providing 2 parking spaces, having vehicular access from the lane. | The LM Fireplace Warehouse Ltd.
EP-2023-08570 | 2023-10-17 | 3635 W 14TH AVENUE, Vancouver, BC V6R 2W6 | Electrical Permit | Residential | New | Issued | Installation / Repair - Residential - ¦ 1FD + 1SS- 200A ¦ New house *An approved mechanical permit is required for the installation of air conditioning or heat pump unit at the time of installation before an electrical inspection will be performed >BP: To construct a 2 storey + basement one-family dwelling with a secondary suite ($878,377.50) located in the basement with a detached accessory building (garage), at the rear providing 2 parking spaces, having vehicular access from the lane. Note: This is a 2 storey building pursuant to the Zoning and Development By-Law 1- Covenant registered at the Land Title Office under CB308538 2- No strata titling permitted 3- Bar sink proposed 4- HEAT PUMP unit proposed 5- Schedule B: Md. Shahidul Alam (604) 653-7475 Arch (item# 1.5) Structural & Geotechnical 6- HPO: Residential Builder – Tamanna Concept Ltd # 38444 7- Entire Building to have NFPA 13-D 8- it requested that the project description of the BP permit states that “As shown by an asterisk (*) on the building permit floor plans and/or elevations, exit protection is required to be provided in accordance with Articles 9.9.4.4., 9.9.4.6., and/or 9.37.2.8. of the 2019 VBBL.” ****ALL PROJECT COORDINATOR NOTES HAS BEEN ACCEPTED BY THE APPLICANT**** ******THIS PERMIT HAS BEEN ISSUED UNDER THE REQUIREMENTS OF VBBL #12511 (2019)****** ***This permit is issued under the VBBL 2019, with updated energy requirements as per bylaw # 12997 effective Jan 01, 2022.*** | A 1 Tech Electric Ltd
GP-2023-02846 | 2023-09-28 | 3635 W 14TH AVENUE, Vancouver, BC V6R 2W6 | Gas Permit | Residential | New | Issued | Residential - 3 BBQ's, 3 Fireplaces, 3 Ranges & 2 Dryers >BP: To construct a 2 storey + basement one-family dwelling with a secondary suite ($878,377.50) located in the basement with a detached accessory building (garage), at the rear providing 2 parking spaces, having vehicular access from the lane. | AKAL Plumbing & Heating Ltd
PP-2023-02994 | 2023-08-23 | 3635 W 14TH AVENUE, Vancouver, BC V6R 2W6 | Plumbing Permit | Residential | New | Issued | Residential - 1FD+SS- #1 & #2 - This is a new house with 26 fixtures >DB: To construct a 2 storey + basement one-family dwelling with a secondary suite located in the basement with a detached accessory building (garage), at the rear providing 2 parking spaces, having vehicular access from the lane. Note: This is a 2 storey building pursuant to the Zoning and Development By-Law 1- Covenant registered at the Land Title Office under CB308538 2- No strata titling permitted 3- Bar sink proposed 4- HEAT PUMP unit proposed 7- Entire Building to have NFPA 13-D ******THIS PERMIT HAS BEEN ISSUED UNDER THE REQUIREMENTS OF VBBL #12511 (2019)****** ***This permit is issued under the VBBL 2019, with updated energy requirements as per bylaw # 12997 effective Jan 01, 2022.*** | AKAL Plumbing & Heating Ltd
MP-2023-01602 | 2023-08-31 | 3635 W 14TH AVENUE, Vancouver, BC V6R 2W6 | Mechanical Permit | NULL | NULL | Issued | NULL | AKAL Plumbing & Heating Ltd
SP-2023-02036 | 2023-11-06 | 3635 W 14TH AVENUE, Vancouver, BC V6R 2W6 | Sprinkler Permit | Residential | New | Issued | Residential - 1FD+SS - #1 & #2 - Install sprinklers in sfd >DB: To construct a 2 storey + basement one-family dwelling with a secondary suite located in the basement with a detached accessory building (garage), at the rear providing 2 parking spaces, having vehicular access from the lane. Note: This is a 2 storey building pursuant to the Zoning and Development By-Law 1- Covenant registered at the Land Title Office under CB308538 2- No strata titling permitted 3- Bar sink proposed 4- HEAT PUMP unit proposed 7- Entire Building to have NFPA 13-D ******THIS PERMIT HAS BEEN ISSUED UNDER THE REQUIREMENTS OF VBBL #12511 (2019)****** ***This permit is issued under the VBBL 2019, with updated energy requirements as per bylaw # 12997 effective Jan 01, 2022.*** | Gold Key Fire Protection Ltd
EP-2023-03911 | 2023-05-16 | 3635 W 14TH AVENUE, Vancouver, BC V6R 2W6 | Electrical Permit | Residential | New | Issued | Temporary Power - Residential - To provide temporary power. NOTE: Work authorized by this permit is for placement of a temporary power pole only and does not authorize any site construction and/or excavation. A separate Building Permit will be required prior to commencement of any other work on this site. | A 1 Tech Electric Ltd
PP-2023-02591 | 2023-07-21 | 3635 W 14TH AVENUE, Vancouver, BC V6R 2W6 | Plumbing Permit | Residential | New | Issued | Residential - two sumps with pump one sump without pump NOTE: Engineering Assurance letter will be submitted to the Plumbing Inspector on the site. Letter shall conform to the requirements of Vancouver Bulletin 2000-008-EL/P | Bhullar Excavating and Demolition
EP-2023-02492 | 2023-03-23 | 4336 W 10TH AVENUE, Vancouver, BC V6R 2H7 | Electrical Permit | Residential | Renovation | Issued | Installation / Repair - Residential - Replacement of existing fire alarm panel that has failed. Note: This permit has been issued based on Bulletin 2018-004-BU/EL. | Clear Energy Solutions Inc
EP-2022-03115 | 2022-04-21 | 2700 W 10TH AVENUE, Vancouver, BC V6K 2J9 | Electrical Permit | Residential | Addition | Completed | Installation / Repair - Residential - Add 2 Heat pumps to resident | ACS ELECTRICAL LTD
GP-2022-01720 | 2022-06-06 | 2700 W 10TH AVENUE, Vancouver, BC V6K 2J9 | Gas Permit | Residential | Renovation - Dwelling Unit(s) only | Completed | Residential - RE&RE water heater w/ IBC tankless (199,000BTU) | Kits Plumbing and Heating Ltd
GP-2022-01157 | 2022-04-13 | 2705 W 10TH AVENUE, Vancouver, BC V6K 2K1 | Gas Permit | Residential | Renovation | Completed | Residential - Furnace Replacement | Airstream Heating & Air Conditioning Inc
EP-2022-02775 | 2022-04-06 | 2705 W 10TH AVENUE, Vancouver, BC V6K 2K1 | Electrical Permit | Residential | Renovation | Completed | Installation / Repair - Residential - Upgrade house service to 200A | Advanco Electric Ltd
EP-2023-07923 | 2023-08-30 | 2725 W 10TH AVENUE, Vancouver, BC V6K 2K1 | Electrical Permit | Residential | New | Issued | Temporary Power - Residential - To provide temporary power. | PRO D Electric Ltd
PP-2024-00183 | 2024-01-25 | 2725 W 10TH AVENUE, Vancouver, BC V6K 2K1 | Plumbing Permit | Residential | New | Issued | Residential - Sump, storm, sanitary, water to PL | Headwater Management Ltd
GP-2022-01763 | 2022-06-09 | 2728 W 10TH AVENUE, Vancouver, BC V6K 2J9 | Gas Permit | Residential | Tenant Improvement | Completed | Residential - replace existing hot water tank to condensing unit | Crystal Creek Property Services Limited
GP-2023-00790 | 2023-03-06 | 2745 W 10TH AVENUE, Vancouver, BC V6K 2K1 | Gas Permit | Residential | Renovation | Completed | Residential - replace furnace and water heater | Accolade Plumbing and Heating Inc.
EP-2023-02040 | 2023-03-14 | 4033 W 11TH AVENUE, Vancouver, BC V6R 2L4 | Electrical Permit | Residential | New | Issued | Installation / Repair - Residential - Install service, wiring for lighting, plugs, and appliances. *An approved mechanical permit is required for the installation of air conditioning or heat pump unit at the time of installation before an electrical inspection will be performed >BP: To construct a 2 storey one-family dwelling ($719,272.50) with an open parking pad, providing 1 parking space, having vehicular access from the 20' Lane. Note: The entire building, INCLUDING THE ATTACHED GARAGE (if applicable), to be sprinklered to NFPA 13D 1. Covenant registered at the Land Title Office under CA9963625 2. A/C proposed – Exterior component located in rear, Interior component located in main floor. 3. Bar sink located in basement. 4. Schedule B: (J.J.S.Hui) P.Eng (778.319.3403) Structural & Geotechnical 5. HPO: Residential Builder- Polis & MCCM Development Co Ltd Note: This is a 2 storey building pursuant to the Zoning and Development By-Law **THIS PERMIT HAS BEEN ISSUED UNDER THE REQUIREMENTS OF VBBL #12511 (2019) ** | 523 Construction Ltd
PP-2023-00390 | 2023-02-06 | 4033 W 11TH AVENUE, Vancouver, BC V6R 2L4 | Plumbing Permit | Residential | New | Issued | Residential - one sump no pump | Canadian Excavating Ltd
EP-2023-00802 | 2023-01-31 | 4033 W 11TH AVENUE, Vancouver, BC V6R 2L4 | Electrical Permit | Residential | New | Expired | Temporary Power - Residential - To provide temporary power. | 523 Construction Ltd
PP-2023-01154 | 2023-04-03 | 4033 W 11TH AVENUE, Vancouver, BC V6R 2L4 | Plumbing Permit | Residential | New | Issued | Residential - 1FD - #1 - plumbing work at new build detached house >DB: To construct a 2 storey one-family dwelling with an open parking pad, providing 1 parking space, having vehicular access from the 20' Lane. Note: The entire building, INCLUDING THE ATTACHED GARAGE (if applicable), to be sprinklered to NFPA 13D 1. Covenant registered at the Land Title Office under CA9963625 2. A/C proposed – Exterior component located in rear, Interior component located in main floor. 3. Bar sink located in basement. | PROWORK PLUMBING & HEATING LTD.
GP-2023-02273 | 2023-07-31 | 4033 W 11TH AVENUE, Vancouver, BC V6R 2L4 | Gas Permit | Residential | New | Issued | Residential - 1 Range, 1 Boiler & 1 BBQ >BP: To construct a 2 storey one-family dwelling | PROWORK PLUMBING & HEATING LTD.
SP-2023-01455 | 2023-08-08 | 4033 W 11TH AVENUE, Vancouver, BC V6R 2L4 | Sprinkler Permit | Residential | New | Issued | Residential - 1FD - To Install 35 sprinkler heads >DB: To construct a 2 storey one-family dwelling with an open parking pad, providing 1 parking space, having vehicular access from the 20' Lane. Note: The entire building, INCLUDING THE ATTACHED GARAGE (if applicable), to be sprinklered to NFPA 13D 1. Covenant registered at the Land Title Office under CA9963625 2. A/C proposed – Exterior component located in rear, Interior component located in main floor. 3. Bar sink located in basement. **THIS PERMIT HAS BEEN ISSUED UNDER THE REQUIREMENTS OF VBBL #12511 (2019) ** | General Sprinkler Systems Ltd
MP-2023-00900 | 2023-05-21 | 4033 W 11TH AVENUE, Vancouver, BC V6R 2L4 | Mechanical Permit | NULL | NULL | Issued | NULL | PROWORK PLUMBING & HEATING LTD.
EP-2023-07237 | 2023-08-09 | 4033 W 11TH AVENUE, Vancouver, BC V6R 2L4 | Electrical Permit | Residential | New | Issued | Installation / Repair - Residential - Install Low Voltage Only: Data, CCTV, Intercom, Distribution Audio Rough-in and Finishing; Shade Rough-In Only, Security Alarm Rough-In Only. | ICove Technology Inc
MP-2023-01733 | 2023-09-26 | 4033 W 11TH AVENUE, Vancouver, BC V6R 2L4 | Mechanical Permit | NULL | NULL | Issued | NULL | CEN'S MECHANICAL F & C ENTERPRISES LTD
EP-2023-08628 | 2023-10-13 | 4039 W 11TH AVENUE, Vancouver, BC V6R 2L4 | Electrical Permit | Residential | New | Issued | Installation / Repair - Residential - ¦ 1FD + 1SS- 200A ¦ A single family house with a second suite wiring and install all outlets, lighting system and electrical equipment. 200 A , 120/240v, single phase , single meter, overhead service *An approved mechanical permit is required for the installation of air conditioning or heat pump unit at the time of installation before an electrical inspection will be performed >BP: To construct a 2 storey + basement one-family dwelling with a secondary suite ($605,597) located in the basement with a detached accessory building (LWH), at the rear providing 1 surface parking spaces, having vehicular access from the lane. Note: This is a 2 storey building pursuant to the Zoning and Development By-Law 1- Covenant registered at the Land Title Office under CB764788 2- No strata titling permitted 3- Bar sink proposed 4- External mechanical unit proposed 5- Schedule B: Shaozhe Guo P.Eng (778.926.0525) Structural & Geotechnical 6- HPO: Residential Builder – Oct 31 2023 7- As shown by an asterisk (*) on the building permit floor plans and/or elevations, exit protection is required to be provided in accordance with Articles 9.9.4.4., 9.9.4.6., and/or 9.37.2.8. of the 2019 VBBL | Aidea Solutions Ltd
EP-2023-08423 | 2023-09-20 | 4039 W 11TH AVENUE, Vancouver, BC V6R 2L4 | Electrical Permit | Residential | New | Issued | Temporary Power - Residential - To provide temporary power. | Aidea Solutions Ltd
PP-2023-03619 | 2023-10-13 | 4039 W 11TH AVENUE, Vancouver, BC V6R 2L4 | Plumbing Permit | Residential | New | Issued | Residential - 1FD+SS - Sumps Installation | Apollo Excavating & Civil Works Ltd.
PP-2023-04101 | 2023-11-22 | 4039 W 11TH AVENUE, Vancouver, BC V6R 2L4 | Plumbing Permit | Residential | New | Issued | Residential - Plumbing for 6 bathroom house >BP: To construct a 2 storey + basement one-family dwelling with a secondary suite located in the basement with a detached accessory building (LWH), at the rear providing 1 surface parking spaces, having vehicular access from the lane. Note: This is a 2 storey building pursuant to the Zoning and Development By-Law 1- Covenant registered at the Land Title Office under CB764788 2- No strata titling permitted 3- Bar sink proposed 4- External mechanical unit proposed 5- Schedule B: Shaozhe Guo P.Eng (778.926.0525) Structural & Geotechnical 6- HPO: Residential Builder – Oct 31 2023 7- As shown by an asterisk (*) on the building permit floor plans and/or elevations, exit protection is required to be provided in accordance with Articles 9.9.4.4., 9.9.4.6., and/or 9.37.2.8. of the 2019 VBBL | Apple Mechanical Ltd
MP-2023-02160 | 2023-12-05 | 4039 W 11TH AVENUE, Vancouver, BC V6R 2L4 | Mechanical Permit | NULL | NULL | Issued | NULL | Apple Mechanical Ltd
SP-2024-00011 | 2024-01-04 | 4039 W 11TH AVENUE, Vancouver, BC V6R 2L4 | Sprinkler Permit | Residential | New | Issued | Residential - To install 27 sprinkler heads >BP: To construct a 2 storey + basement one-family dwelling with a secondary suite located in the basement with a detached accessory building ( 2 car garage) at the rear providing an additional 1 surface concrete parking space having vehicular access from the lane. Note: This is a 2 storey building pursuant to the Zoning and Development By-Law 1- Covenant registered at the Land Title Office under CB764788 2- No strata titling permitted 3- Bar sink proposed 4- External mechanical unit proposed 5- Schedule B: Shaozhe Guo P.Eng (778.926.0525) Structural & Geotechnical 6- HPO: Residential Builder – Oct 31 2023 7- As shown by an asterisk (*) on the building permit floor plans and/or elevations, exit protection is required to be provided in accordance with Articles 9.9.4.4., 9.9.4.6., and/or 9.37.2.8. of the 2019 VBBL | General Sprinkler Systems Ltd
EP-2024-00862 | NULL | 4039 W 11TH AVENUE, Vancouver, BC V6R 2L4 | Electrical Permit | Residential | New | Application Incomplete | Installation / Repair - Residential - rough in, install alarm and security cameras LOW VOLTAGE >BP: | NULL
PP-2023-01064 | 2023-03-28 | 4068 W 11TH AVENUE, Vancouver, BC V6R 2L3 | Plumbing Permit | Residential | New | Completed | Residential - Adding sump to rear of property >BP: To construct a 2 storey laneway house building with 1 open parking pad, providing a total of 1 parking spaces, having vehicular access from the 20' Lane. | Gill's Construction Ltd
EP-2023-02227 | 2023-03-15 | 4068 W 11TH AVENUE, Vancouver, BC V6R 2L3 | Electrical Permit | Residential | New | Issued | Temporary Power - Residential - To provide temporary power. | Mid-Knight Electrical Ltd
EP-2023-01419 | 2023-02-17 | 4068 W 11TH AVENUE, Vancouver, BC V6R 2L3 | Electrical Permit | Residential | New | Issued | Temporary Power - Residential - To provide temporary power. March 6/2023 - AMEND -special permission form provided | Mid-Knight Electrical Ltd
GP-2024-00040 | 2024-01-08 | 3460 W 12TH AVENUE, Vancouver, BC V6R 2N1 | Gas Permit | Residential | Addition | Completed | Residential - re and re gas dryer | Christopher Sterling
GP-2023-03625 | 2023-11-20 | 3511 W 12TH AVENUE, Vancouver, BC V6R 2N3 | Gas Permit | Residential | Renovation | Completed | Residential - Re&Re boiler | Milani Plumbing Heating & Air Conditioning Ltd
EP-2023-07834 | 2023-08-28 | 3517 W 12TH AVENUE, Vancouver, BC V6R 2N3 | Electrical Permit | Residential | New | Issued | Temporary Power - Residential - To provide temporary power. | Cameron Thomas Burr
PP-2024-00125 | 2024-01-24 | 3517 W 12TH AVENUE, Vancouver, BC V6R 2N3 | Plumbing Permit | Residential | New | Issued | Residential - Install one outside pumped sump and one outside sump without pumps | Octiscapes Site Services Ltd
GP-2022-00806 | 2022-03-14 | 3520 W 12TH AVENUE, Vancouver, BC V6R 2N4 | Gas Permit | Residential | Tenant Improvement | Completed | Residential - Furnace Replacement | Wah Fai Plumbing & Heating Inc
EP-2022-10215 | 2022-12-05 | 3556 W 12TH AVENUE, Vancouver, BC V6R 2N4 | Electrical Permit | Residential | Addition | Completed | Installation / Repair - Residential - upgrade existing service from 100 amps to 200 amps. Meter needs to be relocated to garage from the house due to accessibility for BC Hydro crews. Over head conductors to house exterior mast to new 200 amp panel. New ground plate. | David Berg
GP-2023-03153 | 2023-10-20 | 2756 W 11TH AVENUE, Vancouver, BC V6K 2L9 | Gas Permit | Residential | Renovation | Completed | Residential - HWT re&re | Ferenc Nagy
EP-2023-04202 | 2023-05-26 | 1566 W 13TH AVENUE, Vancouver, BC V6J 2G4 | Electrical Permit | Commercial | Renovation | Issued | Installation / Repair - Commercial - Electrical and fire alarm work related to the elevator modernization, as per drawings submitted -We're replacing devices in the elevator shaft/machine room as required for this elevator upgrade - please refer to the drawings. I selected fixtures/fittings for this. It is not a full fire alarm replacement. >BP: Interior alterations for elevator and fire alarm upgrades to this existing high-rise residential building. | Fina Electrical Systems Ltd
GP-2022-00068 | 2022-01-11 | 1585 W 13TH AVENUE, Vancouver, BC V6J 2G5 | Gas Permit | Residential | Renovation | Completed | Residential - installation of 2 x super-hot atmospheric boilers– 315,000 BTU | Watt HVAC Ltd
NULL | NULL | 1585 W 13TH AVENUE, Vancouver, BC V6J 2G5 | Electrical Permit | Residential | Renovation | Withdrawn | Installation / Repair - Residential - Install 2 x super-hot atmospheric boilers– 315,000 BTU | Watt HVAC Ltd
GP-2022-04100 | 2022-12-21 | 1650 W 13TH AVENUE, Vancouver, BC V6J 2G7 | Gas Permit | Commercial | Tenant Improvement | Cancelled | Commercial - Re amd re of 2 gas stacked dryers (4 units) | Spears Sales & Service Ltd
EP-2023-04657 | 2023-06-15 | 1686 W 13TH AVENUE, Vancouver, BC V6J 2G6 | Electrical Permit | Commercial | Tenant Improvement | Issued | Installation / Repair - Commercial - Modification of existing fire alarm system as per Bulletin 2018-004-BU/EL Option #3 triggered by the automatic elevator recall as follows: · Existing fire alarm panel is addressable Notifier 3030 single-stage system. Fire alarm panel and annunciator are located in the lobby on Ground Floor. · Provide new addressable smoke detectors w/ sounder bases in elevator lobby on Penthouse level and the elevator shaft. · Existing smoke detectors in Elevator Lobbies and Elevator Machine room to be programmed for elevator recall functionality. ? Provide new 18,000 BTU heat pump. · Provide new fused disconnects for the elevator controller and cab light. · Provide new #6 ground wire. · Provide new telephone line to elevator machine room. · Provide & new addressable relays in elevator machine room. · Replacement of existing receptacles with new GFCI type receptacles in elevator machine room & pit. · Supply and installation of new light switches in the elevator pit and elevator machine room. · Replacement of existing fixtures with new LED type fixtures c/w with wire cages in elevator machine room & pit. · Verification of the fire alarm system in conformance with CAN/ULC S537. | Action Electric Ltd
GP-2022-03728 | 2022-11-25 | 4125 W 13TH AVENUE, Vancouver, BC V6R 2T5 | Gas Permit | Residential | Renovation | Cancelled | Residential - Re & re Boiler | Milani Plumbing Heating & Air Conditioning Ltd
EP-2023-00715 | 2023-01-30 | 3749 W 14TH AVENUE, Vancouver, BC V6R 2W8 | Electrical Permit | Residential | Renovation | Completed | Installation / Repair - Residential - overhead service upgrade from 60a to 200a - new service install on the garage wall, underground cable running from main panel in the garage to subpanel in house. | Green Mountain Multitech Ltd
MP-2023-00474 | 2023-03-23 | 3765 W 14TH AVENUE, Vancouver, BC V6R 2W8 | Mechanical Permit | NULL | NULL | Completed | NULL | Tek Climate Heating & Air Conditioning Ltd
NULL | NULL | 3765 W 14TH AVENUE, Vancouver, BC V6R 2W8 | Mechanical Permit | NULL | NULL | Withdrawn | NULL | NULL
EP-2023-01479 | 2023-02-27 | 3765 W 14TH AVENUE, Vancouver, BC V6R 2W8 | Electrical Permit | Residential | Renovation - Dwelling Unit(s) only | Completed | Installation / Repair - Residential - Electrical service upgrade from 70amp to 200amp Installation of heat pump *An approved mechanical permit is required for the installation of air conditioning or heat pump unit at the time of installation before an electrical inspection will be performed | Red Ryno Energy Ltd
EP-2023-07885 | 2023-09-12 | 3772 W 14TH AVENUE, Vancouver, BC V6R 2W7 | Electrical Permit | Residential | Renovation | Issued | Installation / Repair - Residential - Update the service from 100A to 200A for electrical car charger. | Higo Electric Ltd
PP-2024-00165 | 2024-01-24 | 3772 W 14TH AVENUE, Vancouver, BC V6R 2W7 | Plumbing Permit | Residential | Renovation | Issued | Residential - renew all the plumbing works >BP: 3772 W 14th Ave Interior and exterior renovations to validate unapproved work in existing single detached house on site. Related to CF-2023-011356 Scope of work to include removing a kitchen in the basement, replacing windows with same size on all floors, re&re of bathroom, installing heat pump in rear yard, replacing staircase connecting second floor to rooftop patio. | Doctor Plumbing & Heating Ltd
EP-2022-05075 | 2022-06-15 | 3808 W 14TH AVENUE, Vancouver, BC V6R 2W9 | Electrical Permit | Residential | Tenant Improvement | Completed | Installation / Repair - Residential - Upgrading electrical service from 100amp to 200amp | EURO TECH ELECTRIC LTD.
MP-2022-00664 | 2022-12-08 | 3808 W 14TH AVENUE, Vancouver, BC V6R 2W9 | Mechanical Permit | NULL | NULL | Completed | NULL | Ferenc Nagy
GP-2022-02890 | 2022-09-26 | 3808 W 14TH AVENUE, Vancouver, BC V6R 2W9 | Gas Permit | Residential | Renovation | Completed | Residential - hwt re&re | Ferenc Nagy
PP-2023-03925 | 2023-11-07 | 3845 W 14TH AVENUE, Vancouver, BC V6R 2X1 | Plumbing Permit | Residential | Renovation | Issued | Residential - Sewage main pipe section fix approximately 10 meters | Via Plumbing Heating and Drainage Ltd
EP-2023-07236 | 2023-08-09 | 3887 W 14TH AVENUE, Vancouver, BC V6R 2X1 | Electrical Permit | Residential | New | Issued | Temporary Power - Residential - To provide temporary power. | Best Choice Electrical Ltd
EP-2022-06381 | 2022-07-28 | 3887 W 14TH AVENUE, Vancouver, BC V6R 2X1 | Electrical Permit | Residential | New | Expired | Temporary Power - Residential - To provide temporary power. | Best Choice Electrical Ltd
EP-2023-05888 | 2023-08-24 | 4113 W 11TH AVENUE, Vancouver, BC V6R 2L5 | Electrical Permit | Residential | Renovation - Dwelling Unit(s) only | Completed | Installation / Repair - Residential - ¦ 1FD- 200A SERVICE UPGRADE/ HP ¦ Install circuit for heat pump and 200 amp service upgrade *An approved mechanical permit is required for the installation of air conditioning or heat pump unit at the time of installation before an electrical inspection will be performed | Douglas Millington o/a Moose Electric
MP-2023-01678 | 2023-09-14 | 4113 W 11TH AVENUE, Vancouver, BC V6R 2L5 | Mechanical Permit | NULL | NULL | Issued | NULL | Ashton Service Group/Ashton Mechanical Ltd.
GP-2023-03342 | 2023-11-02 | 4113 W 11TH AVENUE, Vancouver, BC V6R 2L5 | Gas Permit | Residential | Renovation | Issued | Residential - Decommission and remove old gas furnace and install new Heat Pump. | Ashton Service Group/Ashton Mechanical Ltd.
EP-2023-04907 | 2023-06-08 | 3591 W 10TH AVENUE, Vancouver, BC V6R 2E9 | Electrical Permit | Residential | Renovation | Completed | Installation / Repair - Residential - 9nstall 2 laundry rooms and 1 bathroom >BP: Interior alterations to change the use from a Single Detached House to Single Detached House with a Secondary Suite. Letter of assurance provided by Schedule B (Structural) - Christopher Man, P.Eng., 604-874-3237 Addressing Note: 3591 W 10th Av - One Family Dwelling (1st & 2nd floor) 2570 Dunbar St - Secondary Suite (basement) Address numbers assigned as per approved plans for Fire and Emergency response. The address numbers are to be posted to the building to be visible from the street and in accordance with the Building By-law prior to final inspection. | Ding Qing He
PP-2023-01753 | 2023-05-17 | 3591 W 10TH AVENUE, Vancouver, BC V6R 2E9 | Plumbing Permit | Residential | Renovation | Completed | Residential - add laundry on first floor and add bathroom group and laundry on second floor >DB: Interior alterations to change the use from a Single Detached House to Single Detached House with a Secondary Suite. | WECAN PLUMBING INCORPORTED
GP-2022-03054 | 2022-10-12 | 3610 W 10TH AVENUE, Vancouver, BC V6R 2G3 | Gas Permit | Residential | Renovation | Completed | Residential - Gas fireplace installation | 496302 BC Ltd
PP-2022-00781 | 2022-03-11 | 3535 W 11TH AVENUE, Vancouver, BC V6R 2K3 | Plumbing Permit | Residential | New | Completed | Residential - Sentry and storm con with one sump To construct a two-storey two-family dwelling with a detached accessory building (garage) at the rear providing 2 parking spaces, having vehicular access from the lane. Note: This Building Permit will remain in a suspended status until the associated (green) Demolition Permit BP-2021-01497 is completed. Note: This is a 2.5 storey building pursuant to the Zoning and Development By-Law 1. A/C units proposed in the rear yard 2. No bar sinks proposed | AKAL DEMOLITION & EXCAVATING LTD
EP-2022-09509 | 2022-11-09 | 3535 W 11TH AVENUE, Vancouver, BC V6R 2K3 | Electrical Permit | Residential | New | Completed | Installation / Repair - Residential - Security alarm, tv cables, telephone and door chime >BP: To construct a two-storey two-family dwelling ($705,000) with a detached accessory building (garage) at the rear providing 2 parking spaces, having vehicular access from the lane. Note: This is a 2.5 storey building pursuant to the Zoning and Development By-Law 1. A/C units proposed in the rear yard 2. No bar sinks proposed 3. Schedule B: ALAN PRAHALAD 604-831-1431 Structural & Geotechnical 4. HPO: Residential Builder - 0938862 B.C. Ltd. (KMB Properties) Address number assigned as per approved plans for Fire and Emergency response. The address number is to be posted and to the building and to be visible from the street in accordance with the Building By-law prior to final inspection. ******THIS PERMIT HAS BEEN ISSUED UNDER THE REQUIREMENTS OF VBBL #12511 (2019)****** | A B L SECURITY SYSTEMS LTD.
GP-2022-03365 | 2022-11-01 | 3535 W 11TH AVENUE, Vancouver, BC V6R 2K3 | Gas Permit | Residential | New | Completed | Residential - 2FD - FRONT - 3535 W 11TH AV BACK - 3537 W 11TH AV All black iron piping include fittings. 2psi gas pressure.Complete installation for boilers. Piping only for 2 kitchen ranges 70000 btu/each ( 1 in each unit) and 2 Bbq 50000 btu/each ( 1 in each unit) >DB: To construct a two-storey two-family dwelling with a detached accessory building (garage) at the rear providing 2 parking spaces, having vehicular access from the lane. Note: This is a 2.5 storey building pursuant to the Zoning and Development By-Law 1. A/C units proposed in the rear yard 2. No bar sinks proposed AMEND: MAY 5/2023 Complete installation for both kitchen range (95000 btu each) | POLLY MECHANICAL LTD
EP-2022-06483 | 2022-08-03 | 3535 W 11TH AVENUE, Vancouver, BC V6R 2K3 | Electrical Permit | Residential | New | Completed | Installation / Repair - Residential - NEW ELECTRICAL FOR DUPLEX MAIN SERVICE 200AMPS 125AMPS TO EACH UNIT >BP: To construct a two-storey two-family dwelling ($705,000) with a detached accessory building (garage) at the rear providing 2 parking spaces, having vehicular access from the lane. Note: This is a 2.5 storey building pursuant to the Zoning and Development By-Law 1. A/C units proposed in the rear yard 2. No bar sinks proposed 3. Schedule B: ALAN PRAHALAD 604-831-1431 Structural & Geotechnical 4. HPO: Residential Builder - 0938862 B.C. Ltd. (KMB Properties) Address number assigned as per approved plans for Fire and Emergency response. The address number is to be posted and to the building and to be visible from the street in accordance with the Building By-law prior to final inspection. ******THIS PERMIT HAS BEEN ISSUED UNDER THE REQUIREMENTS OF VBBL #12511 (2019)****** | Indy Electrical Ltd
PP-2022-02201 | 2022-06-22 | 3535 W 11TH AVENUE, Vancouver, BC V6R 2K3 | Plumbing Permit | Residential | New | Completed | Residential - New duplex >To construct a two-storey two-family dwelling ($705,000) with a detached accessory building (garage) at the rear providing 2 parking spaces, having vehicular access from the lane. Note: This Building Permit will remain in a suspended status until the associated (green) Demolition Permit BP-2021-01497 is completed. Note: This is a 2.5 storey building pursuant to the Zoning and Development By-Law 1. A/C units proposed in the rear yard 2. No bar sinks proposed 3. Schedule B: ALAN PRAHALAD 604-831-1431 Structural & Geotechnical 4. HPO: Residential Builder - 0938862 B.C. Ltd. (KMB Properties) Address number assigned as per approved plans for Fire and Emergency response. The address number is to be posted and to the building and to be visible from the street in accordance with the Building By-law prior to final inspection. ******THIS PERMIT HAS BEEN ISSUED UNDER THE REQUIREMENTS OF VBBL #12511 (2019)****** | RISER PLUMBING & HEATING LTD
SP-2022-01618 | 2022-10-04 | 3535 W 11TH AVENUE, Vancouver, BC V6R 2K3 | Sprinkler Permit | Residential | New | Completed | Residential - New sprinkler installation for: >BP:To construct a two-storey two-family dwelling ($705,000) with a detached accessory building (garage) at the rear providing 2 parking spaces, having vehicular access from the lane. Note: This Building Permit will remain in a suspended status until the associated (green) Demolition Permit BP-2021-01497 is completed. Note: This is a 2.5 storey building pursuant to the Zoning and Development By-Law 1. A/C units proposed in the rear yard 2. No bar sinks proposed 3. Schedule B: ALAN PRAHALAD 604-831-1431 Structural & Geotechnical 4. HPO: Residential Builder - 0938862 B.C. Ltd. (KMB Properties) **The entire building, INCLUDING THE ATTACHED GARAGE (if applicable), to be sprinklered to 2 x NFPA 13D.** | Real Tech Fire Protection Ltd
EP-2023-07460 | 2023-08-22 | 3536 W 11TH AVENUE, Vancouver, BC V6R 2K2 | Electrical Permit | Residential | Addition | Completed | Installation / Repair - Residential - -Supply and install new 100A Meter Base, mechanically protect as required. -Supply and install Service Mast from Meter Base through roof lining to CEC specified height -Supply and install 100A Main Panel fed from 100A Meter Base -Reinstate all Garage circuits to new 100A Main Panel, junction if necessary -Supply and install new Grounding Plate -Label new 100A Main Panel with all existing and new branch circuits -Remove Garage circuits from Main House Panel -Test connections and commission installation -Tidy site and dispose of garbage correctly and safely -Supply and install 60A breaker in Garage Panel -Supply and install 6AWG 3C NMD90 inside wall from panel to Customer supplied EV Charger location (RHS of panel) -Test connections and commission installation -Tidy site and dispose of garbage correctly and safely | TDR Electric Inc
GP-2022-02021 | 2022-07-07 | 4255 W 11TH AVENUE, Vancouver, BC V6R 2L8 | Gas Permit | Residential | Renovation | Completed | Residential - re re tankless water heater | Thomson Industries Ltd
EP-2022-00946 | 2022-02-08 | 4263 W 11TH AVENUE, Vancouver, BC V6R 2L8 | Electrical Permit | Residential | Renovation | Completed | Installation / Repair - Residential - Service upgrade from 100 amps to 200 amps, 120/240 volts, single phase. Service on private pole to subpanel in garage. | Wespac Electrical Contractor Ltd
GP-2022-00467 | 2022-02-11 | 4263 W 11TH AVENUE, Vancouver, BC V6R 2L8 | Gas Permit | Residential | Renovation | Completed | Residential - FURNACE/WATER HEATER RE/RE | Reliance Comfort Limited Partnership
NULL | NULL | 2835 W 11TH AVENUE, Vancouver, BC V6K 2M2 | Electrical Permit | Residential | New | Draft | Installation / Repair - Residential - Installation of Temporary Electrical power pole, to provide site with power during conctruction | Skyview Electrical Ltd
EP-2022-08689 | 2022-10-12 | 2835 W 11TH AVENUE, Vancouver, BC V6K 2M2 | Electrical Permit | Residential | New | Expired | Temporary Power - Residential - To provide temporary power. | Skyview Electrical Ltd
PP-2022-04376 | 2022-12-08 | 2835 W 11TH AVENUE, Vancouver, BC V6K 2M2 | Plumbing Permit | Residential | New | Issued | Residential - Outside sump | Power Excavating Ltd
GP-2023-01444 | 2023-05-04 | 2835 W 11TH AVENUE, Vancouver, BC V6K 2M2 | Gas Permit | Residential | New | Issued | Residential - 1FD+SS - #1 & #2 - Complete boiler, range, bbq and piping only for fireplace, patio heater. >DB: To construct a 2 storey + basement one-family dwelling with a secondary suite located in the basement with a detached accessory building (garage), at the rear providing 2 parking spaces, having vehicular access from the lane. 1- No strata titling permitted. 2- Bar sink proposed in main floor. 3- A/C unit proposed in rear yard. The entire building, to be sprinklered to NFPA 13D. | Deep Gas Fitting Ltd.
GP-2023-01758 | 2023-06-07 | 2835 W 11TH AVENUE, Vancouver, BC V6K 2M2 | Gas Permit | Residential | New | Issued | Residential - 1 Gas fireplace installation >BP: To construct a 2 storey + basement one-family dwelling with a secondary suite | 496302 BC Ltd
EP-2023-06190 | 2023-08-01 | 2835 W 11TH AVENUE, Vancouver, BC V6K 2M2 | Electrical Permit | Residential | New | Issued | Installation / Repair - Residential - New single family dwelling house being built. New electrical wiring and service to be installed. Total Load 42,240 W >BP: To construct a 2 storey + basement one-family dwelling with a secondary suite located in the basement with a detached accessory building (garage), at the rear providing 2 parking spaces, having vehicular access from the lane. 1- No strata titling permitted. 2- Bar sink proposed in main floor. 3- A/C unit proposed in rear yard. 4- Schedule B: K.T.C. Nguyen, P.Eng (604.326.2701) Structural & Geotechnical 5- HPO: Larch Construction Ltd. Combustible projections or roof soffits on an exposing building face shall not project to less than .45m from the property line and shall be in compliance with VBBL 2019 9.10.15.5.(9) The entire building, to be sprinklered to NFPA 13D. ******THIS PERMIT HAS BEEN ISSUED UNDER THE REQUIREMENTS OF VBBL #12511 (2019)****** | Skyview Electrical Ltd
PP-2023-00660 | 2023-02-27 | 2835 W 11TH AVENUE, Vancouver, BC V6K 2M2 | Plumbing Permit | Residential | New | Issued | Residential - Plumbing and radiant heating >BP: To construct a 2 storey + basement one-family dwelling with a secondary suite located in the basement with a detached accessory building (garage), at the rear providing 2 parking spaces, having vehicular access from the lane. 1- No strata titling permitted. 2- Bar sink proposed in main floor. 3- A/C unit proposed in rear yard. 4- Schedule B: K.T.C. Nguyen, P.Eng (604.326.2701) Structural & Geotechnical 5- HPO: Larch Construction Ltd. | R J PLUMBING & HEATING LTD.
MP-2023-00256 | 2023-02-26 | 2835 W 11TH AVENUE, Vancouver, BC V6K 2M2 | Mechanical Permit | NULL | NULL | Issued | NULL | R J PLUMBING & HEATING LTD.
SP-2023-00660 | 2023-04-17 | 2835 W 11TH AVENUE, Vancouver, BC V6K 2M2 | Sprinkler Permit | Residential | New | Issued | Residential - 1FD+SS- #1 & #2 - install 24 heads for new construction The entire building, to be sprinklered to NFPA 13D. >DB: To construct a 2 storey + basement one-family dwelling with a secondary suite located in the basement with a detached accessory building (garage), at the rear providing 2 parking spaces, having vehicular access from the lane. 1- No strata titling permitted. 2- Bar sink proposed in main floor. 3- A/C unit proposed in rear yard. | Preet Plumbing Heating And Sprinkle Ltd
EP-2023-03754 | 2023-05-01 | 2835 W 11TH AVENUE, Vancouver, BC V6K 2M2 | Electrical Permit | Residential | New | Issued | Installation / Repair - Residential - Alarm prewire, CCTV and Data wiring. >BP: To construct a 2 storey + basement one-family dwelling with a secondary suite located in the basement with a detached accessory building (garage), at the rear providing 2 parking spaces, having vehicular access from the lane. This Building Permit will remain in a suspended status until the associated (green) Demolition Permit BP-2022-01477 is completed. 1- No strata titling permitted. 2- Bar sink proposed in main floor. 3- A/C unit proposed in rear yard. 4- Schedule B: K.T.C. Nguyen, P.Eng (604.326.2701) Structural & Geotechnical 5- HPO: Larch Construction Ltd. Combustible projections or roof soffits on an exposing building face shall not project to less than .45m from the property line and shall be in compliance with VBBL 2019 9.10.15.5.(9) The entire building, to be sprinklered to NFPA 13D. ******THIS PERMIT HAS BEEN ISSUED UNDER THE REQUIREMENTS OF VBBL #12511 (2019)****** | Quality Guaranteed Services Inc
MP-2023-01511 | 2023-08-16 | 2835 W 11TH AVENUE, Vancouver, BC V6K 2M2 | Mechanical Permit | NULL | NULL | Issued | NULL | Century Twenty One Gas & Heating Co. Ltd
GP-2022-03743 | 2022-11-26 | 2856 W 11TH AVENUE, Vancouver, BC V6K 2M1 | Gas Permit | Residential | Renovation | Completed | Residential - Replace water heater with combi boiler on ground floor. | Canadian Care Heating & Cooling Ltd
GP-2023-01986 | 2023-06-30 | 2868 W 11TH AVENUE, Vancouver, BC V6K 2M1 | Gas Permit | Residential | Renovation | Completed | Residential - Boiler re&re | Ferenc Nagy
EP-2022-04528 | 2022-06-01 | 2890 W 11TH AVENUE, Vancouver, BC V6K 2M1 | Electrical Permit | Residential | New | Expired | Temporary Power - Residential - To provide temporary power. NOTE: Work authorized by this permit is for placement of a temporary power pole only and does not authorize any site construction and/or excavation. A separate Building Permit will be required prior to commencement of any other work on this site. | CANDID ELECTRIC LTD
PP-2022-02753 | 2022-08-09 | 2890 W 11TH AVENUE, Vancouver, BC V6K 2M1 | Plumbing Permit | Residential | New | Completed | Residential - Sumps | Canadian Excavating Ltd
EP-2023-05339 | 2023-06-14 | 2925 W 11TH AVENUE, Vancouver, BC V6K 2M4 | Electrical Permit | Residential | New | Issued | Temporary Power - Residential - To provide temporary power. | F & S Electrical Ltd
PP-2023-03655 | 2023-10-18 | 2925 W 11TH AVENUE, Vancouver, BC V6K 2M4 | Plumbing Permit | Residential | New | Issued | Residential - new gravity sump and new pump sump NOTE: Engineering Assurance letter will be submitted to the Plumbing Inspector on the site. Letter shall conform to the requirements of Vancouver Bulletin 2000-008-EL/PL. | Vancouver Excavating and Contracting Ltd
EP-2023-09061 | 2023-10-24 | 2925 W 11TH AVENUE, Vancouver, BC V6K 2M4 | Electrical Permit | Residential | New | Issued | Installation / Repair - Residential - ¦ 1FD- 200A ¦ DCC12- 7860W New house wiring with detached garage. 200A single phase service to garage then underground to home. Wiring for appliances & branch circuits throughout. Lighting throughout. Heat pump located in back yard. *An approved mechanical permit is required for the installation of air conditioning or heat pump unit at the time of installation before an electrical inspection will be performed >BP: To construct a 2 storey + basement one-family dwelling ($1,287.685.00) with a detached accessory building (garage), at the rear providing 2 parking spaces, having vehicular access from the lane. Note: This is a 2 storey building pursuant to the Zoning and Development By-Law 1- No Bar/Sink proposed in 2- HEAT PUMP unit proposed 3- Schedule B: Tim Lam P Eng (604.255.7670) Structural 4- Schedule B: Geo: J. Troy Issigonis (604-770-0355) Geotechnical 5- Schedule D: Ricardo Sapollnik P Eng (604-523-1366) 6- Schedule A: Peter Rose Architect (604-736-7939) 7- HPO: Residential Builder – Solaris Properties Inc #32813 8- Entire Building to have NFPA 13-D ****ALL PROJECT COORDINATOR NOTES HAS BEEN ACCEPTED BY THE APPLICANT**** | F & S Electrical Ltd
GP-2023-03949 | 2023-12-11 | 2925 W 11TH AVENUE, Vancouver, BC V6K 2M4 | Gas Permit | Residential | New | Issued | Residential - new construction gas fixtures. Note: fireplace piping only > BP: To construct a 2 storey + basement one-family dwelling ($1,287.685.00) with a detached accessory building (garage), at the rear providing 2 parking spaces, having vehicular access from the lane. | BD Plumbing
MP-2024-00110 | 2024-01-25 | 2925 W 11TH AVENUE, Vancouver, BC V6K 2M4 | Mechanical Permit | NULL | NULL | Issued | NULL | BD Plumbing
PP-2023-04291 | 2023-12-11 | 2925 W 11TH AVENUE, Vancouver, BC V6K 2M4 | Plumbing Permit | Residential | New | Issued | Residential - 1FD - new construction plumbing Note: Main floor: 1 future shower (rough in only) >BP: To construct a 2 storey + basement one-family dwelling with a detached accessory building (garage), at the rear providing 2 parking spaces, having vehicular access from the lane. Note: This is a 2 storey building pursuant to the Zoning and Development By-Law 1- No Bar/Sink proposed in 2- HEAT PUMP unit proposed 8- Entire Building to have NFPA 13-D ****ALL PROJECT COORDINATOR NOTES HAS BEEN ACCEPTED BY THE APPLICANT**** ******THIS PERMIT HAS BEEN ISSUED UNDER THE REQUIREMENTS OF VBBL #12511 (2019)****** ***This permit is issued under the VBBL 2019, with updated energy requirements as per bylaw # 12997 effective Jan 01, 2022.*** | BD Plumbing
EP-2022-02571 | 2022-03-30 | 2986 W 11TH AVENUE, Vancouver, BC V6K 2M3 | Electrical Permit | Residential | New | Expired | Temporary Power - Residential - To provide temporary power. | Steve Wakabayashi
PP-2023-03810 | 2023-10-30 | 2986 W 11TH AVENUE, Vancouver, BC V6K 2M3 | Plumbing Permit | Residential | New | Completed | Residential - Install new 3/4" backflow preventer for irrigation | M&M Industries Ltd
MP-2023-00910 | 2023-05-24 | 2986 W 11TH AVENUE, Vancouver, BC V6K 2M3 | Mechanical Permit | NULL | NULL | Completed | NULL | BENTAIR HVAC LTD
EP-2023-03136 | 2023-04-12 | 2986 W 11TH AVENUE, Vancouver, BC V6K 2M3 | Electrical Permit | Residential | New | Completed | Installation / Repair - Residential - Low Voltage Alarm, Structured Wiring and Doorbell. Complete security alarm. >BP: To construct a 2 storey + basement/cellar one-family ($671,975) with a detached accessory building (garage), at the rear providing 2 parking spaces, having vehicular access from the lane. 1. No Strata Titling permitted 2. No A/C Unit proposed 3. Schedule B: (S.HSU) P.Eng (604.322.7158) Structural 4. Schedule B: (Dr. G.Z.ZHOU) P.Eng (604.838.2586) Geotechnical 5. HPO: Residential Builder- Black Thumb Contracting Ltd | Prism Security Systems Ltd
SP-2023-00491 | 2023-03-21 | 2986 W 11TH AVENUE, Vancouver, BC V6K 2M3 | Sprinkler Permit | Residential | New | Completed | Residential - 1FD - New Sprinkler system in 2 story house with basement >DB: To construct a 2 storey + basement/cellar one-family with a detached accessory building (garage), at the rear providing 2 parking spaces, having vehicular access from the lane. 1. No Strata Titling permitted 2. No A/C Unit proposed | Major Fire Protection Ltd
EP-2023-01289 | NULL | 2986 W 11TH AVENUE, Vancouver, BC V6K 2M3 | Electrical Permit | Residential | New | Withdrawn | Installation / Repair - Residential - New house wiring with detached garage. 200A overhead service on garage then underground to basement panel. Full new house wiring. Circuits for appliances, smoke carbon monoxide detectors to code, wiring to all switches, plugs and switches. Possible sump pump system. | F & S Electrical Ltd
PP-2022-03342 | 2022-09-21 | 2986 W 11TH AVENUE, Vancouver, BC V6K 2M3 | Plumbing Permit | Residential | New | Completed | Residential - Sumps NOTE: Engineering Assurance letter will be submitted to the Plumbing Inspector on the site. Letter shall conform to the requirements of Vancouver Bulletin 2000-008-EL/PL. | J & R Excavation & Demolition Ltd.
PP-2022-04451 | 2022-12-14 | 2986 W 11TH AVENUE, Vancouver, BC V6K 2M3 | Plumbing Permit | Residential | New | Completed | Residential - Plumbing Rough-In and Finishing -supply and install all plastic ABS drainage, waste, and venting to accommodate all fixtures -supply and install new PEX pipe to accommodate all fixtures -install tubs, showers, valves -supply and install hose bibbs, laundry box, thermal expansion tank, main water shut off, PRV and sprinkler tee -supply and install Navien On Demand Water Heater -install fixtures, trims and faucets for completion and occupancy (supply of fixtures by others) -test plumbing systems and coordinate inspections for DWV static test, waterpipe pressure test and final inspection (permits not included) -pass inspections >BP: To construct a 2 story + basement/cellar one-family with a detached accessory building (garage), at the rear providing 2 parking spaces, having vehicular access from the lane. 1. No Strata Titling permitted 2. No A/C Unit proposed 3. Schedule B: (S.HSU) P.Eng (604.322.7158) Structural 4. Schedule B: (Dr. G.Z.ZHOU) P.Eng (604.838.2586) Geotechnical 5. HPO: Residential Builder- Black Thumb Contracting Ltd | DISPATCH PLUMBING INC
GP-2022-04017 | 2022-12-16 | 2986 W 11TH AVENUE, Vancouver, BC V6K 2M3 | Gas Permit | Residential | New | Completed | Residential - Natural Gas System -Supply and install black iron gas pipe from gas meter to each appliance -Supply and install homerun manifold system -Connect gas to meter -Paint exposed gas piping -Pressure test system as per BC149 gas code and pass inspections >BP: To construct a 2 storey + basement/cellar one-family ($671,975) with a detached accessory building (garage), at the rear providing 2 parking spaces, having vehicular access from the lane. 1. No Strata Titling permitted 2. No A/C Unit proposed 3. Schedule B: (S.HSU) P.Eng (604.322.7158) Structural 4. Schedule B: (Dr. G.Z.ZHOU) P.Eng (604.838.2586) Geotechnical 5. HPO: Residential Builder- Black Thumb Contracting Ltd | DISPATCH PLUMBING INC
EP-2023-00496 | 2023-02-15 | 2986 W 11TH AVENUE, Vancouver, BC V6K 2M3 | Electrical Permit | Residential | New | Completed | Installation / Repair - Residential - New house, garage, single family dwelling, 200 Amp service >BP: To construct a 2 storey + basement/cellar one-family ($671,975) with a detached accessory building (garage), at the rear providing 2 parking spaces, having vehicular access from the lane. 1. No Strata Titling permitted 2. No A/C Unit proposed 3. Schedule B: (S.HSU) P.Eng (604.322.7158) Structural 4. Schedule B: (Dr. G.Z.ZHOU) P.Eng (604.838.2586) Geotechnical 5. HPO: Residential Builder- Black Thumb Contracting Ltd Note: This is a 2 storey building pursuant to the Zoning and Development By-Law Address Information: Principle Dwelling: 2986 W 11th Av Addresses have been assigned per the approved plans. This access must be provided & maintained at all times and the building addresses posted to be visible from the street in accordance with the Building By-law. **THIS PERMIT HAS BEEN ISSUED UNDER THE REQUIREMENTS OF VBBL #12511 (2019)** | F & S Electrical Ltd
EP-2023-06151 | 2023-07-25 | 3035 W 11TH AVENUE, Vancouver, BC V6K 2M5 | Electrical Permit | Residential | Addition | Completed | Installation / Repair - Residential - Installation of Tesla EV Charger 30a charger at 100 percent demand. 30x240=7200 | P Freeman Electric Corporation
GP-2022-03394 | 2022-11-01 | 4183 W 13TH AVENUE, Vancouver, BC V6R 2T5 | Gas Permit | Residential | Addition | Completed | Residential - RE & RE FURNACE AND HOT WATER TANK | B C Furnace Service Ltd
GP-2022-03504 | 2022-11-09 | 1886 W 13TH AVENUE, Vancouver, BC V6J 2H3 | Gas Permit | Residential | Addition | Completed | Residential - TO INSTALL 1 FURNACE | BC Care Heating Services Ltd
EP-2022-01766 | 2022-03-24 | 3356 W 13TH AVENUE, Vancouver, BC V6R 2R9 | Electrical Permit | Residential | Renovation | Completed | Installation / Repair - Residential - Wire, supply and install 9 interconnect smoke and CO/smoke alarms at residence as requested by building inspector. -CF-2019-016514 >BP: Interior alteration to existing one family dwelling. change of use to one family dwelling with secondary suite and validate the crawl space conversion to living space. | Shiner Lighting Designs Ltd
NULL | NULL | 3432 W 13TH AVENUE, Vancouver, BC V6R 2S1 | Mechanical Permit | NULL | NULL | Draft | NULL | Sundawn Integrated Services Inc
EP-2022-07711 | 2022-09-22 | 3432 W 13TH AVENUE, Vancouver, BC V6R 2S1 | Electrical Permit | Residential | Addition | Completed | Installation / Repair - Residential - Add power/hook up 30A 240V single ph AC condensing unit and add disconnect, overcurrent 2p 30A breaker added. Note: A mechanical permit is required. >>Amend: Dec. 21st -Please change FSR From: Lee Quesnelle, FSR B, 212702 To: Aaron Nerdahl FSR A, 229090 | Houle Electric Limited
GP-2023-00740 | 2023-03-03 | 2416 W 13TH AVENUE, Vancouver, BC V6K 2S8 | Gas Permit | Residential | Renovation | Completed | Residential - Supply and Install a new Boiler | MCKIM MECHANICAL
EP-2023-05753 | 2023-06-27 | 2425 W 13TH AVENUE, Vancouver, BC V6K 2S7 | Electrical Permit | Residential | Renovation | Completed | Installation / Repair - Residential - Upgrading Existing 100 Amp to new 200 Amp Over head service. *Permit Amendment Jul 21, 2023 -Install ,wired for 40 amp Car Charger | Amptec Electric Ltd
GP-2022-03506 | 2022-11-09 | 2425 W 13TH AVENUE, Vancouver, BC V6K 2S7 | Gas Permit | Residential | Renovation | Completed | Residential - New gas fireplace with vent & hook up | Fastgo System 2011 Inc DBA Fireplaces Unlimited
GP-2023-01798 | 2023-06-12 | 2428 W 13TH AVENUE, Vancouver, BC V6K 2S8 | Gas Permit | Residential | Addition | Completed | Residential - TO INSTALL 1 TANKLESS WATER HEATER | BC Care Heating Services Ltd
EP-2022-03738 | 2022-05-08 | 4137 W 12TH AVENUE, Vancouver, BC V6R 2P5 | Electrical Permit | Residential | New | Expired | Temporary Power - Residential - To provide temporary power. | JIU DING ELECTRIC LTD
EP-2023-05063 | 2023-06-08 | 4137 W 12TH AVENUE, Vancouver, BC V6R 2P5 | Electrical Permit | Residential | New | Issued | Installation / Repair - Residential - Alarm, CCTV, Tel, TV, Data, intercom. >BP: To construct a 2 storey + basement one-family ($706,500) with a detached accessory building (2 car garage) ($10,000) and one surface parking, at the rear providing 3 parking spaces, having vehicular access from the lane. | AIGO TECHNOLOGY INC
GP-2023-01722 | 2023-06-02 | 4137 W 12TH AVENUE, Vancouver, BC V6R 2P5 | Gas Permit | Residential | New | Issued | Residential - 1 boiler, 1 range and 1 bbq Piping and installation >BP: To construct a 2 storey + basement one-family | Apple Mechanical Ltd
EP-2023-04478 | 2023-05-22 | 4137 W 12TH AVENUE, Vancouver, BC V6R 2P5 | Electrical Permit | Residential | New | Issued | Temporary Power - Residential - To provide temporary power. | JIU DING ELECTRIC LTD
SP-2023-00883 | 2023-05-23 | 4137 W 12TH AVENUE, Vancouver, BC V6R 2P5 | Sprinkler Permit | Residential | New | Issued | Residential - 1FD - new single house >DB: To construct a 2 storey + basement one-family with a detached accessory building (2 car garage) and one surface parking, at the rear providing 3 parking spaces, having vehicular access from the lane. 1. No Strata Titling permitted 2. No A/C Unit proposed 3. Entire building to be sprinklered 13D 4. A/C proposed – Exterior component located in roof deck, Interior component located in second floor closest 5. Bar sink located in recreation room | Yu Fire Protection Inc.
MP-2023-00251 | 2023-02-23 | 4137 W 12TH AVENUE, Vancouver, BC V6R 2P5 | Mechanical Permit | NULL | NULL | Issued | NULL | Apple Mechanical Ltd
EP-2023-01523 | 2023-02-23 | 4137 W 12TH AVENUE, Vancouver, BC V6R 2P5 | Electrical Permit | Residential | New | Issued | Installation / Repair - Residential - New house electrical wiring >BP: To construct a 2 storey + basement one-family ($706,500) with a detached accessory building (2 car garage) ($10,000) and one surface parking, at the rear providing 3 parking spaces, having vehicular access from the lane. 1. No Strata Titling permitted 2. No A/C Unit proposed 3. Entire building to be sprinklered 13D 4. A/C proposed – Exterior component located in roof deck, Interior component located in second floor closest 5. Bar sink located in recreation room 6. Schedule B: (ANTONY WANG) P.Eng (604.618.6236) Structural 7. Schedule B: (ANTONY WANG) P.Eng (604.618.6236) Geotechnical 8. HPO: Residential Builder- Pridwen Construction Ltd Note: This is a 2 storey building pursuant to the Zoning and Development By-Law **THIS PERMIT HAS BEEN ISSUED UNDER THE REQUIREMENTS OF VBBL #12511 (2019)** | JIU DING ELECTRIC LTD
PP-2023-00547 | 2023-02-15 | 4137 W 12TH AVENUE, Vancouver, BC V6R 2P5 | Plumbing Permit | Residential | New | Issued | Residential - Plumbing for 6 bathroom house >BP: To construct a 2 storey + basement one-family with a detached accessory building (2 car garage) and one surface parking, at the rear providing 3 parking spaces, having vehicular access from the lane. 1. No Strata Titling permitted 2. No A/C Unit proposed 3. Entire building to be sprinklered 13D 4. A/C proposed – Exterior component located in roof deck, Interior component located in second floor closest 5. Bar sink located in recreation room 6. Schedule B: (ANTONY WANG) P.Eng (604.618.6236) Structural 7. Schedule B: (ANTONY WANG) P.Eng (604.618.6236) Geotechnical 8. HPO: Residential Builder- Pridwen Construction Ltd | Apple Mechanical Ltd
PP-2022-03972 | 2022-11-03 | 4137 W 12TH AVENUE, Vancouver, BC V6R 2P5 | Plumbing Permit | Residential | New | Issued | Residential - 1FD - Install two outside sump, one with pump | CANTON EXCAVATING LTD.
EP-2022-05036 | 2022-06-15 | 4147 W 12TH AVENUE, Vancouver, BC V6R 2P5 | Electrical Permit | Residential | Addition | Completed | Installation / Repair - Residential - Install new 30A 240V circuit for heat pump. Heat Pump MCA is 19A. -Wire is to be run through the crawl space, out the wall on the East side, around the house to the North West corner. | Power Plus Electric Ltd
MP-2023-01099 | 2023-06-15 | 3911 W 14TH AVENUE, Vancouver, BC V6R 2X2 | Mechanical Permit | NULL | NULL | Completed | NULL | Milani Plumbing Heating & Air Conditioning Ltd
EP-2023-05390 | 2023-07-11 | 3911 W 14TH AVENUE, Vancouver, BC V6R 2X2 | Electrical Permit | Residential | Renovation | Completed | Installation / Repair - Residential - Electrical supply for Dsplit *MP-2023-01099: Issued (Heating and Cooling) | Milani Electric Limited
GP-2022-00433 | 2022-02-14 | 4005 W 14TH AVENUE, Vancouver, BC V6R 2X3 | Gas Permit | Residential | Renovation - Dwelling Unit(s) only | Completed | Residential - Replace Gas Furnace | Leonard Steven Walton
EP-2021-08826 | 2022-05-18 | 3306 W 14TH AVENUE, Vancouver, BC V6R 2V8 | Electrical Permit | Residential | Addition | Completed | Installation / Repair - Residential - Upgrade 200amp service with an electrical vehicle charging station Charger to be located on south west corner of the garage, back lane access. Receptacle rating will be 50amps 6-50R Branch circuit to 40amps. May provide a garage 60amp sub service. EV Charger type not known yet. Existing service is 100amps 120/240 >Permit Amendment Oct 06, 2023 -"Calculated service load with proposed heat increase by 3500 watts" *Document(s) uploaded to "Application Documents" tab for Electrical Inspector review. Documents are at pending status at time of permit amendment approval | P M Mcginity Ltd
EP-2023-04458 | 2023-05-31 | 3327 W 14TH AVENUE, Vancouver, BC V6R 2V9 | Electrical Permit | Residential | Tenant Improvement | Completed | Installation / Repair - Residential - 200AMP SERVICE UPGRADE RUN 40AMP CCT FOR HEAT PUMP MP REQUIRED *Permit Amendment Jul 10, 2023: -"Run 40amp CCT for ev car charger" | Bluephase Electrical Ltd
MP-2023-01277 | 2023-07-12 | 3327 W 14TH AVENUE, Vancouver, BC V6R 2V9 | Mechanical Permit | NULL | NULL | Completed | NULL | Enviroware Projects Ltd
PP-2022-01940 | 2022-06-07 | 3355 W 14TH AVENUE, Vancouver, BC V6R 2V9 | Plumbing Permit | Residential | New | Completed | Residential - New plumbing for duplex >BP: To construct a two-storey two-family dwelling, with a detached accessory building (garage) at the rear providing 2 parking spaces, having vehicular access from the lane. Note: This is a 2 storey building pursuant to the Zoning and Development By-Law 1. A/C units proposed in the front and rear yard. 2. Schedule B: YATENDRA KUMAR SHARMA, P.Eng. (778-863-7076) Structural & Geotechnical 3. HPO: Residential Builder - SJ Westcoast Homes Ltd. Address Note: FRONT UNIT 3355 W 14th Av - One Family Dwelling (1st-3rd floor) BACK UNIT 3357 W 14th Av - One Family Dwelling (1st-3rd floor) Address and suite numbers assigned as per approved plans for Fire and Emergency response. The address number is to be posted to the building to be visible from the street and the suite numbers are to be posted at the suite entries in accordance with the Building By-law prior to final inspection. ******THIS PERMIT HAS BEEN ISSUED UNDER THE REQUIREMENTS OF VBBL #12511 (2019)****** | A P Plumbing & Heating Ltd
PP-2022-00969 | 2022-03-24 | 3355 W 14TH AVENUE, Vancouver, BC V6R 2V9 | Plumbing Permit | Residential | New | Completed | Residential - 2FD - FRONT UNIT - 3355 W 14TH AV BACK UNIT - 3357 W 14TH AV Sanitary & sump connection. One sump To construct a two-storey two-family dwelling, with a detached accessory building (garage) at the rear providing 2 parking spaces, having vehicular access from the lane. Note: This is a 2 storey building pursuant to the Zoning and Development By-Law 1. A/C units proposed in the front and rear yard. | Prime Demolition & Excavating
MP-2022-00084 | 2022-08-10 | 3355 W 14TH AVENUE, Vancouver, BC V6R 2V9 | Mechanical Permit | NULL | NULL | Completed | NULL | A P Plumbing & Heating Ltd
SP-2022-01287 | 2022-08-17 | 3355 W 14TH AVENUE, Vancouver, BC V6R 2V9 | Sprinkler Permit | Residential | New | Completed | Residential - 2FD - FRONT - 3355 W 14TH AV BACK - 3357 W 14TH AV Install sprinklers in Duplex To construct a two-storey two-family dwelling, with a detached accessory building (garage) at the rear providing 2 parking spaces, having vehicular access from the lane. Note: This is a 2 storey building pursuant to the Zoning and Development By-Law 1. A/C units proposed in the front and rear yard. | Gold Key Fire Protection Ltd
NULL | NULL | 3355 W 14TH AVENUE, Vancouver, BC V6R 2V9 | Mechanical Permit | NULL | NULL | Withdrawn | NULL | NULL
GP-2022-02206 | 2022-07-28 | 3355 W 14TH AVENUE, Vancouver, BC V6R 2V9 | Gas Permit | Residential | New | Completed | Residential - 2FD - FRONT - 3355 W 14TH AV BACK - 3357 W 14TH AV 3355 w14 ave to install 1 boiler 1 range 1 bbq 3357 w14 ave to install 1 boiler 1 range 1 bbq To construct a two-storey two-family dwelling, with a detached accessory building (garage) at the rear providing 2 parking spaces, having vehicular access from the lane. Note: This is a 2 storey building pursuant to the Zoning and Development By-Law 1. A/C units proposed in the front and rear yard. | Symbolistic Heating Ltd
EP-2022-06148 | 2022-07-28 | 3355 W 14TH AVENUE, Vancouver, BC V6R 2V9 | Electrical Permit | Residential | New | Completed | Installation / Repair - Residential - New wiring for a New Construction - Duplex. Main consumer's service: 200A. Service for each dwelling unit: 125A. >BP: To construct a two-storey two-family dwelling ($695,750), with a detached accessory building (garage) at the rear providing 2 parking spaces, having vehicular access from the lane. Amended-Oct 13,2022. Each unit is 100A Main panel 200A overhead Service.. | Highlight Electrical Ltd
SP-2022-01120 | 2022-07-14 | 3453 W 14TH AVENUE, Vancouver, BC V6R 2W2 | Sprinkler Permit | Residential | New | Completed | Residential - Sprinkler system for SFD >BP: To construct a 2.5 storey with cellar one-family dwelling with basement and existing detached garage under a separate permit BU448281. *This Building Permit will remain in a suspended status until the associated (green) Demolition Permit BP-2021-02312 is completed. The entire building to be sprinklered to NFPA 13D. NOTE: To achieve the required FSR a floor space exclusion of 2% has been applied to this application as per section 10.11.1 of the district schedule, to accommodate improved building performance. 1. A/C unit proposed in rear yard 2. Bar sink located in rec room 3. Schedule B Scott Ash- Anderson P.Eng (604-228-0518) Structural 4. Schedule B P.K.L Fong P.Eng (604-837-3205) Geotechnical 5. BC Housing Eyco Building Group Ltd Note: Parking on this site has been provided under BU448281 Note: This is a 2 storey building pursuant to the Zoning and Development By-Law ******THIS PERMIT HAS BEEN ISSUED UNDER THE REQUIREMENTS OF VBBL 2019****** All rooms adjacent to East and West exposing building face shall be sprinklered. "Combustible projections or roof soffits on an exposing building face shall not project to less than .45m from the property line and shall be in compliance with VBBL 2019 9.10.15.5.(9)" | Allright Sprinklers Ltd
EP-2022-07599 | 2022-09-12 | 3453 W 14TH AVENUE, Vancouver, BC V6R 2W2 | Electrical Permit | Residential | New | Completed | Installation / Repair - Residential - lv wiring for alarm, speakers, data, tel and cable >BP: To construct a 2.5 storey with cellar one-family dwelling with basement and existing detached garage under a separate permit BU448281. | Premier Audio & Home Integration Inc
GP-2022-02587 | 2022-08-30 | 3453 W 14TH AVENUE, Vancouver, BC V6R 2W2 | Gas Permit | Residential | New | Completed | Residential - Installation of 2 gas fireplaces - venting and hook up only >BP: To construct a 2.5 storey with cellar one-family dwelling with basement and existing detached garage under a separate permit BU448281. | Urban Fireplaces Ltd
PP-2023-02091 | 2023-06-14 | 3453 W 14TH AVENUE, Vancouver, BC V6R 2W2 | Plumbing Permit | Residential | New | Completed | Residential - Lawn Irrigation System >BP: To construct a 2.5 storey with cellar one-family dwelling with basement and existing detached garage under a separate permit BU448281. | J F P irrigation Ltd
GP-2022-01436 | 2022-05-11 | 3453 W 14TH AVENUE, Vancouver, BC V6R 2W2 | Gas Permit | Residential | New | Completed | Residential - Rough In gas piping to the following fixtures | McKellar Plumbing & Heating Ltd
PP-2022-01612 | 2022-05-20 | 3453 W 14TH AVENUE, Vancouver, BC V6R 2W2 | Plumbing Permit | Residential | New | Completed | Residential - Rough In & finish drainage, venting and water piping to the following fixtures >BP: To construct a 2.5 storey with cellar one-family dwelling with basement and existing detached garage under a separate permit BU448281. The entire building to be sprinklered to NFPA 13D. NOTE: To achieve the required FSR a floor space exclusion of 2% has been applied to this application as per section 10.11.1 of the district schedule, to accommodate improved building performance. 1. A/C unit proposed in rear yard 2. Bar sink located in rec room 3. Schedule B Scott Ash- Anderson P.Eng (604-228-0518) Structural 4. Schedule B P.K.L Fong P.Eng (604-837-3205) Geotechnical 5. BC Housing Eyco Building Group Ltd Note: Parking on this site has been provided under BU448281 Note: This is a 2 storey building pursuant to the Zoning and Development By-Law ******THIS PERMIT HAS BEEN ISSUED UNDER THE REQUIREMENTS OF VBBL 2019****** All rooms adjacent to East and West exposing building face shall be sprinklered. "Combustible projections or roof soffits on an exposing building face shall not project to less than .45m from the property line and shall be in compliance with VBBL 2019 9.10.15.5.(9)" | McKellar Plumbing & Heating Ltd
EP-2022-00773 | 2022-02-02 | 3453 W 14TH AVENUE, Vancouver, BC V6R 2W2 | Electrical Permit | Residential | New | Completed | Installation / Repair - Residential - electrical cabling , fixtures, smoke/carbon monoxide detectors, low voltage cabling etc for new house >BP: To construct a 2.5 storey with cellar one-family dwelling with basement and existing detached garage under a separate permit BU448281. *This Building Permit will remain in a suspended status until the associated (green) Demolition Permit BP-2021-02312 is completed. The entire building to be sprinklered to NFPA 13D. NOTE: To achieve the required FSR a floor space exclusion of 2% has been applied to this application as per section 10.11.1 of the district schedule, to accommodate improved building performance. 1. A/C unit proposed in rear yard 2. Bar sink located in rec room 3. Schedule B Scott Ash- Anderson P.Eng (604-228-0518) Structural 4. Schedule B P.K.L Fong P.Eng (604-837-3205) Geotechnical 5. BC Housing Eyco Building Group Ltd Note: Parking on this site has been provided under BU448281 Note: This is a 2 storey building pursuant to the Zoning and Development By-Law ******THIS PERMIT HAS BEEN ISSUED UNDER THE REQUIREMENTS OF VBBL 2019****** All rooms adjacent to East and West exposing building face shall be sprinklered. "Combustible projections or roof soffits on an exposing building face shall not project to less than .45m from the property line and shall be in compliance with VBBL 2019 9.10.15.5.(9)" | Gary B Willis
GP-2023-01225 | 2023-04-14 | 3460 W 14TH AVENUE, Vancouver, BC V6R 2W1 | Gas Permit | Residential | Renovation | Issued | Residential - Decommissioning and removal of old furnace and installing a heat pump. | Ashton Service Group/Ashton Mechanical Ltd.
GP-2023-03087 | 2023-10-16 | 4018 W 14TH AVENUE, Vancouver, BC V6R 2X4 | Gas Permit | Residential | Renovation | Issued | Residential - boiler replacement | WESTBRIDGE PLUMBING & HEATING LTD
GP-2022-03782 | 2022-11-29 | 4021 W 14TH AVENUE, Vancouver, BC V6R 2X3 | Gas Permit | Residential | Renovation | Completed | Residential - Re&re Furnace | Milani Plumbing Heating & Air Conditioning Ltd
PP-2022-02861 | 2022-08-17 | 4028 W 14TH AVENUE, Vancouver, BC V6R 2X4 | Plumbing Permit | Residential | New | Completed | Residential - Lawn irrigation system | Zhongmin Zhao DBA Colorful Garden
EP-2022-06908 | 2022-08-16 | 4054 W 14TH AVENUE, Vancouver, BC V6R 2X4 | Electrical Permit | Residential | New | Expired | Temporary Power - Residential - To provide temporary power. | ACS INDUSTRY LTD
EP-2022-08096 | 2022-09-26 | 4054 W 14TH AVENUE, Vancouver, BC V6R 2X4 | Electrical Permit | Residential | New | Issued | Installation / Repair - Residential - New house electrical installation To construct a 2 storey + basement one-family dwelling with a garage, at the rear providing 1 parking space, having vehicular access from the lane. 1- Covenant registered at the Land Title Office under CB23550 2- No Strata Titling permitted 3- Bar/Sink proposed in basement 4- A/C unit proposed in rear yard & second storey 5- Schedule B: Tsung-Hua, Yang P.Eng (604.729.0585) Structural & Geotechnical 6- HPO: Residential Builder- Canada Wing-Form Development Ltd. | ACS INDUSTRY LTD
PP-2022-03466 | 2022-10-03 | 4054 W 14TH AVENUE, Vancouver, BC V6R 2X4 | Plumbing Permit | Residential | New | Issued | Residential - SUMPS NOTE: Engineering Assurance letter will be submitted to the Plumbing Inspector on the site. Letter shall conform to the requirements of Vancouver Bulletin 2000-008-EL/PL. | Kingsman Excavating Ltd.
PP-2023-00593 | 2023-02-21 | 4054 W 14TH AVENUE, Vancouver, BC V6R 2X4 | Plumbing Permit | Residential | New | Issued | Residential - 1FD - #1 - plumbing >DB: To construct a 2 storey + basement one-family dwelling with a garage, at the rear providing 1 parking space, having vehicular access from the lane. Note: Parking for the site has been provided under DB-2021-04345 (Laneway House) 1- Covenant registered at the Land Title Office under CB23550 2- No Strata Titling permitted 3- Bar/Sink proposed in basement 4- A/C unit proposed in rear yard & second storey | SKY HIGH PLUMBING & HEATING LTD
MP-2023-00255 | 2023-02-25 | 4054 W 14TH AVENUE, Vancouver, BC V6R 2X4 | Mechanical Permit | NULL | NULL | Issued | NULL | SKY HIGH PLUMBING & HEATING LTD
EP-2023-08451 | 2023-09-18 | 4054 W 14TH AVENUE, Vancouver, BC V6R 2X4 | Electrical Permit | Residential | New | Issued | Temporary Power - Residential - To provide temporary power. | ACS INDUSTRY LTD
MP-2022-00238 | 2022-09-20 | 4293 W 11TH AVENUE, Vancouver, BC V6R 2L8 | Mechanical Permit | NULL | NULL | Completed | NULL | Milani Electric Limited
EP-2022-07929 | 2022-09-23 | 4293 W 11TH AVENUE, Vancouver, BC V6R 2L8 | Electrical Permit | Residential | Renovation | Issued | Installation / Repair - Residential - Electrical supply for Heat pump MP-2022-00238 | Milani Electric Limited
GP-2023-00314 | 2023-01-27 | 3023 W 10TH AVENUE, Vancouver, BC V6K 2K7 | Gas Permit | Residential | Renovation | Completed | Residential - Navien Tankless Water Heater RE&RE | Impetus Plumbing & Heating Ltd
EP-2023-11075 | 2023-12-11 | 3151 W 10TH AVENUE, Vancouver, BC V6K 2L1 | Electrical Permit | Residential | New | Issued | Temporary Power - Residential - To provide temporary power. | Cameron Thomas Burr
EP-2022-00784 | 2022-02-03 | 3152 W 10TH AVENUE, Vancouver, BC V6K 2K9 | Electrical Permit | Residential | Renovation | Completed | Installation / Repair - Residential - major renovation whole house and service repair ** Amend 02/15/2022** 200 amp 240 voltage 1 phase service and adding $1500 to my cost ** Amend 07/15/2022** Add Extra Low Voltage CL1&CL2 work Exterior and interior alterations and a change of use from one family dwelling to one family dwelling unit with a secondary suite with two off street parking accessed from the lane. Exterior work to add a new 4.0' by 8.0' landing, new window and new doors at rear elevation and to reduce a window size on the east elevation. REV #1 Remove one care garage at rear of site and provide a parking pad. Replace exterior cladding material on the east, south and west elevations. Correct the exterior wall assembly data previously provided. B. Wong - Nov 19, 2021 | Star Delta Electric Ltd
PP-2022-01395 | 2022-04-25 | 3152 W 10TH AVENUE, Vancouver, BC V6K 2K9 | Plumbing Permit | Residential | Addition | Completed | Residential - We need a sump permit to be able to inspect the sewer pipes | KPC Homes Ltd
MP-2023-02144 | 2023-12-03 | 3171 W 10TH AVENUE, Vancouver, BC V6K 2L1 | Mechanical Permit | NULL | NULL | Issued | NULL | DAYLIGHT HEATING AND AIR CONDITIONING LTD
MP-2023-02083 | 2023-11-26 | 3171 W 10TH AVENUE, Vancouver, BC V6K 2L1 | Mechanical Permit | NULL | NULL | Issued | NULL | One Stop Mechanical Ltd
EP-2023-10683 | 2023-12-21 | 3171 W 10TH AVENUE, Vancouver, BC V6K 2L1 | Electrical Permit | Residential | New | Issued | Installation / Repair - Residential - NEW ELECTRICAL FOR DUPLEX MAIN SERVICE 400AMPS 3 PHASE 208 VOLT IN ELECTRICAL CLOSET 200AMP 3 PHASE 208 VOLT TO EACH UNIT 30AMP SINGLE PHASE 208 VOLT TO HOUSE LOAD *MP-2023-02144: Issued (Heating and Cooling) >BP: To construct a 2 storey two-family dwelling with 1 secondary suite and 1 lock off unit located in the Basement ($1,075,830) with a detached accessory building ( 2 car garage) and 2 open parking at the rear providing 4 parking spaces, having vehicular access from the lane. 1. Covenant registered at the Land Title Office under CB587377 2. Entire building to be sprinklered 2x13D 3. Heat Pump proposed – Exterior component located in rear yard, Interior component located in basement 4. “As shown by an asterisk (*) on the building permit floor plans and/or elevations, exit protection is required to be provided in accordance with Articles 9.9.4.4., 9.9.4.6., and/or 9.37.2.8. of the 2019 VBBL 5. Schedule B: (Jason Hui) P.Eng (778.319.3403) Structural 6. Schedule B: (Jason Hui) P.Eng (778.319.3403) Geotechnical 7. HPO: Residential Builder- J A Construction Ltd ***This permit is issued under the VBBL 2019, with updated energy requirements as per bylaw # 12997 effective Jan 01, 2022.*** | Indy Electrical Ltd
SP-2024-00026 | 2024-01-10 | 3171 W 10TH AVENUE, Vancouver, BC V6K 2L1 | Sprinkler Permit | Residential | New | Issued | Residential - New sprinkler system -Entire building to be sprinklered 2x13D >BP: To construct a 2 storey two-family dwelling with 1 secondary suite and 1 lock off unit located in the Basement ($1,075,830) with a detached accessory building ( 2 car garage) and 2 open parking at the rear providing 4 parking spaces, having vehicular access from the lane. 1. Covenant registered at the Land Title Office under CB587377 2. Entire building to be sprinklered 2x13D 3. Heat Pump proposed – Exterior component located in rear yard, Interior component located in basement 4. “As shown by an asterisk (*) on the building permit floor plans and/or elevations, exit protection is required to be provided in accordance with Articles 9.9.4.4., 9.9.4.6., and/or 9.37.2.8. of the 2019 VBBL 5. Schedule B: (Jason Hui) P.Eng (778.319.3403) Structural 6. Schedule B: (Jason Hui) P.Eng (778.319.3403) Geotechnical 7. HPO: Residential Builder- J A Construction Ltd ***This permit is issued under the VBBL 2019, with updated energy requirements as per bylaw # 12997 effective Jan 01, 2022.*** | Haven Fire Protection Ltd
EP-2024-00016 | 2024-01-03 | 3171 W 10TH AVENUE, Vancouver, BC V6K 2L1 | Electrical Permit | Residential | New | Issued | Installation / Repair - Residential - Pre wire and completion of alarm, internet, tv and intercom Pre wire only for cctv >BP: To construct a 2 storey two-family dwelling with 1 secondary suite and 1 lock off unit located in the Basement ($1,075,830) with a detached accessory building ( 2 car garage) and 2 open parking at the rear providing 4 parking spaces, having vehicular access from the lane. 1. Covenant registered at the Land Title Office under CB587377 2. Entire building to be sprinklered 2x13D 3. Heat Pump proposed – Exterior component located in rear yard, Interior component located in basement 4. “As shown by an asterisk (*) on the building permit floor plans and/or elevations, exit protection is required to be provided in accordance with Articles 9.9.4.4., 9.9.4.6., and/or 9.37.2.8. of the 2019 VBBL 5. Schedule B: (Jason Hui) P.Eng (778.319.3403) Structural 6. Schedule B: (Jason Hui) P.Eng (778.319.3403) Geotechnical 7. HPO: Residential Builder- J A Construction Ltd Note: This is a 2 storey building pursuant to the Zoning and Development By-Law ***This permit is issued under the VBBL 2019, with updated energy requirements as per bylaw # 12997 effective Jan 01, 2022.*** | Pioneer Security and Communications Ltd
PP-2023-03102 | 2023-09-01 | 3171 W 10TH AVENUE, Vancouver, BC V6K 2L1 | Plumbing Permit | Residential | New | Issued | Residential - Install 1 outside sump, no pump | Canadian Excavating Ltd
PP-2023-03527 | 2023-10-06 | 3171 W 10TH AVENUE, Vancouver, BC V6K 2L1 | Plumbing Permit | Residential | New | Issued | Residential - Dplx >BP: To construct a 2 storey two-family dwelling with 1 secondary suite and 1 lock off unit located in the Basement with a detached accessory building ( 2 car garage) and 2 open parking at the rear providing 4 parking spaces, having vehicular access from the lane. 1. Covenant registered at the Land Title Office under CB587377 2. Entire building to be sprinklered 2x13D 3. Heat Pump proposed – Exterior component located in rear yard, Interior component located in basement 4. “As shown by an asterisk (*) on the building permit floor plans and/or elevations, exit protection is required to be provided in accordance with Articles 9.9.4.4., 9.9.4.6., and/or 9.37.2.8. of the 2019 VBBL 5. Schedule B: (Jason Hui) P.Eng (778.319.3403) Structural 6. Schedule B: (Jason Hui) P.Eng (778.319.3403) Geotechnical 7. HPO: Residential Builder- J A Construction Ltd | One Stop Mechanical Ltd
GP-2023-02953 | 2023-10-06 | 3171 W 10TH AVENUE, Vancouver, BC V6K 2L1 | Gas Permit | Residential | New | Issued | Residential - 2 Ranges & 2 BBQ's >BP: To construct a 2 storey two-family dwelling with 1 secondary suite and 1 lock off unit located in the Basement ($1,075,830) with a detached accessory building ( 2 car garage) and 2 open parking at the rear providing 4 parking spaces, having vehicular access from the lane. | One Stop Mechanical Ltd
EP-2023-06505 | 2023-07-18 | 3171 W 10TH AVENUE, Vancouver, BC V6K 2L1 | Electrical Permit | Residential | New | Issued | Temporary Power - Residential - To provide temporary power. | Indy Electrical Ltd
EP-2023-01471 | 2023-02-27 | 3214 W 10TH AVENUE, Vancouver, BC V6K 2L2 | Electrical Permit | Commercial | Addition | Completed | Installation / Repair - Commercial - Security System Installation -Prewire and install 2 cameras to existing system >BP: To permit exterior alterations to replace the existing flat roof of this community centre (former church) with new insulation, membrane, ventilation and shingles. No increase in overall height and no work to be done on main roof (BP-2018-01537 for main roof) | Telus Custom Security Systems Inc
EP-2022-05882 | 2022-07-13 | 3214 W 10TH AVENUE, Vancouver, BC V6K 2L2 | Electrical Permit | Commercial | New | Completed | Installation / Repair - Commercial - adding a network camera | Telus Custom Security Systems Inc
NULL | NULL | 3214 W 10TH AVENUE, Vancouver, BC V6K 2L2 | Electrical Permit | Commercial | New | Withdrawn | Installation / Repair - Commercial - installation of wireless alartmm | Telus Custom Security Systems Inc
EP-2023-08922 | 2023-10-04 | 3214 W 10TH AVENUE, Vancouver, BC V6K 2L2 | Electrical Permit | Commercial | Renovation | Completed | Installation / Repair - Commercial - Change 4 standard receptacles to tamper proof. | 1293258 BC Ltd
NULL | NULL | 3214 W 10TH AVENUE, Vancouver, BC V6K 2L2 | Electrical Permit | Commercial | Renovation | Draft | Installation / Repair - Commercial - test | NULL
EP-2022-05333 | 2022-06-23 | 1594 W 12TH AVENUE, Vancouver, BC | Electrical Permit | Residential | Renovation | Completed | Installation / Repair - Residential - Relocation of service entrance to accommodate new fire escape structure. >BP: CF-2018-01529 & CF-2021-002182 To provide exterior alterations to replace existing fire escape with new wood exterior exit stairs and new exterior exit door at the rear of this existing 3-storey multiple conversion dwelling residential building. ******THIS PERMIT HAS BEEN ISSUED UNDER THE REQUIREMENTS OF VBBL 2019 AND REVIEWED DURING THE COVID-19 PANDEMIC CRISIS. ******** Building Review Branch Notes: - Sch. A, Sch. D, Arch. B & Struct. B are submitted. - Exterior alterations to replace the fire escapes ladder with stairs accepted by Planner D. Cha on June 9, 2021. - New exterior stair serves as the 2nd separate mean of egress from all dwelling units. - This is considered voluntary upgrade and no further upgrades to the existing building are required. Energy upgrade is not triggered due to project value <$20,000. - All new windows and doors shall conform to AAMA/WDMA/CSA101/I.S.2/A440, NAFS. | Lonsdale Electric Ltd
PP-2023-02476 | 2023-07-14 | 1638 W 12TH AVENUE, Vancouver, BC V6J 2E4 | Plumbing Permit | Commercial | Tenant Improvement | Completed | Commercial - replace section of water main from city connection to inside building. install backflow device on domestic cold water | Urban Plumbing & Heating Ltd
GP-2022-00603 | 2022-02-24 | 1810 W 12TH AVENUE, Vancouver, BC V6J 2E8 | Gas Permit | Residential | Renovation | Completed | Residential - Re&Re Gas hot water tank BTU:40.000 | Milani Plumbing Heating & Air Conditioning Ltd
GP-2023-01606 | 2023-05-19 | 4178 W 12TH AVENUE, Vancouver, BC V6R 2P6 | Gas Permit | Residential | Tenant Improvement | Completed | Residential - RE & RE HOT WATER TANK | 484081 BC LTD
PP-2022-03020 | 2022-08-31 | 4191 W 12TH AVENUE, Vancouver, BC V6R 2P5 | Plumbing Permit | Residential | New | Completed | Residential - 1FD - AUTOMATIC IRRIGATION SYSTEM | Greenland Irrigation Ltd
NULL | NULL | 4191 W 12TH AVENUE, Vancouver, BC V6R 2P5 | Plumbing Permit | Residential | New | Withdrawn | Residential - complete new automatic irrigation system | Greenland Irrigation Ltd
NULL | NULL | 4191 W 12TH AVENUE, Vancouver, BC V6R 2P5 | Plumbing Permit | Residential | New | Withdrawn | Residential - complete new automatic irrigation system | Greenland Irrigation Ltd
GP-2022-00426 | 2022-02-09 | 4209 W 12TH AVENUE, Vancouver, BC V6R 2P8 | Gas Permit | Residential | Addition | Completed | Residential - re and re cooktop | Christopher Sterling
PP-2022-04329 | 2022-12-05 | 4217 W 12TH AVENUE, Vancouver, BC V6R 2P8 | Plumbing Permit | Residential | Renovation | Issued | Residential - upgrading home washroom, kitchen for both first and second floor >BP: Interior and exterior alteration and change of use from one family dwelling to one family dwelling with secondary suite. REV #1 (R. Foster) issued August 24, 2021 to remove walls, doors, fireplace, closets on basement and main floor; new exterior gypsum wall board, change rear yard stair configuration/direction; new roof over suite entry and new doors with guards to replace proposed main floor windows on the north elevation. | Monolith Mechanical Services Inc
EP-2021-09462 | 2022-01-06 | 1986 W 13TH AVENUE, Vancouver, BC V6J 2H6 | Electrical Permit | Residential | Renovation - Dwelling Unit(s) only | Issued | Installation / Repair - Residential - Change all baseboard heater, add pot lights, change all switch plugs, hood fan. and all lights to change. Taking over: EP-2020-09306 | H.L. ELECTRICAL LTD
EP-2023-08530 | 2023-09-26 | 1996 W 13TH AVENUE, Vancouver, BC V6J 2H6 | Electrical Permit | Residential | Renovation | Completed | Installation / Repair - Residential - 1. New garage lighting. 2. Installation of light with 3 -way switching capabilities in the hallway adjacent to garage. 3. installation of garage door receptacle.. | DJR Electric
PP-2023-03847 | 2023-11-01 | 1355 W 14TH AVENUE, Vancouver, BC V6H 1R2 | Plumbing Permit | Commercial | Renovation | Completed | Commercial - Install backflow prevention device (DCVA) on connection to irrigation system | Vancouver Backflow Testing Ltd
GP-2022-01598 | 2022-05-25 | 4584 W 13TH AVENUE, Vancouver, BC V6R 2V4 | Gas Permit | Residential | Renovation - Dwelling Unit(s) only | Cancelled | Residential - Installing Indirect Water Heater | Reid Brothers Plumbing & Heating Ltd
GP-2023-02115 | 2023-07-14 | 4606 W 13TH AVENUE, Vancouver, BC V6R 2V7 | Gas Permit | Residential | Renovation | Completed | Residential - Re&re furnace | Milani Plumbing Heating & Air Conditioning Ltd
EP-2023-07899 | 2023-08-30 | 1975 W 14TH AVENUE, Vancouver, BC V6J 2K1 | Electrical Permit | Residential | Addition | Completed | Installation / Repair - Residential - Installation of security system | ADT Security Services Canada Inc
GP-2023-00677 | 2023-02-27 | 4337 W 14TH AVENUE, Vancouver, BC V6R 2X9 | Gas Permit | Residential | Renovation | Completed | Residential - Replace old boiler and indirect tank with new Navien NCB-H Combi boiler. | 604 Plumbing Services Ltd
NULL | NULL | 4348 W 14TH AVENUE, Vancouver, BC V6R 2Y1 | Gas Permit | Residential | Renovation | Draft | Residential - Run new gas line from meter to new generator. | NULL
GP-2022-00737 | 2022-03-08 | 4348 W 14TH AVENUE, Vancouver, BC V6R 2Y1 | Gas Permit | Residential | Addition | Completed | Residential - Install new gas line to Generator | Thirdgen Mechanical Ltd
SP-2022-00333 | 2022-03-21 | 4550 W 11TH AVENUE, Vancouver, BC V6R 2M4 | Sprinkler Permit | Residential | New | Completed | Residential - Installation of new fire sprinkler system To construct a 2 storey + cellar one-family dwelling with a detached accessory building (2 car garage), at the rear providing 2 parking spaces, having vehicular access from the lane. Note: This is a 2 storey building pursuant to the Zoning and Development By-Law 1- Bar/Sink proposed in the cellar. 2- A/C unit proposed in the rear yard. 3- Schedule B: Heqing Jian, P.Eng (778-987-7461) Geotechnical Ari Wibowo, P.Eng. (604-339-6835) Structural 4-HPO: Residential Builder - New Look Developments Ltd. | Fire Busters Inc
PP-2022-01109 | 2022-04-01 | 4550 W 11TH AVENUE, Vancouver, BC V6R 2M4 | Plumbing Permit | Residential | New | Completed | Residential - 1FD - Plumbing To construct a 2 storey + cellar one-family dwelling with a detached accessory building (2 car garage), at the rear providing 2 parking spaces, having vehicular access from the lane. Note: This is a 2 storey building pursuant to the Zoning and Development By-Law 1- Bar/Sink proposed in the cellar. 2- A/C unit proposed in the rear yard. | Avante Plumbing & Heating Ltd
EP-2022-04666 | 2022-06-03 | 4550 W 11TH AVENUE, Vancouver, BC V6R 2M4 | Electrical Permit | Residential | New | Completed | Installation / Repair - Residential - wire new home >BP: To construct a 2 storey + cellar one-family dwelling ($703,625) with a detached accessory building (2 car garage), at the rear providing 2 parking spaces, having vehicular access from the lane. Note: This Building Permit will remain in a suspended status until the associated (green) Demolition Permit BP-2021-02255 is completed. Note: This is a 2 storey building pursuant to the Zoning and Development By-Law 1- Bar/Sink proposed in the cellar. 2- A/C unit proposed in the rear yard. 3- Schedule B: Heqing Jian, P.Eng (778-987-7461) Geotechnical Ari Wibowo, P.Eng. (604-339-6835) Structural 4-HPO: Residential Builder - New Look Developments Ltd. ******THIS PERMIT HAS BEEN ISSUED UNDER THE REQUIREMENTS OF VBBL #12511 (2019)****** | Jonkman Electric Ltd
GP-2022-01823 | 2022-06-15 | 4550 W 11TH AVENUE, Vancouver, BC V6R 2M4 | Gas Permit | Residential | New | Completed | Residential - To install boiler, range, 2 fireplace 2 BBQ There is pipping for 2 fireplace >BP: To construct a 2 storey + cellar one-family dwelling ($703,625) with a detached accessory building (2 car garage), at the rear providing 2 parking spaces, having vehicular access from the lane. | JOT MECHANICAL LTD
GP-2022-01373 | 2022-05-04 | 4550 W 11TH AVENUE, Vancouver, BC V6R 2M4 | Gas Permit | Residential | Renovation | Completed | Residential - Installation of 2 gas fireplaces - venting and hook up only | Urban Fireplaces Ltd
PP-2022-04174 | 2022-11-21 | 4550 W 11TH AVENUE, Vancouver, BC V6R 2M4 | Plumbing Permit | Residential | New | Completed | Residential - Lawn irrigation system | Zhongmin Zhao DBA Colorful Garden
EP-2022-05277 | 2022-06-21 | 4550 W 11TH AVENUE, Vancouver, BC V6R 2M4 | Electrical Permit | Residential | New | Completed | Installation / Repair - Residential - Low voltage only. Data, audio and TV. To construct a 2 storey + cellar one-family dwelling with a detached accessory building (2 car garage), at the rear providing 2 parking spaces, having vehicular access from the lane. Note: This is a 2 storey building pursuant to the Zoning and Development By-Law 1- Bar/Sink proposed in the cellar. 2- A/C unit proposed in the rear yard. 3- Schedule B: Heqing Jian, P.Eng (778-987-7461) Geotechnical Ari Wibowo, P.Eng. (604-339-6835) Structural 4-HPO: Residential Builder - New Look Developments Ltd. | Spectrum Networks Inc
EP-2022-03802 | 2022-05-10 | 4553 W 11TH AVENUE, Vancouver, BC V6R 2M5 | Electrical Permit | Residential | Tenant Improvement | Completed | Installation / Repair - Residential - -Add ground fault receptacles on ungrounded plugs. -Add plugs. -Replace junction box. -Upgrade service form 100 to 200 amp. | BPM Electric Ltd
NULL | NULL | 4612 W 11TH AVENUE, Vancouver, BC V6R 2M7 | Mechanical Permit | NULL | NULL | Draft | NULL | ARCON HEATING AND AIR CONDITIONING
EP-2022-07247 | 2022-08-29 | 4622 W 11TH AVENUE, Vancouver, BC | Electrical Permit | Residential | Renovation | Issued | Installation / Repair - Residential - Add fused disconnect for each main panel feeder. Disconnects to be installed after meter socket -The electrical service provides power to both the laneway and the main house. The work will be performed on the Laneway house. | REDISON ELECTRIC LTD
GP-2022-02052 | 2022-07-12 | 4639 W 11TH AVENUE, Vancouver, BC V6R 2M6 | Gas Permit | Residential | Addition | Completed | Residential - re and re gas rang | Christopher Sterling
GP-2022-03756 | 2022-11-28 | 4639 W 11TH AVENUE, Vancouver, BC V6R 2M6 | Gas Permit | Residential | Renovation | Completed | Residential - Re & Re boiler | Eaton's Heating Ltd
NULL | NULL | 4648 W 11TH AVENUE, Vancouver, BC V6R 2M7 | Mechanical Permit | NULL | NULL | Withdrawn | NULL | ARCON HEATING AND AIR CONDITIONING
NULL | NULL | 4648 W 11TH AVENUE, Vancouver, BC V6R 2M7 | Mechanical Permit | NULL | NULL | Draft | NULL | ARCON HEATING AND AIR CONDITIONING
EP-2022-03356 | 2022-05-02 | 4680 W 11TH AVENUE, Vancouver, BC V6R 2M7 | Electrical Permit | Residential | Renovation - Dwelling Unit(s) only | Completed | Installation / Repair - Residential - Install 240 volt, 30 amp dedicated circuit for new heat pump. | Kerrisdale Electric Ltd
EP-2023-01191 | 2023-02-14 | 2075 W 12TH AVENUE, Vancouver, BC V6J 2G3 | Electrical Permit | Commercial | NULL | Issued | Annual / Operating - Regular Maintenance | Santec Electric Inc
EP-2022-00309 | 2022-01-18 | 2288 W 12TH AVENUE, Vancouver, BC V6K 4R2 | Electrical Permit | Commercial | Renovation | Completed | Installation / Repair - Commercial - EMERGENCY - Maintenance replacement of fire alarm, replace the control unit and initiating devices. This permit will be under bulletin 2018-004- BU/EL applicable category #2a explanatory requirement C. | Fina Electrical Systems Ltd
EP-2023-09363 | 2023-10-16 | 2476 W 12TH AVENUE, Vancouver, BC V6K 2P1 | Electrical Permit | Residential | New | Issued | Temporary Power - Residential - To provide temporary power. | Nick's Electric Ltd
PP-2023-04214 | 2023-12-01 | 2476 W 12TH AVENUE, Vancouver, BC V6K 2P1 | Plumbing Permit | Residential | New | Issued | Residential - 1FD+SS - #1 & #2 - 1 outside sump without pump | ON TIME EXCAVATING & DEMOLITION LTD
PP-2022-03434 | 2022-10-27 | 2506 W 12TH AVENUE, Vancouver, BC V6K 2P3 | Plumbing Permit | Residential | Addition | Completed | Residential - ADDING 1 WATER CLOSET ,1 SINK ,1 BATH TUB >BP: CF-2021-015708 Exterior & Interior alterations and change of use of this existing 3-storey, one-family dwelling to a one-family dwelling with a secondary suite, with 2 off-street parking space provided in the detached garage, having vehicular access off the rear lane Work to include validating the existing kitchen on lower level and validating removal of interior stairs, adding window on west elevation, addition of new washroom in the basement, revert area under covered porch back to unfinished space, electrical and plumbing to suite new layout, flush beam in lower level to correct headroom deficiency, re&re interior walls to accommodate new layout >>>>Amend: Feb. 10th PLEASE ADD FIXTURE ON THIS PERMIT KITCHEN SINK 1 BASIN 1 BATH TUB 1 | Crest Mechanical Corp
EP-2022-08339 | 2022-11-24 | 2506 W 12TH AVENUE, Vancouver, BC V6K 2P3 | Electrical Permit | Residential | Renovation | Completed | Installation / Repair - Residential - Service will remain at 100 amps as previously & Secondary suite. -we are upgrading the finished basement to a legal suite. >BP: CF-2021-015708 Exterior & Interior alterations and change of use of this existing 3-storey, one-family dwelling to a one-family dwelling with a secondary suite, with 2 off-street parking space provided in the detached garage, having vehicular access off the rear lane Work to include validating the existing kitchen on lower level and validating removal of interior stairs, adding window on west elevation, addition of new washroom in the basement, revert area under covered porch back to unfinished space, electrical and plumbing to suite new layout, flush beam in lower level to correct headroom deficiency, re&re interior walls to accommodate new layout Schedule B Structural - Vishnu Suresh - 778-885-0551 Note: No strata-titling will be permitted. An annual Vancouver Business License must be obtained prior to the rental of this approved one-family dwelling and/or secondary suite on this site. Install interconnected, hardwired, 120 volt smoke alarms with battery back-up and silencing feature, in each sleeping unit and within 5m outside each sleeping areas on each storey as per Building Bylaw 9.10.19. Install Carbon Monoxide Alarm as per Building By-Law 9.32.4.2. Upgrade work under Part 11 (based on value of work – energuide related Part 11.2.1.4.) Ceiling height to be a min. 6ft 6" over 80% of the suite area and all exit routes Dedicated 3'-0" wide firefighting access path with overhead clearance of 2m to be maintained at all times | Choice Electrical Ltd
EP-2023-01646 | 2023-02-27 | 3874 W 13TH AVENUE, Vancouver, BC V6R 2S8 | Electrical Permit | Residential | Renovation | Completed | Installation / Repair - Residential - 200 A service upgrade | Ying Shi dba York Electrical Services
PP-2022-03400 | 2022-09-27 | 3884 W 13TH AVENUE, Vancouver, BC V6R 2S8 | Plumbing Permit | Residential | Renovation | Completed | Residential - basement reno with secondary suite , replumb upstairs 3rd floor bathroom Plumbing roughin , basement and 3rd floor Exterior and interior alterations to lower the existing basement slab, underpin the foundation and convert a portion of the basement to a secondary suite for this existing two storey plus basement one family dwelling on this inside with lane site. Work to include the addition of a new window at the front of the basement and to upgrade upper floor bathroom | AMF CONTRACTING LTD
EP-2022-06664 | 2022-08-12 | 3884 W 13TH AVENUE, Vancouver, BC V6R 2S8 | Electrical Permit | Residential | Renovation - Dwelling Unit(s) only | Completed | Installation / Repair - Residential - New Basement Suite addition, New 200 Amp Service with Suite Sub Panel off Main Electrical Panel, Low Voltage, TEL/ CATV. Knob and Tube rewiring at Upper Floors >BP: Exterior and interior alterations to lower the existing basement slab, underpin the foundation and convert a portion of the basement to a secondary suite for this existing two storey plus basement one family dwelling on this inside with lane site. Work to include the addition of a new window at the front of the basement and to upgrade upper floor bathroom This is a non-sprinklered building. REUP submitted by Ke Jiang - Capital Home Energy Geotech/Structural Schedule B submitted by Jianli Guo - 604.518.1098 Note: - No strata titling is permitted. - This is a two-storey building pursuant to the Zoning and Development By-law. - An annual Vancouver Business License must be obtained prior to the rental of this approved one-family dwelling and/or secondary suite on this site. - Install interconnected, hardwired, 120 volt smoke alarms with battery back-up and silencing feature, in each sleeping unit and within 5 m outside each sleeping area on each storey as per Building By-law 9.1019. - Install carbon monoxide alarm as per Building By-la 9.32.4.2. & Bulletin 2007-007-BU/EL. - Upgrade work under Part 11 (based on value of work - energuide related 11.2.1.1.4). | ROBERT LLOYD REDFORD
GP-2023-00168 | 2023-01-16 | 3884 W 13TH AVENUE, Vancouver, BC V6R 2S8 | Gas Permit | Residential | Renovation | Completed | Residential - RE N RE - installing water heater on demand unit and furnace Exterior and interior alterations to lower the existing basement slab, underpin the foundation and convert a portion of the basement to a secondary suite for this existing two storey plus basement one family dwelling on this inside with lane site. Work to include the addition of a new window at the front of the basement and to upgrade upper floor bathroom | AMF CONTRACTING LTD
NULL | NULL | 3884 W 13TH AVENUE, Vancouver, BC V6R 2S8 | Plumbing Permit | NULL | New | Draft | - test | NULL
PP-2022-03925 | 2022-11-01 | 3884 W 13TH AVENUE, Vancouver, BC V6R 2S8 | Plumbing Permit | Residential | Renovation | Completed | Residential - install outside sump. | Herbert Schroeder
EP-2023-00212 | 2023-01-11 | 2446 W 13TH AVENUE, Vancouver, BC V6K 2S8 | Electrical Permit | Residential | Addition | Completed | Installation / Repair - Residential - overhead service upgrade from 100a to 200a. new master and service panel install on the garage wall, underground cable from service panel to exist panel in house. | Green Mountain Multitech Ltd
GP-2022-02574 | 2022-08-30 | 2463 W 13TH AVENUE, Vancouver, BC V6K 2S7 | Gas Permit | Residential | Addition | Completed | Residential - Gas insert fireplace installation | Vaglio Fireplace LTD
EP-2022-06141 | 2022-11-02 | 2485 W 13TH AVENUE, Vancouver, BC V6K 2S7 | Electrical Permit | Residential | Renovation | Issued | Installation / Repair - Residential - Upgrade existing service to 200 amps. | EZ BC Electric Ltd
GP-2023-04169 | 2023-12-22 | 2485 W 13TH AVENUE, Vancouver, BC V6K 2S7 | Gas Permit | Residential | Renovation | Issued | Residential - to replace 1 furnace in the same location. | Paolo's Plumbing & Heating Ltd
PP-2023-02500 | 2023-07-13 | 58 W 13TH AVENUE, Vancouver, BC V5Y 1V6 | Plumbing Permit | Residential | Renovation | Completed | Residential - This is a old house getting kitchen sink and dishwasher replaced >DB: Exterior and interior alterations only to renovate the kitchen on the main floor in this existing Single Detached House. The scope includes to replace two exterior doors and window changes with no change to size. | AKAL Plumbing & Heating Ltd
EP-2023-06496 | 2023-07-18 | 58 W 13TH AVENUE, Vancouver, BC V5Y 1V6 | Electrical Permit | Residential | Renovation - Dwelling Unit(s) only | Completed | Installation / Repair - Residential - Kitchen remodelling includes relocating the appliances and pot light wiring and installation. >BP: Exterior and interior alterations only to renovate the kitchen on the main floor in this existing Single Detached House. The scope includes to replace two exterior doors and window changes with no change to size. | BC Star Electric Ltd
GP-2023-00388 | 2023-02-03 | 117 W 13TH AVENUE, Vancouver, BC V5Y 1V8 | Gas Permit | Residential | Addition | Completed | Residential - re and re gas range | Christopher Sterling
EP-2023-03282 | 2023-04-18 | 124 W 13TH AVENUE, Vancouver, BC V5Y 1V7 | Electrical Permit | Residential | Renovation | Completed | Installation / Repair - Residential - Install mini split for main living space. MP-2023-00649 | Bisco Electrical Contracting Ltd
MP-2023-00649 | 2023-04-17 | 124 W 13TH AVENUE, Vancouver, BC V5Y 1V7 | Mechanical Permit | NULL | NULL | Completed | NULL | Pioneer Plumbing & Heating Inc
GP-2020-03290 | 2022-03-31 | 23 W 14TH AVENUE, Vancouver, BC V5Y 1W7 | Gas Permit | Residential | New | Completed | Residential - install a new furnace | Pro Ace Heating & Air Conditioning Services Ltd
GP-2022-03210 | 2022-10-18 | 27 W 14TH AVENUE, Vancouver, BC V5Y 1W7 | Gas Permit | Residential | Tenant Improvement | Cancelled | Residential - Decommissioning of Gas Furnace | 0994152 BC Ltd
GP-2023-03990 | 2023-12-12 | 27 W 14TH AVENUE, Vancouver, BC V5Y 1W7 | Gas Permit | Residential | Renovation | Completed | Residential - Furnace and water heater replacement | Tek Climate Heating & Air Conditioning Ltd
MP-2023-01079 | 2023-06-12 | 2830 W 14TH AVENUE, Vancouver, BC V6K 2X4 | Mechanical Permit | NULL | NULL | Completed | NULL | Superior Gas Installations & Service Ltd
EP-2023-04921 | 2023-06-16 | 2830 W 14TH AVENUE, Vancouver, BC V6K 2X4 | Electrical Permit | Residential | Addition | Completed | Installation / Repair - Residential - Power supply for Air/Com 20Amp 240 Volts *MP-2023-01079: Issued (Heating and Cooling) | G Chu Electric Ltd
EP-2023-04097 | 2023-05-10 | 4563 W 14TH AVENUE, Vancouver, BC V6R 2Y5 | Electrical Permit | Residential | Addition | Completed | Installation / Repair - Residential - Installation of 13.65 kW Solar Array mounted on roof. This project will contain 30 Solar PV panels and 16 AP System DS3-S Inverters. Work done on main roof and garage roof with wiring running underground due to the BC Hydro meter being on the garage. >BP: To install solar panels on the roof of this existing Single Detached House with Secondary Suite and the existing detached garage on this site. Okay for DTI processing by J. Zhang May2, 2023. | Shift Energy Group Inc
EP-2022-00278 | 2022-01-14 | 4577 W 14TH AVENUE, Vancouver, BC V6R 2Y5 | Electrical Permit | Residential | Renovation | Expired | Temporary Power - Residential - To provide temporary power. | PTX Electric Ltd
EP-2022-01190 | 2022-02-15 | 4577 W 14TH AVENUE, Vancouver, BC V6R 2Y5 | Electrical Permit | Residential | Renovation | Completed | Installation / Repair - Residential - All electrical circuits will be test and inspection , repair and reconnect the circuits to panel | ENT Electric Ltd.
EP-2022-03097 | 2022-04-19 | 4582 W 14TH AVENUE, Vancouver, BC V6R 2Y4 | Electrical Permit | Residential | New | Expired | Temporary Power - Residential - To provide temporary power. NOTE: Work authorized by this permit is for placement of a temporary power pole only and does not authorize any site construction and/or excavation. A separate Building Permit will be required prior to commencement of any other work on this site. | Positive Electric Ltd
GP-2023-01594 | 2023-05-19 | 4582 W 14TH AVENUE, Vancouver, BC V6R 2Y4 | Gas Permit | Residential | New | Completed | Residential - to install 1 boiler 1 range 1 cooktop 2 bbq 2 fireplace fireplace piping only >BP: To construct a 2 storey + basement one-family dwelling with am attached garage to LWH, at the rear providing 2 parking spaces, having vehicular access from the lane. | Symbolistic Heating Ltd
EP-2023-04532 | 2023-05-24 | 4582 W 14TH AVENUE, Vancouver, BC V6R 2Y4 | Electrical Permit | Residential | New | Completed | Installation / Repair - Residential - Alarm, Tel, TV, CCTV, Data rough in and complete. >BP: To construct a 2 storey + basement one-family dwelling with am attached garage to LWH, at the rear providing 2 parking spaces, having vehicular access from the lane. Note: This is a 2 storey building pursuant to the Zoning and Development By-Law 1-Covenant registered at the Land Title Office under CA9886790 2-Bar/Sink proposed in main floor. 3- A/C unit proposed in rear yard. 4- Schedule B: Antony Wong P.Eng (604-618-6236) Structural & Geotechnical 5-HPO: Best Value Construction Ltd. ******THIS PERMIT HAS BEEN ISSUED UNDER THE REQUIREMENTS OF VBBL #12511 (2019)****** Combustible projections or roof soffits on an exposing building face shall not project to less than .45m from the property line and shall be in compliance with VBBL 2019 9.10.15.5.(9) The entire building, to be sprinklered to NFPA 13D. | Summit Digital Systems Ltd
GP-2023-01807 | 2023-06-16 | 4582 W 14TH AVENUE, Vancouver, BC V6R 2Y4 | Gas Permit | Residential | New | Completed | Residential - 1 Fireplace vent & hook up >BP: To construct a 2 storey + basement one-family dwelling | Fastgo System 2011 Inc DBA Fireplaces Unlimited
SP-2023-01017 | 2023-06-08 | 4582 W 14TH AVENUE, Vancouver, BC V6R 2Y4 | Sprinkler Permit | Residential | New | Completed | Residential - Install sprinklers in sfd >BP: To construct a 2 storey + basement one-family dwelling with am attached garage to LWH, at the rear providing 2 parking spaces, having vehicular access from the lane. Note: This is a 2 storey building pursuant to the Zoning and Development By-Law 1-Covenant registered at the Land Title Office under CA9886790 2-Bar/Sink proposed in main floor. 3- A/C unit proposed in rear yard. 4- Schedule B: Antony Wong P.Eng (604-618-6236) Structural & Geotechnical 5-HPO: Best Value Construction Ltd. | Gold Key Fire Protection Ltd
MP-2023-01132 | 2023-06-20 | 4582 W 14TH AVENUE, Vancouver, BC V6R 2Y4 | Mechanical Permit | NULL | NULL | Issued | NULL | Power Cool Electrical & Refrigeration Mech Ltd
MP-2023-00523 | 2023-03-29 | 4582 W 14TH AVENUE, Vancouver, BC V6R 2Y4 | Mechanical Permit | NULL | NULL | Completed | NULL | Kennedy Mechanical Ltd
EP-2023-02442 | 2023-04-13 | 4582 W 14TH AVENUE, Vancouver, BC V6R 2Y4 | Electrical Permit | Residential | New | Completed | Installation / Repair - Residential - WIRING AND FINISHING OF SINGLE FAMILY DWELLING WITH LWH HOUSE *An approved mechanical permit is required for the installation of air conditioning or heat pump unit at the time of installation before an electrical inspection will be performed >BP: To construct a 2 storey + basement one-family dwelling with am attached garage to LWH, at the rear providing 2 parking spaces, having vehicular access from the lane. This Building Permit will remain in a suspended status until the associated (green) Demolition Permit BP-2021-06041 is completed. Note: This is a 2 storey building pursuant to the Zoning and Development By-Law 1-Covenant registered at the Land Title Office under CA9886790 2-Bar/Sink proposed in main floor. 3- A/C unit proposed in rear yard. 4- Schedule B: Antony Wong P.Eng (604-618-6236) Structural & Geotechnical 5-HPO: Best Value Construction Ltd. | Positive Electric Ltd
PP-2023-00847 | 2023-03-14 | 4582 W 14TH AVENUE, Vancouver, BC V6R 2Y4 | Plumbing Permit | Residential | New | Completed | Residential - plumbing 3 floors >BP: To construct a 2 storey + basement one-family dwelling with am attached garage to LWH, at the rear providing 2 parking spaces, having vehicular access from the lane. | Kennedy Mechanical Ltd
PP-2022-03658 | 2022-10-14 | 4582 W 14TH AVENUE, Vancouver, BC V6R 2Y4 | Plumbing Permit | Residential | New | Completed | Residential - sump | Khela Excavating Ltd.
PP-2023-04119 | 2023-11-23 | 4582 W 14TH AVENUE, Vancouver, BC V6R 2Y4 | Plumbing Permit | Residential | New | Completed | Residential - Lawn sprinklers, backflow device installation | Big City Sprinklers
MP-2022-00440 | 2022-10-19 | 4583 W 14TH AVENUE, Vancouver, BC V6R 2Y5 | Mechanical Permit | NULL | NULL | Completed | NULL | ROYAN MECHANICAL LTD
NULL | NULL | 4583 W 14TH AVENUE, Vancouver, BC V6R 2Y5 | Mechanical Permit | NULL | NULL | Withdrawn | NULL | ROYAN MECHANICAL LTD
GP-2022-03553 | 2022-11-15 | 4583 W 14TH AVENUE, Vancouver, BC V6R 2Y5 | Gas Permit | Residential | New | Completed | Residential - To install boiler; range; fireplace and firepit There is pipping for fireplace and firepit >BP: To construct a 2 storey + cellar one-family dwelling with a secondary suite ($703,155.00) located in the basement with 1 parking parking space, having vehicular access from the lane. | JOT MECHANICAL LTD
GP-2022-03547 | 2022-11-15 | 4583 W 14TH AVENUE, Vancouver, BC V6R 2Y5 | Gas Permit | Residential | New | Completed | Residential - Venting & Hookup Only >>BP: To construct a 2 storey + cellar one-family dwelling with a secondary suite ($703,155.00) located in the basement with 1 parking parking space, having vehicular access from the lane. >>>AMEND: Nov 22/22 Add one more outdoor gas fireplace for the same address in this same permit. BTU of Fireplace Is 35,000. May 15/2023-AMEND -add outdoor fireplace in the same permit with 45000 BTU for the same address. May 23/2023-AMEND -to remove outdoor fireplace with BTU 450000 | REAL LIGHTING & FIREPLACES LTD
SP-2022-01974 | 2022-11-28 | 4583 W 14TH AVENUE, Vancouver, BC V6R 2Y5 | Sprinkler Permit | Residential | New | Completed | Residential - Install sprinklers in sfd To construct a 2 storey + cellar one-family dwelling with a secondary suite located in the basement with 1 parking parking space, having vehicular access from the lane. Note: This is a 2 storey building pursuant to the Zoning and Development By-Law 1- Covenant registered at the Land Title Office under CA9457037 2- No strata titling permitted 3- A/C unit proposed in the rear yard 4- Schedule B: Jason Hui, P.Eng (778-319-3403) Structural & Geotechnical 5- Rev#1: HPO: Amarjot S Kang 6- The entire building, INCLUDING THE ATTACHED GARAGE (if applicable), to be sprinklered to NFPA 13D. | Gold Key Fire Protection Ltd
PP-2022-02823 | 2022-08-15 | 4583 W 14TH AVENUE, Vancouver, BC V6R 2Y5 | Plumbing Permit | Residential | New | Completed | Residential - Sumps | Hands On Demolition & Excavating Ltd
EP-2022-07123 | 2022-08-24 | 4583 W 14TH AVENUE, Vancouver, BC V6R 2Y5 | Electrical Permit | Residential | New | Completed | Installation / Repair - Residential - NEW ELECTRICAL WIRING for: >BP: To construct a 2 storey + cellar one-family dwelling with a secondary suite ($703,155.00) located in the basement with 1 parking parking space, having vehicular access from the lane. Note: This Building Permit will remain in a suspended status until the associated (green) Demolition Permit BP-2021-03274 is completed. Note: This is a 2 storey building pursuant to the Zoning and Development By-Law 1- Covenant registered at the Land Title Office under CA9457037 2- No strata titling permitted 3- A/C unit proposed in the rear yard 4- Schedule B: Jason Hui, P.Eng (778-319-3403) Structural & Geotechnical 5- Rev#1: HPO: Amarjot S Kang 6- The entire building, INCLUDING THE ATTACHED GARAGE (if applicable), to be sprinklered to NFPA 13D. ******THIS PERMIT HAS BEEN ISSUED UNDER THE REQUIREMENTS OF VBBL #12511 (2019)****** AMEND: DEC 5/2022 REVISED LOAD CALCULATIONS UPLOADED | AMJ ELECTRIC SERVICES INC
PP-2022-03155 | 2022-09-13 | 4583 W 14TH AVENUE, Vancouver, BC V6R 2Y5 | Plumbing Permit | Residential | New | Completed | Residential - 1FD+SS - #1 & #2 - Plumbing >DB: To construct a 2 storey + cellar one-family dwelling with a secondary suite located in the basement with 1 parking parking space, having vehicular access from the lane. Note: This Building Permit will remain in a suspended status until the associated (green) Demolition Permit BP-2021-03274 is completed. Note: This is a 2 storey building pursuant to the Zoning and Development By-Law 1- Covenant registered at the Land Title Office under CA9457037 2- No strata titling permitted 3- A/C unit proposed in the rear yard | ROYAN MECHANICAL LTD
EP-2022-04701 | 2022-06-05 | 4583 W 14TH AVENUE, Vancouver, BC V6R 2Y5 | Electrical Permit | Residential | New | Expired | Temporary Power - Residential - To provide temporary power. | AMJ ELECTRIC SERVICES INC
PP-2022-03497 | 2022-10-03 | 4604 W 14TH AVENUE, Vancouver, BC V6R 2Y6 | Plumbing Permit | Residential | Renovation | Completed | Residential - Replacement of 20 m of Sewer Line Outside. | Lambert Plumbing & Heating Ltd
NULL | NULL | 4604 W 14TH AVENUE, Vancouver, BC V6R 2Y6 | Plumbing Permit | Residential | Tenant Improvement | Withdrawn | Residential - replacing 20 m of main waterline | Lambert Plumbing & Heating Ltd
GP-2023-00439 | 2023-02-07 | 4628 W 14TH AVENUE, Vancouver, BC V6R 2Y6 | Gas Permit | Residential | Renovation | Completed | Residential - Re&re furnace | Milani Plumbing Heating & Air Conditioning Ltd
EP-2023-11286 | 2024-01-05 | 888 W 13TH AVENUE, Vancouver, BC V5Z 1P2 | Electrical Permit | Commercial | Addition | Issued | Installation / Repair - Commercial - Supply and install (1) 200A 120/208V add to the existing breaker in the main switchgear Supply and install 4C #250 ACWU feeds from the main switchboard to the new EV Panel location in the parkade Supply and install (1) 200A 7 JAW Meter base for BC Hydro metering Supply and install (1) 200A 120/208V 3PH 42 cct panel in the electrical room with (9) 2P 40A breakers Supply and install 200' of EMT Conduit "Main trunks" Supply and install EMT Conduit "Final runs" to (35) parking stalls Provide #8 and #6 AWG where required by code for 40A Circuits to each parking stall Supply and install (1) 16 Port POE Switch Supply and install (5) WIFI Access Points -NEW sub service for EV Charger panel will have a new meter. | TDR Electric Inc
EP-2022-00976 | 2022-02-09 | 1066 W 13TH AVENUE, Vancouver, BC V6H 1N2 | Electrical Permit | Residential | Tenant Improvement | Issued | Installation / Repair - Residential - Complete pigtailing for common areas and units as required | Mott Electric General Partnership
EP-2022-01185 | 2022-02-15 | 1126 W 13TH AVENUE, Vancouver, BC V6H 1N3 | Electrical Permit | Commercial | Renovation | Completed | Installation / Repair - Commercial - Replacing faulty fire alarm panel, no wiring. Replacing with new fire alarm panel. Bulletin 2018-004 BU/EL Category 2, Attachment 1, C new control unit is compatible with all the existing devices incorporated in the existing FAS. We are not altering the existing wiring or outlet boxes, it's considered a straight replacement of the electrical equipment. Note: This permit has been issued based on Bulletin 2018-004-BU/EL. | AG Electric and Alarm Monitoring Co Ltd
PP-2022-01581 | 2022-05-10 | 1150 W 13TH AVENUE, Vancouver, BC V6H 1N3 | Plumbing Permit | Commercial | New | Completed | Commercial - installation of 1 1/2 DCVA backflow | Langara Mechanical Plumbing & Heating Ltd
PP-2022-02139 | 2022-06-21 | 1150 W 13TH AVENUE, Vancouver, BC V6H 1N3 | Plumbing Permit | Commercial | New | Completed | Commercial - Lawn Irrigation | Langara Mechanical Plumbing & Heating Ltd
EP-2022-09680 | 2022-11-17 | 611 W 13TH AVENUE, Vancouver, BC V5Z 1N8 | Electrical Permit | Residential | Renovation | Completed | Installation / Repair - Residential - FA control panel straight replacement without altering the existing FAS. Note: This permit has been issued based on Bulletin 2018-004-BU/EL. | Voltech Systems Ltd
EP-2023-05306 | 2023-06-14 | 628 W 13TH AVENUE, Vancouver, BC V5Z 1N9 | Electrical Permit | Commercial | Renovation | Completed | Installation / Repair - Commercial - Installation of 3 EV chargers in the parking lot. Stalls 50, 94 and 108. | Kato Electrical Inc
EP-2023-06472 | 2023-07-18 | 655 W 13TH AVENUE, Vancouver, BC V5Z 1N8 | Electrical Permit | Commercial | Tenant Improvement | Completed | Installation / Repair - Commercial - Installation of new GFCI receptacles in the elevator machine room and elevator pit. Install a connection to a proper earth ground for the elevator electrical power supply, install new #6 ground conductor. Install a new 3-phase fused and lockable disconnect switch for the elevator with auxiliary contact for battery lowering. Install new feeder wires and conduit from the disconnect switch to the new elevator controller. Install new LED strip light fixtures in the elevator pit and machine room. Install required wiring to provide an active phone line to the elevator machine room and controller area for the elevator emergency phone. | Action Electric Ltd
EP-2022-01571 | 2022-03-01 | 655 W 13TH AVENUE, Vancouver, BC V5Z 1N8 | Electrical Permit | Commercial | Addition | Completed | Installation / Repair - Commercial - Install a DCC9 controller to power an EVSE in stall 30, maximum output of EVSE is 16-amps. | Cielo Electric Ltd
EP-2023-06353 | NULL | 682 W 13TH AVENUE, Vancouver, BC V5Z 1N9 | Electrical Permit | Residential | Addition | Applicant Revisions | Installation / Repair - Residential - Install DCC-9 load management system in the electrical closet | Black & McDonald Limited
EP-2022-07855 | 2023-02-09 | 4246 W 12TH AVENUE, Vancouver, BC V6R 2P7 | Electrical Permit | Residential | Renovation | Issued | Installation / Repair - Residential - Service upgrade to 200A -existing service was 100A *CF-2022-009178 >Permit Amendment Oct 27, 2023 -"To wire the secondary suite. $5000 more project value" >BP: To change the use from single detached house to single detached house with secondary suite; and to alter the exterior and interior of the existing building to rebuild the rear stairs and landing with new roof (covered porch), to re/re all bathrooms and kitchen, to add a new kitchen in the basement (secondary suite), and to add a new bar sink on the upper floor | JIU DING ELECTRIC LTD
GP-2023-03790 | NULL | 4246 W 12TH AVENUE, Vancouver, BC V6R 2P7 | Gas Permit | Residential | Renovation | Application Incomplete | Residential - moving water heater >BP: To change the use from single detached house to single detached house with secondary suite; and to alter the exterior and interior of the existing building to rebuild the rear stairs and landing with new roof (covered porch), to re/re all bathrooms and kitchen, to add a new kitchen in the basement (secondary suite), and to add a new bar sink on the upper floor. | Yi He
PP-2023-03080 | 2023-09-08 | 4246 W 12TH AVENUE, Vancouver, BC V6R 2P7 | Plumbing Permit | Residential | Renovation | Issued | Residential - Second legal suite Case File CF-2022-009178 >BP: To change the use from single detached house to single detached house with secondary suite; and to alter the exterior and interior of the existing building to rebuild the rear stairs and landing with new roof (covered porch), to re/re all bathrooms and kitchen, to add a new kitchen in the basement (secondary suite), and to add a new bar sink on the upper floor. | Yi He
NULL | NULL | 4254 W 12TH AVENUE, Vancouver, BC V6R 2P7 | Mechanical Permit | NULL | NULL | Withdrawn | NULL | Royal Vancouver Air Conditioning
GP-2023-01843 | 2023-06-16 | 4261 W 12TH AVENUE, Vancouver, BC V6R 2P8 | Gas Permit | Residential | Renovation - Dwelling Unit(s) only | Completed | Residential - Installing gas boiler | Reid Brothers Plumbing & Heating Ltd
GP-2023-03526 | 2023-11-14 | 3823 W 12TH AVENUE, Vancouver, BC V6R 2N9 | Gas Permit | Residential | Renovation | Completed | Residential - install tankless water heater | ROMA Heating Ltd
MP-2024-00089 | 2024-01-22 | 3850 W 12TH AVENUE, Vancouver, BC V6R 2N8 | Mechanical Permit | NULL | NULL | Completed | NULL | Kits Plumbing and Heating Ltd
EP-2023-05969 | 2023-07-13 | 3850 W 12TH AVENUE, Vancouver, BC V6R 2N8 | Electrical Permit | Residential | Tenant Improvement | Completed | Installation / Repair - Residential - Installation of 40A heat pump circuit 70' away from 200A panel. Installation of disconnect beside heat pump unit. Installation of 20A circuit for outdoor GFCI plug about 50' away *An approved mechanical permit is required for the installation of air conditioning or heat pump unit at the time of installation before an electrical inspection will be performed | MJR Electric Ltd
GP-2023-02884 | 2023-09-29 | 3862 W 12TH AVENUE, Vancouver, BC V6R 2N8 | Gas Permit | Residential | Renovation | Completed | Residential - JennAir 36" Gas DD Cooktop | Han Appliances & Refrigeration Ltd
GP-2022-01458 | 2022-05-10 | 4311 W 14TH AVENUE, Vancouver, BC V6R 2X9 | Gas Permit | Residential | Renovation | Completed | Residential - hot water tank replacement | Reid Brothers Plumbing & Heating Ltd
GP-2022-00776 | 2022-03-11 | 4314 W 14TH AVENUE, Vancouver, BC V6R 2Y1 | Gas Permit | Residential | Renovation | Completed | Residential - 4314 W 14TH AVE To permit exterior & interior alterations to provide improvements to create a secondary suite in this existing single family dwelling. Exterior work to remove the chimneys and replace windows. Scope of work: - Remove & install interior walls & doors, update bathrooms & kitchens, new bathroom on the 1st & 2nd fl, remove & install electric fireplace, remove chimney, plumbing fixtures and electrical work, and new appliances. - Replace & add new windows on North and South EL - Replace windows on East & West EL | FANGXIN PLUMBING
GP-2024-00123 | 2024-01-15 | 4317 W 14TH AVENUE, Vancouver, BC V6R 2X9 | Gas Permit | Residential | Renovation | Completed | Residential - Boiler re&re | Ferenc Nagy
GP-2022-02970 | 2022-10-03 | 4323 W 14TH AVENUE, Vancouver, BC V6R 2X9 | Gas Permit | Residential | New | Completed | Residential - Replacement of Boiler | Plumbiz Plumbing & Heating Ltd
EP-2022-07356 | 2022-08-31 | 4324 W 14TH AVENUE, Vancouver, BC V6R 2Y1 | Electrical Permit | Residential | Addition | Completed | Installation / Repair - Residential - Service upgrade to 200A, work with BC hydro, two trips work. Use the existing overhead service mast pipe, supports meter base, replace the feeder cables. Install new 200A main panel in the garage, sub feed the existing 100A service from the new 200A main panel. New ground plate to be installed. Amend: Dec 12, 2022 Please add the items into the permit: - Install new circuit for the AC unit, - Install new EV charger in the garage. Project value will be changed to $3500 in total. | Guy Line Electric Ltd
NULL | NULL | 2215 W 13TH AVENUE, Vancouver, BC V6K 2S4 | Plumbing Permit | Residential | New | Draft | Residential - 3 unit house plumbing | Sea To Sky Plumbing & Heating Supplies Ltd
PP-2023-02932 | 2023-08-18 | 2215 W 13TH AVENUE, Vancouver, BC V6K 2S4 | Plumbing Permit | Residential | Renovation | Issued | Residential - to install 1 outside sump >BP: The reconstruction and addition of an existing one-family dwelling heritage character building to convert to a 3-storey multiple conversion dwelling (MCD) containing 3 dwelling units and to stratify the lot. | Adam Kosel
GP-2022-02874 | 2022-09-23 | 2276 W 13TH AVENUE, Vancouver, BC V6K 2S3 | Gas Permit | Residential | Renovation | Completed | Residential - Re&Re furnace BTU 80.000 | Milani Plumbing Heating & Air Conditioning Ltd
EP-2023-04130 | 2023-06-01 | 4077 W 14TH AVENUE, Vancouver, BC V6R 2X3 | Electrical Permit | Residential | Addition | Completed | Installation / Repair - Residential - 1. Replace the existing 100A panel for more space 2. Install an Energy Management System 3. Pull teck cable from panel and run to carport 4. Dig trench for cable run from side of house to fence, then to carport 5. Install outdoor rated NEMA 14-50 outlet for level 2 EV charging >BP: urrently there are a main panel and a sub panel in the basement, with no room available for adding breakers. We apply to replace the old panel and sub panel with a new 100A panel for more space. Considering the capacity issue, we will install an EVEMS(https://www.blackboxelectrical.com/products/evems-100a-service-60a-charger) beside the panel, then run a teck cable(20 meters) to the carport. BC Hydro will disconnect the meter briefly, after we install the new panel, they will reconnect the meter. BC Hydro reference #4930783. | APC ALARM CORP
EP-2022-10630 | 2022-12-16 | 4088 W 14TH AVENUE, Vancouver, BC V6R 2X4 | Electrical Permit | Residential | Addition | Completed | Installation / Repair - Residential - Service relocation due to laneway house construction | R.J.L. Electrical Contractor Ltd
EP-2022-09933 | 2022-11-24 | 4104 W 14TH AVENUE, Vancouver, BC V6R 2X5 | Electrical Permit | Residential | Addition | Completed | Installation / Repair - Residential - Rearrange breakers in Garage panel to accommodate new EV Charger circuit -Supply and install 30A breaker in Garage Panel -Supply and install 10AWG 3C NMD90 from Garage Panel, through rafters to junction box at ceiling line -Supply and install 10AWG 3C Teck from junction box to customer provided EV Charger location -Test connections and commission installation -Tidy site and dispose of garbage correctly and safely | TDR Electric Inc
GP-2022-00909 | 2022-03-23 | 4137 W 14TH AVENUE, Vancouver, BC V6R 2X6 | Gas Permit | Residential | Renovation - Dwelling Unit(s) only | Completed | Residential - Installing Water Heater | Reid Brothers Plumbing & Heating Ltd
EP-2022-08750 | 2022-10-14 | 4158 W 14TH AVENUE, Vancouver, BC V6R 2X5 | Electrical Permit | Residential | Renovation | Completed | Installation / Repair - Residential - Dedicated circuit for Heat pump, dedicated circuit for heat strip | Pacific Star Electric Inc
MP-2022-00433 | 2022-10-18 | 4158 W 14TH AVENUE, Vancouver, BC V6R 2X5 | Mechanical Permit | NULL | NULL | Completed | NULL | Thomson Industries Ltd
EP-2023-07826 | 2023-08-29 | 4168 W 14TH AVENUE, Vancouver, BC V6R 2X5 | Electrical Permit | Residential | Addition | Completed | Installation / Repair - Residential - INSTALLATION OF SECURITY SYSTEM. | ADT Security Services Canada Inc
EP-2022-08884 | 2022-11-07 | 4171 W 14TH AVENUE, Vancouver, BC V6R 2X6 | Electrical Permit | Residential | Renovation | Issued | Installation / Repair - Residential - 200a Service Upgrade Dedicated Circuit for Heat Pump Dedicated Circuit for Back Up Heat [Heat Strip] >MP-2022-00293: Issued (Heating and Cooling) | Pacific Star Electric Inc
MP-2022-00293 | 2022-09-28 | 4171 W 14TH AVENUE, Vancouver, BC V6R 2X6 | Mechanical Permit | NULL | NULL | Cancelled | NULL | Thomson Industries Ltd
EP-2023-03474 | 2023-04-26 | 3241 W 15TH AVENUE, Vancouver, BC V6K 3A8 | Electrical Permit | Residential | Renovation | Completed | Installation / Repair - Residential - Install 90A subpanel in the secondary suite,wiring branch circuits for branch/appliance, install smoke alarm devices both in principal dwelling and the secondary unit with a hard wire interconnected. install bath room fan and light fixtures. >BP: Interior alterations and a change of use from a Single Detached House to a new Single Detached House with Secondary Suite at this site. Scope of work includes a new 3'-0" wide concrete firefighter's access path at the west side yard. OK for Field Review processing as per Howie Chow, January 16, 2023. Notes: - This building is sprinklered. DBI to determine on site if a separate sprinkler permit is required. - No strata-titling will be permitted. - An annual Vancouver Business License must be obtained prior to the rental of this approved single detached house and/or secondary suite on this site. - Install interconnected, hardwired, 120 volt smoke alarms with battery back-up and silencing feature, in each sleeping unit and within 5m outside each sleeping areas on each storey as per Building Bylaw 9.10.19. - Install Carbon Monoxide Alarm as per Building By-Law 9.32.4.2. - Dedicated 3'-0" wide firefighting access path with overhead clearance of 2m to be maintained at all times. - REUP submitted by Tao Xue, 778-898-3296. No upgrades required. | Myarc Electrical Inc
GP-2023-02801 | 2023-09-25 | 3250 W 15TH AVENUE, Vancouver, BC V6K 3A9 | Gas Permit | Residential | Renovation - Dwelling Unit(s) only | Completed | Residential - furnace replacement | Central Commercial & Residential Services
EP-2023-08679 | 2023-10-12 | 3250 W 15TH AVENUE, Vancouver, BC V6K 3A9 | Electrical Permit | Residential | New | Completed | Installation / Repair - Residential - New 200A overhead service upgrade: BC Hydro Reference #4957026 + dedicated circuit for new 28A MCA, 40A MOCP heat pump MP-2023-01746 | KOVAC ELECTRICAL GROUP LTD.
MP-2023-01746 | 2023-09-26 | 3250 W 15TH AVENUE, Vancouver, BC V6K 3A9 | Mechanical Permit | NULL | NULL | Completed | NULL | Central Commercial & Residential Services
GP-2022-02968 | 2022-10-04 | 4162 W 11TH AVENUE, Vancouver, BC V6R 2L6 | Gas Permit | Residential | Renovation | Completed | Residential - we are replacing the boiler | Rockridge Plumbing and Heating Inc
GP-2024-00018 | 2024-01-08 | 4165 W 11TH AVENUE, Vancouver, BC V6R 2L5 | Gas Permit | Residential | Renovation | Completed | Residential - RE&RE hot water tank | Milani Plumbing Heating & Air Conditioning Ltd
GP-2022-01111 | 2022-04-07 | 4167 W 11TH AVENUE, Vancouver, BC V6R 2L5 | Gas Permit | Residential | Renovation | Completed | Residential - Replace furnace ** Amend 04/11/2022** Replace hot water tank by tankless water heater ** Amend 04/11/2022** replace furnace and hot water tank 2 units | A B A PLUMBING & HEATING LTD.
SP-2022-00391 | 2022-03-21 | 4180 W 11TH AVENUE, Vancouver, BC V6R 2L6 | Sprinkler Permit | Residential | New | Completed | Residential - New sprinkler system To construct a 2 storey + basement one-family dwelling with a secondary suite located in the basement with a surface parking at the rear providing 1 parking space, having vehicular access from the lane. Note: This is a 2 storey building pursuant to the Zoning and Development By-Law 1- Covenant registered at the Land Title Office under CA9271093 2- No strata titling permitted 3- A/C unit proposed in the rear yard 4- Schedule B: Antony Wang, P.Eng (604-618-6236) Structural & Geotechnical 5- HPO: Residential Builder - Mountain Tai Construction & Management Ltd. | Haven Fire Protection Ltd
GP-2022-01497 | 2022-05-13 | 4180 W 11TH AVENUE, Vancouver, BC V6R 2L6 | Gas Permit | Residential | New | Completed | Residential - Venting, installation and final hook up of a gas fireplace | Galaxy Fireplaces Ltd
EP-2022-03270 | 2022-04-25 | 4180 W 11TH AVENUE, Vancouver, BC V6R 2L6 | Electrical Permit | Residential | New | Completed | Installation / Repair - Residential - Extra Low Voltage. Door Bell, Data/Voice/TV Cable, Security Alarm Prewire, Camera. Home Audio, Central Vacuum. >BP: To construct a 2 storey + basement one-family dwelling with a secondary suite ($718,500) located in the basement with a surface parking at the rear providing 1 parking space, having vehicular access from the lane. Note: This is a 2 storey building pursuant to the Zoning and Development By-Law 1- Covenant registered at the Land Title Office under CA9271093 2- No strata titling permitted 3- A/C unit proposed in the rear yard 4- Schedule B: Antony Wang, P.Eng (604-618-6236) Structural & Geotechnical 5- HPO: Residential Builder - Mountain Tai Construction & Management Ltd. Address Note: Building 1 #1-4180 W 11th Av - One Family Dwelling (1st & 2nd floor, north portion of basement) #2-4180 W 11th Av - Secondary Suite (south portion of basement) Address and suite numbers assigned as per approved plans for Fire and Emergency response. The address number is to be posted to the building to be visible from the street and the suite numbers are to be posted at the suite entries in accordance with the Building By-law prior to final inspection. ******THIS PERMIT HAS BEEN ISSUED UNDER THE REQUIREMENTS OF VBBL #12511 (2019)****** | SECUTECH DEVELOPMENT LTD.
EP-2022-04253 | 2022-05-25 | 4180 W 11TH AVENUE, Vancouver, BC V6R 2L6 | Electrical Permit | Residential | New | Completed | Installation / Repair - Residential - New main house electric installation >BP: To construct a 2 storey + basement one-family dwelling with a secondary suite ($718,500) located in the basement with a surface parking at the rear providing 1 parking space, having vehicular access from the lane. Note: This Building Permit will remain in a suspended status until the associated (green) Demolition Permit BP-2021-02299 is completed. Note: This is a 2 storey building pursuant to the Zoning and Development By-Law 1- Covenant registered at the Land Title Office under CA9271093 2- No strata titling permitted 3- A/C unit proposed in the rear yard 4- Schedule B: Antony Wang, P.Eng (604-618-6236) Structural & Geotechnical 5- HPO: Residential Builder - Mountain Tai Construction & Management Ltd. Address Note: Building 1 #1-4180 W 11th Av - One Family Dwelling (1st & 2nd floor, north portion of basement) #2-4180 W 11th Av - Secondary Suite (south portion of basement) Address and suite numbers assigned as per approved plans for Fire and Emergency response. The address number is to be posted to the building to be visible from the street and the suite numbers are to be posted at the suite entries in accordance with the Building By-law prior to final inspection. ******THIS PERMIT HAS BEEN ISSUED UNDER THE REQUIREMENTS OF VBBL #12511 (2019)****** | Higo Electric Ltd
PP-2022-00450 | 2022-02-10 | 4180 W 11TH AVENUE, Vancouver, BC V6R 2L6 | Plumbing Permit | Residential | New | Completed | Residential - 1FD+SS - #1 & #2 - Plumbing To construct a 2 storey + basement one-family dwelling with a secondary suite located in the basement with a surface parking at the rear providing 1 parking space, having vehicular access from the lane. Note: This is a 2 storey building pursuant to the Zoning and Development By-Law 1- Covenant registered at the Land Title Office under CA9271093 2- No strata titling permitted 3- A/C unit proposed in the rear yard | WDR CONTRACTING LTD
GP-2022-00421 | 2022-02-09 | 4180 W 11TH AVENUE, Vancouver, BC V6R 2L6 | Gas Permit | Residential | New | Completed | Residential - gas ( fireplace rough in only ) To construct a 2 storey + basement one-family dwelling with a secondary suite located in the basement with a surface parking at the rear providing 1 parking space, having vehicular access from the lane. Note: This is a 2 storey building pursuant to the Zoning and Development By-Law 1- Covenant registered at the Land Title Office under CA9271093 2- No strata titling permitted 3- A/C unit proposed in the rear yard 4- Schedule B: Antony Wang, P.Eng (604-618-6236) Structural & Geotechnical 5- HPO: Residential Builder - Mountain Tai Construction & Management Ltd. | WDR CONTRACTING LTD
GP-2023-02314 | 2023-08-04 | 3885 W 12TH AVENUE, Vancouver, BC V6R 2N9 | Gas Permit | Residential | Renovation | Completed | Residential - Jennair 36" Downdraft Gas c/top | Han Appliances & Refrigeration Ltd
GP-2022-00361 | 2022-02-04 | 3968 W 12TH AVENUE, Vancouver, BC V6R 2P2 | Gas Permit | Residential | Renovation | Completed | Residential - BOILER & INDIRECT HOT WATER TANK REPLACEMENT | SUNFLOWER HOME SERVICE LTD
EP-2022-06473 | 2022-08-03 | 4007 W 12TH AVENUE, Vancouver, BC V6R 2P4 | Electrical Permit | Residential | Addition | Completed | Installation / Repair - Residential - Tesla charger installation. Main service size is 200amps and can fit the addition of the charger. | Western Summit Electric Ltd
EP-2023-10794 | 2023-12-01 | 4056 W 12TH AVENUE, Vancouver, BC V6R 2P3 | Electrical Permit | Residential | Addition | Issued | Installation / Repair - Residential - Installation new Rogers security system, taking over existing sensors and installing a wired panel | Intek Communications Inc
EP-2022-08060 | 2022-09-22 | 4066 W 12TH AVENUE, Vancouver, BC V6R 2P3 | Electrical Permit | Residential | New | Expired | Temporary Power - Residential - To provide temporary power. | Vanflow Electrical Ltd
GP-2023-02158 | 2023-07-24 | 4066 W 12TH AVENUE, Vancouver, BC V6R 2P3 | Gas Permit | Residential | New | Issued | Residential - 1 Water Heater, 1 Range & 1 BBQ >BP: To construct a 2 storey + basement one-family dwelling with a secondary suite | NEWLINE PLUMBING & HEATING LTD.
EP-2023-05490 | 2023-06-20 | 4066 W 12TH AVENUE, Vancouver, BC V6R 2P3 | Electrical Permit | Residential | New | Issued | Installation / Repair - Residential - Install alarm, cable, tel, data, cameras, doorbell. >BP: To construct a 2 storey + basement one-family dwelling with a secondary suite ($1,057,000) located in the basement. | One Stop Alarm Systems Ltd
SP-2023-01147 | 2023-06-27 | 4066 W 12TH AVENUE, Vancouver, BC V6R 2P3 | Sprinkler Permit | Residential | New | Issued | Residential - 1FD+SS- #1 & #2 - To Install 33 sprinkler heads >DB: To construct a 2 storey + basement one-family dwelling with a secondary suite located in the basement. Note: This is a 2 storey building pursuant to the Zoning and Development By-Law. 1- Covenant registered at the Land Title Office under CB294666 2- No strata titling permitted 3- Bar sink proposed in the basement 4- A/C unit proposed in the rear yard ******THIS PERMIT HAS BEEN ISSUED UNDER THE REQUIREMENTS OF VBBL #12511 (2019)****** | General Sprinkler Systems Ltd
MP-2023-00698 | 2023-04-26 | 4066 W 12TH AVENUE, Vancouver, BC V6R 2P3 | Mechanical Permit | NULL | NULL | Issued | NULL | NEWLINE PLUMBING & HEATING LTD.
PP-2023-00383 | 2023-02-09 | 4066 W 12TH AVENUE, Vancouver, BC V6R 2P3 | Plumbing Permit | Residential | New | Issued | Residential - Install Storm Sump BP: To construct a 2 storey + basement one-family dwelling with a secondary suite ($1,057,000) located in the basement. NOTE: Engineering Assurance letter will be submitted to the Plumbing Inspector on the site. Letter shall conform to the requirements of Vancouver Bulletin 2000-008-EL/PL | Apolla Demolition & Excavating Ltd.
PP-2023-00360 | 2023-02-03 | 4066 W 12TH AVENUE, Vancouver, BC V6R 2P3 | Plumbing Permit | Residential | New | Issued | Residential - 1FD+SS - #1 & #2 - Plumbing, Radiant Heat Piping with Air to Water heat Heat Pump >DB: To construct a 2 storey + basement one-family dwelling with a secondary suite located in the basement. Note: Parking for the site has been provided under DB-2022-00829 (Laneway House). Note: This is a 2 storey building pursuant to the Zoning and Development By-Law. 1- Covenant registered at the Land Title Office under CB294666 2- No strata titling permitted 3- Bar sink proposed in the basement 4- A/C unit proposed in the rear yard AMEND: FEB 7/2023 Below Grade Dish washer is ONE not 11. | NEWLINE PLUMBING & HEATING LTD.
EP-2023-00763 | 2023-02-02 | 4066 W 12TH AVENUE, Vancouver, BC V6R 2P3 | Electrical Permit | Residential | New | Issued | Installation / Repair - Residential - new house with a suite >BP: To construct a 2 storey + basement one-family dwelling with a secondary suite located in the basement *An approved mechanical permit is required for the installation of air conditioning or heat pump before an electrical inspection will be performed 1- Covenant registered at the Land Title Office under CB294666 2- No strata titling permitted 3- Bar sink proposed in the basement 4- A/C unit proposed in the rear yard 5- Schedule B: Zhi Yi You (778-302-2155) Structural & Geotechnical 6- BC Housing Residential Builder - M&W Enterprises LTD. | SS Electrical Limited
GP-2022-01493 | 2022-05-13 | 2655 W 13TH AVENUE, Vancouver, BC V6K 2T3 | Gas Permit | Residential | New | Completed | Residential - Replacement gas furnace 44Mbtu | Superior Gas Installations & Service Ltd
EP-2022-03920 | 2022-05-18 | 2655 W 13TH AVENUE, Vancouver, BC V6K 2T3 | Electrical Permit | Residential | Addition | Completed | Installation / Repair - Residential - Installation of an outdoor A/C condenser, 30A 240V 3 Ton Unit, Located at the rear of the home | Element Electric Ltd
GP-2022-01329 | 2022-04-28 | 2724 W 13TH AVENUE, Vancouver, BC V6K 2T4 | Gas Permit | Residential | Renovation | Completed | Residential - Combi system >BP: Exterior and interior alterations to provide improvements to one family dwelling building on this site. Exterior alterations to replace 6 windows in the same size openings. Scope of work: - Demo interior wall, renovate kitchen, millwork, replace boiler, plumbing fixtures & electrical work. OK for BP only per S.Erichsen, February 17, 2022 OK for Field Review per W.Wong, February 17, 2022 REUP submitted per Scott Silverthorn, 604-787-1952 Note: P.Eng. is required for removal of interior loadbearing walls | Drips & Drains Plumbing and Heating Ltd
GP-2022-01818 | 2022-06-15 | 2724 W 13TH AVENUE, Vancouver, BC V6K 2T4 | Gas Permit | Residential | Renovation | Completed | Residential - install 2 dv to front room DV: ZCV42N back room ZDVRB3622N >BP: Exterior and interior alterations to provide improvements to one family dwelling building on this site. Exterior alterations to replace 6 windows in the same size openings. Scope of work: - Demo interior wall, renovate kitchen, millwork, replace boiler, plumbing fixtures & electrical work. | BC Fireplace Service Inc
EP-2022-02875 | 2022-04-12 | 2724 W 13TH AVENUE, Vancouver, BC V6K 2T4 | Electrical Permit | Residential | Renovation | Completed | Installation / Repair - Residential - Upgrading serving from 100amps to 200amps, first floor complete re wire, separating suite from main dwelling. >BP: Exterior and interior alterations to provide improvements to one family dwelling building on this site. Exterior alterations to replace 6 windows in the same size openings. Scope of work: - Demo interior wall, renovate kitchen, millwork, replace boiler, plumbing fixtures & electrical work. OK for BP only per S.Erichsen, February 17, 2022 OK for Field Review per W.Wong, February 17, 2022 REUP submitted per Scott Silverthorn, 604-787-1952 Note: P.Eng. is required for removal of interior loadbearing walls | Kingston Electric Inc
GP-2023-03827 | 2023-12-01 | 2733 W 13TH AVENUE, Vancouver, BC | Gas Permit | Residential | Renovation - Dwelling Unit(s) only | Issued | Residential - furnace replacement | Vanheat Services Ltd
GP-2023-02489 | 2023-08-25 | 2733 W 13TH AVENUE, Vancouver, BC | Gas Permit | Residential | Renovation | Completed | Residential - replace gas hot water tank | Hillcrest Plumbing & Heating (1991) Ltd
PP-2023-03698 | 2023-10-20 | 2736 W 13TH AVENUE, Vancouver, BC V6K 2T4 | Plumbing Permit | Residential | New | Issued | Residential - Plumbing >BP: 2FD To construct a 2.5 storey two-family dwelling with a detached accessory building (garage) at the rear providing 2 parking spaces, having vehicular access from the lane. Note: The entire building, INCLUDING THE ATTACHED GARAGE (if applicable), to be sprinklered to 2 x NFPA 13D. Note: This is a 2.5 storey building pursuant to the Zoning and Development By-Law 1. A/C units proposed in rear yard & crawlspace 2. Bar sinks NOT proposed 3. Schedule B: Ke Jian, Ma P.Eng (604-599-8890) Structural 4. Schedule B: Jian Zhong Jin, P.Eng. (604.362.7021) Geotechnical 5. BC Housing Residential Builder - Kingswood Real Estate Management Inc | Century Twenty One Gas & Heating Co. Ltd
MP-2023-01902 | 2023-10-24 | 2736 W 13TH AVENUE, Vancouver, BC V6K 2T4 | Mechanical Permit | NULL | NULL | Issued | NULL | Century Twenty One Gas & Heating Co. Ltd
GP-2023-03745 | 2023-11-28 | 2736 W 13TH AVENUE, Vancouver, BC V6K 2T4 | Gas Permit | Residential | New | Issued | Residential - 2 Rangers & 2 BBQ's Installation of gas appliances >BP: To construct a 2.5 storey two-family dwelling ($635,000) with a detached accessory building (garage) at the rear providing 2 parking spaces, having vehicular access from the lane. | Century Twenty One Gas & Heating Co. Ltd
SP-2023-02129 | 2023-11-23 | 2736 W 13TH AVENUE, Vancouver, BC V6K 2T4 | Sprinkler Permit | Residential | New | Issued | Residential - 2FD - FRONT - 2736 W 13TH AV - #1 BACK - 2736 W 13TH AV - #2 New Sprinkler System >DB: To construct a 2.5 storey two-family dwelling with a detached accessory building (garage) at the rear providing 2 parking spaces, having vehicular access from the lane. Note: The entire building, INCLUDING THE ATTACHED GARAGE (if applicable), to be sprinklered to 2 x NFPA 13D. Note: This is a 2.5 storey building pursuant to the Zoning and Development By-Law 1. A/C units proposed in rear yard & crawlspace 2. Bar sinks NOT proposed ***This permit is issued under the VBBL 2019, with updated energy requirements as per bylaw # 12997 effective Jan 01, 2022.*** | Haven Fire Protection Ltd
EP-2024-00377 | 2024-01-19 | 2736 W 13TH AVENUE, Vancouver, BC V6K 2T4 | Electrical Permit | Residential | New | Issued | Installation / Repair - Residential - Extra low voltage wiring and completion Security System, cameras, Data , Tel, Tv , Doorbell 2FD To construct a 2.5 storey two-family dwelling ($635,000) with a detached accessory building (garage) at the rear providing 2 parking spaces, having vehicular access from the lane. | ITech Security Systems Ltd
EP-2023-02649 | 2023-03-27 | 2736 W 13TH AVENUE, Vancouver, BC V6K 2T4 | Electrical Permit | Residential | New | Issued | Temporary Power - Residential - To provide temporary power. | Prabhjot Singh Battu
PP-2023-02539 | 2023-07-18 | 2736 W 13TH AVENUE, Vancouver, BC V6K 2T4 | Plumbing Permit | Residential | New | Issued | Residential - Draintile, Rainwater leader,Sanitary,Storm,Sump(Outside Services) | Khela Excavating Ltd.
EP-2023-06835 | 2024-01-12 | 2736 W 13TH AVENUE, Vancouver, BC V6K 2T4 | Electrical Permit | Residential | New | Issued | Installation / Repair - Residential - New Duplex Construction >BP: 2FD To construct a 2.5 storey two-family dwelling ($635,000) with a detached accessory building (garage) at the rear providing 2 parking spaces, having vehicular access from the lane. Note: The entire building, INCLUDING THE ATTACHED GARAGE (if applicable), to be sprinklered to 2 x NFPA 13D. Note: This Building Permit will remain in a suspended status until the associated (green) Demolition Permit BP-2022-04042 is completed. Note: This is a 2.5 storey building pursuant to the Zoning and Development By-Law 1. A/C units proposed in rear yard & crawlspace 2. Bar sinks NOT proposed 3. Schedule B: Ke Jian, Ma P.Eng (604-599-8890) Structural 4. Schedule B: Jian Zhong Jin, P.Eng. (604.362.7021) Geotechnical 5. BC Housing Residential Builder - Kingswood Real Estate Management Inc ***This permit is issued under the VBBL 2019, with updated energy requirements as per bylaw # 12997 effective Jan 01, 2022.*** | Prabhjot Singh Battu
MP-2023-00971 | 2023-05-31 | 2742 W 13TH AVENUE, Vancouver, BC V6K 2T4 | Mechanical Permit | NULL | NULL | Issued | NULL | Thomson Industries Ltd
GP-2023-00821 | 2023-03-07 | 2748 W 13TH AVENUE, Vancouver, BC V6K 2T4 | Gas Permit | Residential | Renovation | Completed | Residential - Re&Re Hot water Gas tank | Milani Plumbing Heating & Air Conditioning Ltd
SP-2022-01404 | 2022-09-02 | 2756 W 13TH AVENUE, Vancouver, BC V6K 2T4 | Sprinkler Permit | Residential | New | Completed | Residential - Install sprinkler in SFD >BP: To construct a 2.5 storey and basement one-family dwelling ($703,625) with an open parking pad, providing 1 parking space , having vehicular access from the 20' Lane. Note: Parking for the site has been provided under DB-2021-04381 (Laneway House) 1. Covenant registered at the Land Title Office under CA9282642 2. No Strata Titling permitted 3. A/C proposed – Exterior component located in Rear, Interior component located in Second Floor. 4. Bar sink located in basement 5. Schedule B: (J.J.S Hui) P.Eng (778.319.3403) Structural & Geotechnical 6. HPO: Residential Builder- Lidder Construction Ltd. | Gold Key Fire Protection Ltd
GP-2022-02240 | 2022-07-29 | 2756 W 13TH AVENUE, Vancouver, BC V6K 2T4 | Gas Permit | Residential | New | Completed | Residential - 1FD - #1 - gas pipe To construct a 2.5 storey and basement one-family dwelling with an open parking pad, providing 1 parking space , having vehicular access from the 20' Lane. Note: Parking for the site has been provided under DB-2021-04381 (Laneway House) 1. Covenant registered at the Land Title Office under CA9282642 2. No Strata Titling permitted 3. A/C proposed – Exterior component located in Rear, Interior component located in Second Floor. 4. Bar sink located in basement | PRIDE GAS & HEATING LTD.
EP-2022-06298 | 2022-07-27 | 2756 W 13TH AVENUE, Vancouver, BC V6K 2T4 | Electrical Permit | Residential | New | Completed | Installation / Repair - Residential - Rough-in and completion of tv, telephone, internet. Vaccum and cameras >BP: To construct a 2.5 storey and basement one-family dwelling ($703,625) with an open parking pad, providing 1 parking space , having vehicular access from the 20' Lane. Note: Parking for the site has been provided under DB-2021-04381 (Laneway House) 1. Covenant registered at the Land Title Office under CA9282642 2. No Strata Titling permitted 3. A/C proposed – Exterior component located in Rear, Interior component located in Second Floor. 4. Bar sink located in basement 5. Schedule B: (J.J.S Hui) P.Eng (778.319.3403) Structural & Geotechnical 6. HPO: Residential Builder- Lidder Construction Ltd. Note: This is a 2.5 storey building pursuant to the Zoning and Development By-Law Address Information: Principle Dwelling: #1-2756 W 13th Av Laneway home: #3-2756 W 13th Av Address and suite number assigned as per approved plans for Fire and Emergency response. The address number is to be posted to the building to be visible from the street and the suite number is to be posted at the suite entry in accordance with the Building By-law prior to final inspection. **THIS PERMIT HAS BEEN ISSUED UNDER THE REQUIREMENTS OF VBBL #12511 (2019) ** | B&E Low Voltage and Home Automation Ltd
PP-2022-01287 | 2022-04-14 | 2756 W 13TH AVENUE, Vancouver, BC V6K 2T4 | Plumbing Permit | Residential | New | Completed | Residential - 1FD - #1 - plumbing To construct a 2.5 storey and basement one-family dwelling with an open parking pad, providing 1 parking space , having vehicular access from the 20' Lane. Note: Parking for the site has been provided under DB-2021-04381 (Laneway House) 1. Covenant registered at the Land Title Office under CA9282642 2. No Strata Titling permitted 3. A/C proposed – Exterior component located in Rear, Interior component located in Second Floor. 4. Bar sink located in basement | SKY HIGH PLUMBING & HEATING LTD
NULL | NULL | 2756 W 13TH AVENUE, Vancouver, BC V6K 2T4 | Gas Permit | Residential | New | Draft | Residential - Zero Clearance Gas Fireplace to New SFD Vent & Gas Hookup Only | Encore Fireplaces Ltd
GP-2022-01627 | 2022-06-03 | 2756 W 13TH AVENUE, Vancouver, BC V6K 2T4 | Gas Permit | Residential | New | Completed | Residential - Zero Clearance Gas Fireplace to New SFD Vent & Gas Hookup Only | Encore Fireplaces Ltd
EP-2022-03521 | 2022-05-06 | 2756 W 13TH AVENUE, Vancouver, BC V6K 2T4 | Electrical Permit | Residential | New | Completed | Installation / Repair - Residential - New house wiring fixture &fitting with detached garage. >BP: To construct a 2.5 storey and basement one-family dwelling ($703,625) with an open parking pad, providing 1 parking space , having vehicular access from the 20' Lane. Note: Parking for the site has been provided under DB-2021-04381 (Laneway House) 1. Covenant registered at the Land Title Office under CA9282642 2. No Strata Titling permitted 3. A/C proposed – Exterior component located in Rear, Interior component located in Second Floor. 4. Bar sink located in basement 5. Schedule B: (J.J.S Hui) P.Eng (778.319.3403) Structural & Geotechnical 6. HPO: Residential Builder- Lidder Construction Ltd. | Future Force Systems Ltd
EP-2022-01007 | 2022-02-09 | 2756 W 13TH AVENUE, Vancouver, BC V6K 2T4 | Electrical Permit | Residential | New | Expired | Temporary Power - Residential - To provide temporary power. | Future Force Systems Ltd
NULL | NULL | 2756 W 13TH AVENUE, Vancouver, BC V6K 2T4 | Plumbing Permit | Residential | New | Draft | Residential - draintile, RWL and sump placing | Metro Contracting Ltd
PP-2022-00576 | 2022-02-18 | 2756 W 13TH AVENUE, Vancouver, BC V6K 2T4 | Plumbing Permit | Residential | New | Completed | Residential - 1FD - #1 - draintile and sump placing To construct a 2.5 storey and basement one-family dwelling with an open parking pad, providing 1 parking space , having vehicular access from the 20' Lane. Note: Parking for the site has been provided under DB-2021-04381 (Laneway House) 1. Covenant registered at the Land Title Office under CA9282642 2. No Strata Titling permitted 3. A/C proposed – Exterior component located in Rear, Interior component located in Second Floor. 4. Bar sink located in basement | Metro Contracting Ltd
EP-2022-09687 | 2022-12-07 | 4371 W 14TH AVENUE, Vancouver, BC V6R 2X9 | Electrical Permit | Residential | Addition | Completed | Installation / Repair - Residential - upgrading existing electrical service from 100 amps to 200 amps, priv pole at the rear of the house, main electrical panel 200amps will be at the garage and sub feed to the house panel, and wiring electrical car charger 50 amps and receptacles and lights at the garage. | Big Forest Electric Ltd
GP-2022-03310 | 2022-10-26 | 4383 W 14TH AVENUE, Vancouver, BC V6R 2X9 | Gas Permit | Residential | Renovation | Completed | Residential - FURNACE RE&RE | Ferenc Nagy
MP-2022-00610 | 2022-11-24 | 4383 W 14TH AVENUE, Vancouver, BC V6R 2X9 | Mechanical Permit | NULL | NULL | Completed | NULL | Ferenc Nagy
GP-2023-01396 | 2023-05-01 | 4394 W 14TH AVENUE, Vancouver, BC V6R 2Y1 | Gas Permit | Residential | New | Completed | Residential - Boiler Installation | Pro Ace Heating & Air Conditioning Services Ltd
EP-2022-08372 | 2022-10-05 | 2326 W 14TH AVENUE, Vancouver, BC V6K 2W3 | Electrical Permit | Residential | New | Completed | Installation / Repair - Residential - Install a 50 AMP NEMA 14-50 receptacle for EV charging in the garage. The house has 200 AMP service. | Amor Energy Corporation
GP-2022-01711 | 2022-06-04 | 2335 W 14TH AVENUE, Vancouver, BC V6K 2W2 | Gas Permit | Residential | Renovation | Completed | Residential - Re and re boiler | BD Plumbing
GP-2022-02686 | 2022-09-08 | 2346 W 14TH AVENUE, Vancouver, BC V6K 2W3 | Gas Permit | Residential | Renovation | Completed | Residential - Hot water tank replacement | Reid Brothers Plumbing & Heating Ltd
GP-2023-02656 | 2023-09-11 | 2385 W 14TH AVENUE, Vancouver, BC V6K 2W2 | Gas Permit | Residential | Tenant Improvement | Completed | Residential - replace boiler | Coleman Heating Inc
PP-2022-01557 | 2022-05-13 | 2406 W 14TH AVENUE, Vancouver, BC V6K 2W5 | Plumbing Permit | Residential | New | Completed | Residential - Install Irrigation Backflow Preventer >Renovation and addition to this single family dwelling and the addition of a three car garage at rear with access from lane. Associated to DP-2019-00602. Main dwelling scope includes ridge height increase by 1’-0”, increasing main floor height and preserving rooflines and external character of the home. | David Bathurst
EP-2023-08173 | 2023-09-20 | 2427 W 14TH AVENUE, Vancouver, BC V6K 2W4 | Electrical Permit | Residential | Renovation | Completed | Installation / Repair - Residential - ¦ 1FD- 200A SERVICE UPGRADE/ RENO/ KNOB + TUBE ¦ Basement Reno and service change -Basement is getting finished out. Removing some knob and tube. We are relocating the electrical panel and increasing it from a 100A to a 200A >BP: Exterior & Interior alterations to the basement of this existing single family dwelling on this site. Work includes removing & replacing windows and doors in existing openings, reconfiguring the basement layout and upgrading the exterior walls from the inside. OK for field review per D.Langevin - July 21, 2022 Notes: - Schedule B - Structural - James Lee, P.Eng - 604.325.7503. - REUP Submitted by Scott Silverthorn, 604-787-1952. Scope of work to include energy upgrade in accordance with Article 11.2.1.4 of the 2019 Vancouver Building By-law and as per the Energy Efficiency Upgrade Details noted in the Energuide Report. *Selected Upgrades: attic insulation upgrade to R40 & replace 3 windows with USI 1.04 or better. This permit is for alterations to the building as shown in plans only. Any unauthorized work on this site, existing or otherwise, is neither recognized nor approved and may be subject to enforcement action. | MD White Electrical Ltd
MP-2023-01759 | 2023-09-27 | 2427 W 14TH AVENUE, Vancouver, BC V6K 2W4 | Mechanical Permit | NULL | NULL | Completed | NULL | Energy 1 Services Ltd
PP-2023-01791 | 2023-05-23 | 2427 W 14TH AVENUE, Vancouver, BC V6K 2W4 | Plumbing Permit | Residential | New | Completed | Residential - Rough in and finishing installation of one new 3 piece bathroom group. One new emergency floor drain and one new laundry and laundry sink >BP: Exterior & Interior alterations to the basement of this existing single family dwelling on this site. Work includes removing & replacing windows and doors in existing openings, reconfiguring the basement layout and upgrading the exterior walls from the inside. | GVA Plumbing & Heating Ltd
GP-2022-01345 | 2022-04-29 | 2034 W 11TH AVENUE, Vancouver, BC V6J 2C9 | Gas Permit | Commercial | Tenant Improvement | Completed | Commercial - Replace old standard efficency boiler for new Rinnai wall mounted combination boiler | Vancouver City Plumbing Inc
SP-2022-00076 | 2022-01-21 | 2034 W 11TH AVENUE, Vancouver, BC V6J 2C9 | Sprinkler Permit | Commercial | Tenant Improvement | Completed | Commercial - add/relocate sprinkler heads to allow for new walls >BP: Interior alterations to combine office units #140, #160 & #170 retaining #140 on the ground floor of this commercial building on this site. Addressing notes: #140 - 2034 W 11th #160 & #170 have been cancelled and are to be removed from the building/suite entry. #140 is to be posted as shown on the approved plans & clearly visible from the suite entry prior to final inspection. OK for Field Review per W.Wong, December 1, 2021 Lagan case #101015536986 and additional items submitted through # 101015580079. Letters of assurance submitted: - Sch A (Arch): Steven Cross, Architect, 604.308.8191 - Sch B (Arch): Steven Cross, Architect, 604.308.8191 - Sch B (Mech, Plumb): Richard Marier, P.Eng., 604.534.3151 - Sch B (Elec): Michael Inch, P.Eng., 604.808.9288 Notes: - Sprinkler Contractor: Phoenix Fire Life Safety - This building is a BOMA BESt. Energy upgrade exempted > *****This application does not include any of the following: 1. Not more than 20 sprinklers (add, relocate, or remove), 2. hydraulic calculations, 3. change in occupancy and /or hazard classification, 4. warehouse storage arrangements, 5. mobile compact storage arrangements, 6. alternative solutions, 7. changes to the sprinkler system supply piping (e.g. valves, mains, cross-mains, branch-lines, etc.), or 8. flexible sprinkler pipe. | Phoenix Fire Prevention Inc
EP-2022-00595 | 2022-01-27 | 2034 W 11TH AVENUE, Vancouver, BC V6J 2C9 | Electrical Permit | Commercial | Renovation | Completed | Installation / Repair - Commercial - Low voltage wiring for network, telephone, and security. >BP: 101015536986 Interior alterations to combine office units #140, #160 & #170 retaining #140 on the ground floor of this commercial building on this site. Addressing notes: #140 - 2034 W 11th #160 & #170 have been cancelled and are to be removed from the building/suite entry. #140 is to be posted as shown on the approved plans & clearly visible from the suite entry prior to final inspection. OK for Field Review per W.Wong, December 1, 2021 Lagan case #101015536986 and additional items submitted through # 101015580079. Letters of assurance submitted: - Sch A (Arch): Steven Cross, Architect, 604.308.8191 - Sch B (Arch): Steven Cross, Architect, 604.308.8191 - Sch B (Mech, Plumb): Richard Marier, P.Eng., 604.534.3151 - Sch B (Elec): Michael Inch, P.Eng., 604.808.9288 Notes: - Sprinkler Contractor: Phoenix Fire Life Safety - This building is a BOMA BESt. Energy upgrade exempted | Devise Integration Ltd
PP-2022-00501 | 2022-02-17 | 2034 W 11TH AVENUE, Vancouver, BC V6J 2C9 | Plumbing Permit | Commercial | Renovation | Completed | Commercial - UNIT #140 - We are moving an existing kitchen sink approximately 4ft and adding a fridge box outlet Interior alterations to combine office units #140, #160 & #170 retaining #140 on the ground floor of this commercial building on this site. | PIPEWORKS MECHANICAL
EP-2022-01021 | 2022-02-22 | 2034 W 11TH AVENUE, Vancouver, BC V6J 2C9 | Electrical Permit | Commercial | Tenant Improvement | Completed | Installation / Repair - Commercial - Tenant Improvement. New lighting throughout. Office and cubicle receptacles, server room, mechanical loads (fan coils, etc), staff kitchen plugs and appliances >BP: 101015536986 Interior alterations to combine office units #140, #160 & #170 retaining #140 on the ground floor of this commercial building on this site. Addressing notes: #140 - 2034 W 11th #160 & #170 have been cancelled and are to be removed from the building/suite entry. #140 is to be posted as shown on the approved plans & clearly visible from the suite entry prior to final inspection. OK for Field Review per W.Wong, December 1, 2021 Lagan case #101015536986 and additional items submitted through # 101015580079. Letters of assurance submitted: - Sch A (Arch): Steven Cross, Architect, 604.308.8191 - Sch B (Arch): Steven Cross, Architect, 604.308.8191 - Sch B (Mech, Plumb): Richard Marier, P.Eng., 604.534.3151 - Sch B (Elec): Michael Inch, P.Eng., 604.808.9288 Notes: - Sprinkler Contractor: Phoenix Fire Life Safety - This building is a BOMA BESt. Energy upgrade exempted | David Laurino
EP-2023-07653 | 2023-08-21 | 2608 W 11TH AVENUE, Vancouver, BC V6K 2L6 | Electrical Permit | Residential | New | Issued | Temporary Power - Residential - To provide temporary power. | Skyview Electrical Ltd
PP-2023-04213 | 2023-12-01 | 2608 W 11TH AVENUE, Vancouver, BC V6K 2L6 | Plumbing Permit | Residential | New | Issued | Residential - 2FD - outside sump without pump | ON TIME EXCAVATING & DEMOLITION LTD
MP-2023-00598 | 2023-04-06 | 2616 W 11TH AVENUE, Vancouver, BC V6K 2L6 | Mechanical Permit | NULL | NULL | Completed | NULL | Milani Electric Limited
EP-2023-03057 | 2023-04-12 | 2616 W 11TH AVENUE, Vancouver, BC V6K 2L6 | Electrical Permit | Residential | Renovation | Completed | Installation / Repair - Residential - Electrical supply for Dsplit. MP-2023-00598 | Milani Electric Limited
GP-2022-00138 | 2022-01-17 | 2622 W 11TH AVENUE, Vancouver, BC V6K 2L6 | Gas Permit | Residential | Tenant Improvement | Completed | Residential - Re Re Furnace | Moore & Russell Heating Ltd
GP-2022-03077 | 2022-10-11 | 2645 W 11TH AVENUE, Vancouver, BC V6K 2L7 | Gas Permit | Residential | Renovation - Dwelling Unit(s) only | Completed | Residential - RE&RE furnace (90,000 btu) | Kits Plumbing and Heating Ltd
GP-2022-00287 | 2022-01-31 | 2678 W 11TH AVENUE, Vancouver, BC V6K 2L6 | Gas Permit | Residential | New | Completed | Residential - gas line To construct a two-storey two-family dwelling with a detached accessory building (garage) at the rear providing 2 parking spaces, having vehicular access from the lane. Note: This is a 2 storey building pursuant to the Zoning and Development By-Law 1. A/C units proposed in the rear yard. 2. Schedule B: Geoff Wensel, P.Eng. (778-855-2549) Structural & Geotechnical 3. HPO: Residential Builder - True Maple Construction Ltd. | PRIDE GAS & HEATING LTD.
SP-2022-00197 | 2022-02-14 | 2678 W 11TH AVENUE, Vancouver, BC V6K 2L6 | Sprinkler Permit | Residential | New | Completed | Residential - to install sprinkler system in duplex >BP: To construct a two-storey two-family dwelling ($828,500) with a detached accessory building (garage) at the rear providing 2 parking spaces, having vehicular access from the lane. Note: This Building Permit will remain in a suspended status until the associated (green) Demolition Permit BP-2021-01878 is completed. Note: This is a 2 storey building pursuant to the Zoning and Development By-Law 1. A/C units proposed in the rear yard. 2. Schedule B: Geoff Wensel, P.Eng. (778-855-2549) Structural & Geotechnical 3. HPO: Residential Builder - True Maple Construction Ltd. Address Note: 2676 W 11th Av - 1st, 2nd & 3rd storey (South/Rear Unit) 2678 W 11th Av - 1st, 2nd & 3rd storey (North/Front Unit) Addresses assigned per the approved plans, Fire and Emergency street access (walkway) to the rear/South unit is from the West side. Street access must be provided & maintained at all times and the building addresses posted to be visible from the street in accordance with the Building By-law prior to Final Inspection. ******THIS PERMIT HAS BEEN ISSUED UNDER THE REQUIREMENTS OF VBBL #12511 (2019)****** | NewTech Fire Protection Ltd
EP-2022-04896 | 2022-06-10 | 3673 W 11TH AVENUE, Vancouver, BC V6R 2K4 | Electrical Permit | Commercial | Renovation | Completed | Installation / Repair - Commercial - Replace the electrical panel that had been damaged due to water damage | Mott Electric General Partnership
EP-2023-08909 | 2023-10-04 | 4085 W 12TH AVENUE, Vancouver, BC V6R 2P4 | Electrical Permit | Residential | Addition | Issued | Installation / Repair - Residential - Installation of security system | ADT Security Services Canada Inc
GP-2022-02195 | 2022-07-29 | 4118 W 12TH AVENUE, Vancouver, BC V6R 2P6 | Gas Permit | Residential | Renovation | Completed | Residential - RE N RE - furnace replace | SUNFLOWER HOME SERVICE LTD
EP-2022-03057 | 2022-04-14 | 1266 W 13TH AVENUE, Vancouver, BC V6H 1N6 | Electrical Permit | Commercial | Renovation | Issued | Installation / Repair - Commercial - Fire alarm control panel replacement only - no additional wiring or field device work. Note: This permit has been issued based on Bulletin 2018-004-BU/EL. | Nightingale Electric Ltd
EP-2022-02598 | 2022-05-17 | 1326 W 13TH AVENUE, Vancouver, BC V6H 1N8 | Electrical Permit | Commercial | Tenant Improvement | Completed | Installation / Repair - Commercial - Modification of existing fire alarm system as per Bulletin 2018-004-BU/EL Option #3 triggered by the automatic elevator recall as follows: · Existing addressable fire alarm panel located in the main lobby will be updated and programmed for elevator recall. Existing fire alarm system is a single stage addressable system. Replacement of smoke detectors for elevator recall where required. Provide new heat detector in elevator pit. Replacement of elevator motor fused disconnect switch & elevator cab fused disconnect switch. Provide new telephone line for elevator phone. Provide & install fire alarm relays for elevator recall. Replacement of existing lights in Elevator Machine Room & Pit with new LED strip lights c/w wire guards. Replacement of existing receptacles in Elevator Machine Room & Pit with new GFCI type. Verification of the fire alarm system in conformance with CAN/ULC S537 >BP: Interior alterations to provide elevator modernization for this existing single stage fire alarm system in this existing 7 storey multiple dwelling | Action Electric Ltd
PP-2023-03846 | 2023-11-01 | 1326 W 13TH AVENUE, Vancouver, BC V6H 1N8 | Plumbing Permit | Commercial | Renovation | Completed | Commercial - Install backflow prevention device (DCVA) for connection to underground sprinkler system | Vancouver Backflow Testing Ltd
EP-2022-01497 | 2022-02-25 | 1445 W 13TH AVENUE, Vancouver, BC V6H 1P2 | Electrical Permit | Commercial | Renovation - Dwelling Unit(s) only | Completed | Installation / Repair - Commercial - Edison base Fuse Panel retrofit in rental Unit. | Berts Electric (2001) Ltd
EP-2022-01498 | 2022-02-25 | 1445 W 13TH AVENUE, Vancouver, BC V6H 1P2 | Electrical Permit | Commercial | Renovation - Dwelling Unit(s) only | Completed | Installation / Repair - Commercial - Edison base Fuse Panel retrofit in rental Unit. | Berts Electric (2001) Ltd
EP-2022-06466 | 2022-08-03 | 1445 W 13TH AVENUE, Vancouver, BC V6H 1P2 | Electrical Permit | Commercial | Renovation - Dwelling Unit(s) only | Completed | Installation / Repair - Commercial - Retrofitting old Edison Base Fuse Panel with Schneider Breaker insert kit. | Berts Electric (2001) Ltd
EP-2022-05381 | 2022-06-23 | 1445 W 13TH AVENUE, Vancouver, BC V6H 1P2 | Electrical Permit | Commercial | Renovation - Dwelling Unit(s) only | Completed | Installation / Repair - Commercial - UNIT# 806 Retrofitting old Edison Base Fuse Panel with Schneider breaker insert kit | Berts Electric (2001) Ltd
EP-2022-07515 | 2022-09-07 | 1445 W 13TH AVENUE, Vancouver, BC V6H 1P2 | Electrical Permit | Residential | Renovation | Expired | Temporary Power - Residential - To provide temporary power. | Berts Electric (2001) Ltd
EP-2022-07077 | 2022-08-23 | 1445 W 13TH AVENUE, Vancouver, BC V6H 1P2 | Electrical Permit | Commercial | Renovation | Completed | Installation / Repair - Commercial - Meter stack replacement - being replaced in the exact same spot Amend: Oct 20, 2022 amend permit to reflect 600 amp service and not 400 amp service | Berts Electric (2001) Ltd
EP-2023-01355 | 2023-02-16 | 1445 W 13TH AVENUE, Vancouver, BC V6H 1P2 | Electrical Permit | Commercial | Renovation - Dwelling Unit(s) only | Completed | Installation / Repair - Commercial - Retrofit Edison base fuse panel with breaker insert from Schneider Electric. | Berts Electric (2001) Ltd
EP-2023-01357 | 2023-02-16 | 1445 W 13TH AVENUE, Vancouver, BC V6H 1P2 | Electrical Permit | Commercial | Renovation - Dwelling Unit(s) only | Completed | Installation / Repair - Commercial - Retrofit Edison base fuse panel with breaker insert from Schneider Electric. | Berts Electric (2001) Ltd
EP-2023-05613 | 2023-06-26 | 1445 W 13TH AVENUE, Vancouver, BC V6H 1P2 | Electrical Permit | Commercial | Renovation - Dwelling Unit(s) only | Completed | Installation / Repair - Commercial - #202 Retrofit Edison base fuse panel to breaker type panel. | Berts Electric (2001) Ltd
EP-2023-06069 | 2023-07-06 | 1445 W 13TH AVENUE, Vancouver, BC V6H 1P2 | Electrical Permit | Commercial | Renovation - Dwelling Unit(s) only | Completed | Installation / Repair - Commercial - #606 - Retrofit Edison base fuse panel to breaker type panel. | Berts Electric (2001) Ltd
EP-2023-07949 | 2023-09-05 | 1485 W 13TH AVENUE, Vancouver, BC V6H 1P1 | Electrical Permit | Commercial | Renovation - Dwelling Unit(s) only | Completed | Installation / Repair - Commercial - Retrofitting old Edison base fuse panel with Schneider retro kit. | Berts Electric (2001) Ltd
EP-2022-10374 | 2022-12-09 | 1530 W 13TH AVENUE, Vancouver, BC V6J 2G4 | Electrical Permit | Residential | Renovation - Dwelling Unit(s) only | Completed | Installation / Repair - Residential - Replace devices and light fixtures Add (3) 120V smoke alarms Add (1) new smoke alarm | NV Electrical Inc
EP-2023-01214 | 2023-02-14 | 1535 W 13TH AVENUE, Vancouver, BC V6J 2G5 | Electrical Permit | Commercial | Renovation | Completed | Installation / Repair - Commercial - Point of attachment is falling off and the insulation on the service conductors is deteriorating. New attachment will be mounted, and new conductors will be pulled up the existing mast. -service will need to be disconnected and reconnected same day. New conductors will be run up the existing mast and new point of attachment will be installed. | Strotec Electric Ltd
EP-2022-02457 | 2022-03-29 | 1545 W 13TH AVENUE, Vancouver, BC V6J 2G5 | Electrical Permit | Commercial | Renovation | Completed | Installation / Repair - Commercial - Replace existing NRN fused power distribution cabinet with a custom built engineered and CSA approved breaker enclosure power distribution cabinet. Also, replace the 3 NRN fused switches specifically; the house panel, unit 102, and unit 103. Also, replace existing plug fused enclosure in the hallway on the first floor with a circuit breaker enclosure. -The bonding is in reference to bonding the new custom breaker enclosure to the meter stack raceways. Amend: July 6, 2022 -change main 600 Amps, 240 Volts, single phase switch to a new 400 Amps, 240 Volts, single phase breaker enclosure with a 350 Amps trip. Amend: Nov 16, 2022 amend the amendment from July 6th 2022, to cancel "changing the main 600 Amps, 240 Volts, single phase switch to a new 400 Amps, 240 Volts, single phase breaker enclosure with a 350 Amps trip." The custom build 400 Amps breaker enclosure was not built correctly. As such, this unit will be installed at a later date, under a separate electrical permit. | Bill's Electrical Services Ltd
EP-2022-09587 | 2022-11-14 | 1545 W 13TH AVENUE, Vancouver, BC V6J 2G5 | Electrical Permit | Commercial | Renovation | Completed | Installation / Repair - Commercial - Change the existing main 600 Amps, 240 Volts, single phase switch to a new 400 Amps, 240 Volts, single phase breaker enclosure with a 350 Amps trip. ** Amend 11/21/2022** Change the existing main 600 Amps, 240 Volts, single phase switch to a new 400 Amps, 240 Volts, single phase breaker enclosure with a 400 Amps trip. Please note, that the breaker trip was changed from 350 Amps to 400 Amps | Bill's Electrical Services Ltd
GP-2023-01456 | 2023-05-04 | 2929 W 13TH AVENUE, Vancouver, BC V6K 2T8 | Gas Permit | Residential | Renovation | Completed | Residential - Re&re Hot water tank | Milani Plumbing Heating & Air Conditioning Ltd
GP-2023-02876 | 2023-09-29 | 2966 W 13TH AVENUE, Vancouver, BC V6K 2T9 | Gas Permit | Residential | Renovation | Completed | Residential - RE&RE hot water tank | Milani Plumbing Heating & Air Conditioning Ltd
GP-2022-03281 | 2022-10-24 | 2973 W 13TH AVENUE, Vancouver, BC V6K 2T8 | Gas Permit | Residential | Renovation | Completed | Residential - Move Rough in for Gas Stove and move location of BBQ box and repipe. | Vancouver City Plumbing Inc
PP-2022-03340 | 2022-09-21 | 2973 W 13TH AVENUE, Vancouver, BC V6K 2T8 | Plumbing Permit | Residential | Renovation | Completed | Residential - Main floor kitchen and powder room and top floor 2x new bathrooms >BP: Exterior and interior alterations to provide tenant improvements to the existing one family dwelling building. The scope of work includes to revise interior layout to the main floor and add approximately 290 sf living area to the second floor. >>Amend: April 20th, 2023 -Please add outdoor storm sump to this permit as per inspectors request (Glen) | Vancouver City Plumbing Inc
EP-2022-06604 | 2022-08-08 | 2973 W 13TH AVENUE, Vancouver, BC V6K 2T8 | Electrical Permit | Residential | Renovation - Dwelling Unit(s) only | Completed | Installation / Repair - Residential - 1st and 2nd floor reno bathrooms, Kitchen, living room & bathrooms. Exterior and interior alterations to provide tenant improvements to the existing one family dwelling building. The scope of work includes to revise interior layout to the main floor and add approximately 290 sf living area to the second floor. AMEND: NOV 3/2022 Installations of smoke detectors | JJL Electrical Services Ltd
EP-2022-09393 | 2022-11-04 | 3054 W 13TH AVENUE, Vancouver, BC V6K 2V2 | Electrical Permit | Residential | New | Expired | Temporary Power - Residential - To provide temporary power. | AKKAS ELECTRICAL LTD
EP-2022-10013 | 2022-12-12 | 3054 W 13TH AVENUE, Vancouver, BC V6K 2V2 | Electrical Permit | Residential | New | Issued | Installation / Repair - Residential - new house installation 150A service *See EP-2023-02587/ 3054 W 13TH AVENUE #3/ For revised load calculation *An approved mechanical permit is required for the installation of air conditioning or heat pump unit at the time of installation before an electrical inspection will be performed >BP: To construct a 2 storey + cellar one family dwelling building ($724,747.50) on this site. Note: This Building Permit will remain in a suspended status until the associated (green) Demolition Permit BP-2022-02409 is completed. Note: Parking for the site has been provided under DB-2022-01643 (Laneway House) Note: This is a 2 storey building pursuant to the Zoning & Development By-law 1. Covenant registered at the Land Title Office under CA9928002 2. A/C unit proposed 3. Bar sink located 4. Schedule B: Maninder Hundal P Eng (604) 825-4378) Structural 5. Schedule B: Alam Prahalad P Eng (604) 831-1431Geotechnical 6. HPO: Residential Builder – G & S Construction Ltd 7. Entire Building to have NFPA 13-D ****ALL PROJECT COORDINATOR NOTES HAS BEEN ACCEPTED BY THE APPLICANT**** ******THIS PERMIT HAS BEEN ISSUED UNDER THE REQUIREMENTS OF VBBL #12511 (2019)****** ***This permit is issued under the VBBL 2019, with updated energy requirements as per bylaw # 12997 effective Jan 01, 2022.***. | AKKAS ELECTRICAL LTD
PP-2022-04228 | 2022-11-24 | 3054 W 13TH AVENUE, Vancouver, BC V6K 2V2 | Plumbing Permit | Residential | New | Issued | Residential - Sump | GNA Contracting Ltd
GP-2023-01455 | 2023-05-10 | 3054 W 13TH AVENUE, Vancouver, BC V6K 2V2 | Gas Permit | Residential | New | Issued | Residential - 1FD - #1 - Venting & Hookup Only >DB: To construct a 2 storey + cellar one family dwelling building on this site. Note: Parking for the site has been provided under DB-2022-01643 (Laneway House) Note: This is a 2 storey building pursuant to the Zoning & Development By-law 1. Covenant registered at the Land Title Office under CA9928002 2. A/C unit proposed 3. Bar sink located 7. Entire Building to have NFPA 13-D >>>>>>Amend: May 26th - include one outdoor fireplace in the same permit with BTU 39000 | REAL LIGHTING & FIREPLACES LTD
GP-2023-01543 | 2023-05-12 | 3054 W 13TH AVENUE, Vancouver, BC V6K 2V2 | Gas Permit | Residential | New | Issued | Residential - 1FD - #1 - gas >DB: To construct a 2 storey + cellar one family dwelling building on this site. Note: Parking for the site has been provided under DB-2022-01643 (Laneway House) Note: This is a 2 storey building pursuant to the Zoning & Development By-law 1. Covenant registered at the Land Title Office under CA9928002 2. A/C unit proposed 3. Bar sink located 7. Entire Building to have NFPA 13-D | Destiny Mechanical Ltd
MP-2023-00146 | 2023-02-05 | 3054 W 13TH AVENUE, Vancouver, BC V6K 2V2 | Mechanical Permit | NULL | NULL | Issued | NULL | Destiny Mechanical Ltd
PP-2023-00255 | 2023-01-25 | 3054 W 13TH AVENUE, Vancouver, BC V6K 2V2 | Plumbing Permit | Residential | New | Issued | Residential - plumbing gas >BP: To construct a 2 storey + cellar one family dwelling building on this site. Note: Parking for the site has been provided under DB-2022-01643 (Laneway House) Note: This is a 2 storey building pursuant to the Zoning & Development By-law 1. Covenant registered at the Land Title Office under CA9928002 2. A/C unit proposed 3. Bar sink located 4. Schedule B: Maninder Hundal P Eng (604) 825-4378) Structural 5. Schedule B: Alam Prahalad P Eng (604) 831-1431Geotechnical 6. HPO: Residential Builder – G & S Construction Ltd 7. Entire Building to have NFPA 13-D | Destiny Mechanical Ltd
SP-2023-00429 | 2023-03-13 | 3054 W 13TH AVENUE, Vancouver, BC V6K 2V2 | Sprinkler Permit | Residential | New | Issued | Residential - 1FD - #1 - fire sprinkler installation >DB: To construct a 2 storey + cellar one family dwelling building on this site. Note: Parking for the site has been provided under DB-2022-01643 (Laneway House) Note: This is a 2 storey building pursuant to the Zoning & Development By-law 1. Covenant registered at the Land Title Office under CA9928002 2. A/C unit proposed 3. Bar sink located 7. Entire Building to have NFPA 13-D | Ecofire Sprinklers Ltd
MP-2023-00681 | 2023-04-23 | 3054 W 13TH AVENUE, Vancouver, BC V6K 2V2 | Mechanical Permit | NULL | NULL | Issued | NULL | Power Frost AC & Heating Ltd
GP-2023-01495 | 2023-05-08 | 3065 W 13TH AVENUE, Vancouver, BC V6K 2V1 | Gas Permit | Residential | Renovation | Completed | Residential - Boiler re&re | Ferenc Nagy
MP-2023-01360 | 2023-07-26 | 3082 W 13TH AVENUE, Vancouver, BC V6K 2V2 | Mechanical Permit | NULL | NULL | Issued | NULL | Thomson Industries Ltd
EP-2023-07052 | 2023-08-16 | 3082 W 13TH AVENUE, Vancouver, BC V6K 2V2 | Electrical Permit | Residential | Renovation | Completed | Installation / Repair - Residential - Dedicated circuit for heat pump -MP-2023-01360 | Pacific Star Electric Inc
GP-2023-00912 | 2023-03-14 | 3095 W 13TH AVENUE, Vancouver, BC V6K 2V1 | Gas Permit | Residential | Renovation | Completed | Residential - Re & Re Hot water tank gas | Milani Plumbing Heating & Air Conditioning Ltd
GP-2022-00865 | 2022-03-21 | 3126 W 13TH AVENUE, Vancouver, BC V6K 2V3 | Gas Permit | Residential | Renovation - Dwelling Unit(s) only | Completed | Residential - RE&RE Boiler | Kits Plumbing and Heating Ltd
GP-2022-03412 | 2022-11-02 | 3186 W 13TH AVENUE, Vancouver, BC V6K 2V3 | Gas Permit | Residential | Renovation | Completed | Residential - Removal and replacement of 40 gal hwt | Pioneer Plumbing & Heating Inc
GP-2022-02652 | 2022-09-02 | 4674 W 14TH AVENUE, Vancouver, BC V6R 2Y6 | Gas Permit | Residential | Renovation | Completed | Residential - Decommission and remove furnace Install new high efficiency furnace | Ashton Service Group/Ashton Mechanical Ltd.
EP-2023-01943 | 2023-09-14 | 4674 W 14TH AVENUE, Vancouver, BC V6R 2Y6 | Electrical Permit | Residential | Renovation | Cancelled | Installation / Repair - Residential - Installed circuit for a heat pump *An approved mechanical permit is required for the installation of air conditioning or heat pump unit at the time of installation before an electrical inspection will be performed | Douglas Millington o/a Moose Electric
NULL | NULL | 100 W 15TH AVENUE, Vancouver, BC V5Y 3B7 | Electrical Permit | Residential | New | Withdrawn | Installation / Repair - Residential - Test | NULL
EP-2022-04499 | 2022-06-03 | 1645 W 14TH AVENUE, Vancouver, BC V6J 2J3 | Electrical Permit | Commercial | Tenant Improvement | Issued | Installation / Repair - Commercial - Upgrades to existing Fire Alarm and Life Safety system. Existing combination fire alarm panel and annunciator to be replaced with new 2-stage unit. Remove and replace existing devices as shown on plans with addressable devices. Reuse existing conduit and wiring where appropriate. Remove and replace lighting fixtures in lounge, new mechanical mezzanine, roof, storage, staff lounge. >BP: Interior and exterior alterations to develop life safety upgrades, including new electrical system, emergency generator (moved to Electrical Permit), sprinkler system, and to develop additional storage, mechanical and office spaces in this existing Institutional building that's currently being used as a senior's home. Occupancy is B2 for the entire building. Related DP-2020-00540 VBBL 2019 RM Notes: The electrical room for the standby generator was in an unsafe condition so I have approved this work to commence prior to this BP being issued. Documents in Application Documents tab. | Action Electric Ltd
SP-2021-01467 | 2022-07-29 | 1645 W 14TH AVENUE, Vancouver, BC V6J 2J3 | Sprinkler Permit | Commercial | Addition | Issued | Commercial - To install sprinkler to NFPA 13 2013 throughout this existing Institutional building that's currently being used as a senior's home. Occupancy is B2 for the entire building. | Tyco Integrated Fire & Security Canada Inc/Tyco Feu Et Securite Integres Canada Inc
PP-2022-02116 | 2022-06-17 | 1645 W 14TH AVENUE, Vancouver, BC V6J 2J3 | Plumbing Permit | Commercial | Renovation | Completed | Commercial - Renovation of incoming water service / water entry room >Interior and exterior alterations to develop life safety upgrades, including new electrical system, emergency generator (moved to Electrical Permit), sprinkler system, and to develop additional storage, mechanical and office spaces in this existing Institutional building that's currently being used as a senior's home. Occupancy is B2 for the entire building. Related DP-2020-00540 VBBL 2019 ** Amend 09/23/2022** Addition of 120FT - 4" blue brute underground pipe for required new water service installation RM Notes: The electrical room for the standby generator was in an unsafe condition so I have approved this work to commence prior to this BP being issued. Documents in Application Documents tab. Amend: Dec 13, 2022 add one (1) inside backflow preventor | Trotter and Morton Building Technologies Inc
GP-2023-03520 | 2023-11-14 | 1756 W 14TH AVENUE, Vancouver, BC V6J 2J7 | Gas Permit | Residential | Tenant Improvement | Issued | Residential - Installing new furnace | 0704121 BC Ltd
EP-2022-07432 | NULL | 1816 W 14TH AVENUE, Vancouver, BC V6J 2J9 | Electrical Permit | Residential | New | Withdrawn | Installation / Repair - Residential - Wiring of new 1 car garage. New sub panel in garage from 200A existing panel in the home. Lighting, plugs and electric baseboard heater. | F & S Electrical Ltd
EP-2022-03181 | 2022-04-21 | 1816 W 14TH AVENUE, Vancouver, BC V6J 2J9 | Electrical Permit | Residential | Renovation | Completed | Installation / Repair - Residential - Wiring for new 1 car garage. Lighting and plugs to code. >BP: To construct a new detached one car garage at the rear of this site. Exterior alterations to change the cladding, windows, add exterior insulation and repairs to the front porch Architectural Schedule B submitted by Michael Leckie - 604.6161.4144 Geotechnical Schedule B submitted by J. Troy Issigonis - 604.770.0355 Structural Schedule B submitted by Sebastian Guerrero - 604.902.1404 This is a sprinklered building. | F & S Electrical Ltd
EP-2022-02191 | 2022-03-18 | 1333 W 11TH AVENUE, Vancouver, BC V6H 0A4 | Electrical Permit | Commercial | NULL | Expired | Annual / Operating - New Annual Operating permit EXPIRING PERMIT EP-2021-01992 March 23, 2022 to March 22, 2023 | Houle Electric Limited
EP-2023-05854 | 2023-06-29 | 1333 W 11TH AVENUE, Vancouver, BC V6H 0A4 | Electrical Permit | Commercial | NULL | Issued | Annual / Operating - New Annual Operating permit EXPIRING PERMIT EP-2022-02191 March 23, 2023 to March 22, 2024 | Houle Electric Limited
GP-2022-02194 | 2022-07-27 | 1365 W 11TH AVENUE, Vancouver, BC V6H 1K7 | Gas Permit | Residential | Renovation | Completed | Residential - RE N RE - Installation of replacement heating boiler RE: CF-2022-007587 | Oakdale Plumbing and Heating Ltd
EP-2022-01710 | 2022-03-03 | 1405 W 11TH AVENUE, Vancouver, BC V6H 1K9 | Electrical Permit | Residential | Renovation | Issued | Installation / Repair - Residential - Upgrade existing 15- 60 amps apartment units, plus house panel to 100 amps, replace the existing meter equipment. The main 400 amps service will remain as it is, no upgrade needs it. | Wirechief Electric Ltd
EP-2022-01713 | 2022-03-03 | 1615 W 11TH AVENUE, Vancouver, BC V6J 2B8 | Electrical Permit | Residential | Renovation | Completed | Installation / Repair - Residential - 60 amps electrical panel upgrade to 100 amps, for all the 11 units plus the house panel. the main 400 amps service will remain as is, no upgrade needs it for that. Amend Apr 14, 2022 Permit description to be amended to include: -Replacing all 11 suite feeders with #1/AL -Relocation of gutter, meter stacks and house panel to new electrical rm located in the utility/ bike rm -Replacement of 60A breaker with 100A main breaker in each suite panel | Wirechief Electric Ltd
GP-2022-02142 | 2022-07-22 | 1626 W 11TH AVENUE, Vancouver, BC | Gas Permit | Residential | Addition | Completed | Residential - Complete on Demand boiler only. | Deep Gas Fitting Ltd.
EP-2022-00998 | 2022-02-09 | 2861 W 12TH AVENUE, Vancouver, BC V6K 2R1 | Electrical Permit | Residential | New | Expired | Temporary Power - Residential - To provide temporary power. | BC Smart Homes Ltd
EP-2022-01529 | 2022-02-28 | 2861 W 12TH AVENUE, Vancouver, BC V6K 2R1 | Electrical Permit | Residential | New | Completed | Installation / Repair - Residential - New Construction home To construct a 2 storey r two-family dwelling with a detached accessory building (garage) providing 2 parking spaces, having vehicular access from the lane. 1. No A/C Unit proposed 2. Schedule B: (Jianli Guo) P.Eng (604.518.1098) Structural 3. Schedule B: (Thanh Le) P.Eng (604.421.3299) Geotechnical 4. HPO: Residential Builder- Cavendish Contracting Ltd. Amend: Oct 6, 2022 Please add AC to scope of work - to provide power for future use but no unit will be installed? | BC Smart Homes Ltd
PP-2022-00591 | 2022-02-22 | 2861 W 12TH AVENUE, Vancouver, BC V6K 2R1 | Plumbing Permit | Residential | New | Completed | Residential - 2FD - FRONT UNIT - 2861 W 12TH AV - SOUTH PORTION BACK UNIT - 2863 W 12TH AV - NORTH PORTION plumbing To construct a 2 storey r two-family dwelling with a detached accessory building (garage) providing 2 parking spaces, having vehicular access from the lane. 1. No A/C Unit proposed | SKY HIGH PLUMBING & HEATING LTD
PP-2022-00533 | 2022-02-16 | 2861 W 12TH AVENUE, Vancouver, BC V6K 2R1 | Plumbing Permit | Residential | New | Completed | Residential - 2FD - FRONT UNIT - 2861 W 12TH AV BACK UNIT - 2863 W 12TH AV Sump To construct a 2 storey r two-family dwelling ($705,925) with a detached accessory building (garage) providing 2 parking spaces, having vehicular access from the lane. 1. No A/C Unit proposed | BESTWAY EXCAVATING & DEMOLITION 2008 LTD
SP-2022-01255 | 2022-08-08 | 2861 W 12TH AVENUE, Vancouver, BC V6K 2R1 | Sprinkler Permit | Residential | New | Completed | Residential - 2FD - FRONT - 2861 W 12TH AV BACK - 2863 W 12TH AV new duplex To construct a 2 storey r two-family dwelling with a detached accessory building (garage) providing 2 parking spaces, having vehicular access from the lane. Note: This is a 2 storey building pursuant to the Zoning and Development By-Law 1. No A/C Unit proposed | Yu Fire Protection Inc.
EP-2022-06437 | 2022-08-02 | 2861 W 12TH AVENUE, Vancouver, BC V6K 2R1 | Electrical Permit | Residential | New | Completed | Installation / Repair - Residential - extra low voltage: alarm/voice/data/cctv/central vacuum >BP: To construct a 2 storey r two-family dwelling ($705,925) with a detached accessory building (garage) providing 2 parking spaces, having vehicular access from the lane. 1. No A/C Unit proposed 2. Schedule B: (Jianli Guo) P.Eng (604.518.1098) Structural 3. Schedule B: (Thanh Le) P.Eng (604.421.3299) Geotechnical 4. HPO: Residential Builder- Cavendish Contracting Ltd. Note: This is a 2 storey building pursuant to the Zoning and Development By-Law Address Information: Principle Dwelling #1 (South): 2861 W 12 Ave Principle Dwelling #2(North): 2863 W 12 Ave Addresses have been assigned per the approved plans, access to the rear unit is from the South side. This access must be provided & maintained at all times and the building addresses posted to be visible from the street in accordance with the Building By-law. **THIS PERMIT HAS BEEN ISSUED UNDER THE REQUIREMENTS OF VBBL #12511 (2019) ** ****ALL PROJECT COORINDATOR NOTES HAS BEEN ACCEPTED BY THE APPLICANT**** | Digimax Solutions Ltd
GP-2022-01868 | 2022-06-21 | 2861 W 12TH AVENUE, Vancouver, BC V6K 2R1 | Gas Permit | Residential | New | Completed | Residential - gas pipe for duplex To construct a 2 storey r two-family dwelling with a detached accessory building (garage) providing 2 parking spaces, having vehicular access from the lane. 1. No A/C Unit proposed 2. Schedule B: (Jianli Guo) P.Eng (604.518.1098) Structural 3. Schedule B: (Thanh Le) P.Eng (604.421.3299) Geotechnical 4. HPO: Residential Builder- Cavendish Contracting Ltd. | PRIDE GAS & HEATING LTD.
GP-2022-01884 | 2022-06-22 | 2861 W 12TH AVENUE, Vancouver, BC V6K 2R1 | Gas Permit | Residential | Renovation | Completed | Residential - Installation of 2 gas fireplaces -venting and hook up only >To construct a 2 storey r two-family dwelling ($705,925) with a detached accessory building (garage) providing 2 parking spaces, having vehicular access from the lane. 1. No A/C Unit proposed 2. Schedule B: (Jianli Guo) P.Eng (604.518.1098) Structural 3. Schedule B: (Thanh Le) P.Eng (604.421.3299) Geotechnical 4. HPO: Residential Builder- Cavendish Contracting Ltd. Note: This is a 2 storey building pursuant to the Zoning and Development By-Law Address Information: Principle Dwelling #1 (South): 2861 W 12 Ave Principle Dwelling #2(North): 2863 W 12 Ave Addresses have been assigned per the approved plans, access to the rear unit is from the South side. This access must be provided & maintained at all times and the building addresses posted to be visible from the street in accordance with the Building By-law. **THIS PERMIT HAS BEEN ISSUED UNDER THE REQUIREMENTS OF VBBL #12511 (2019) ** ****ALL PROJECT COORINDATOR NOTES HAS BEEN ACCEPTED BY THE APPLICANT**** Amend: Aug 22, 2022 add 1 outdoor fireplace - venting and hook up only 60,000BTU's | Urban Fireplaces Ltd
PP-2022-04223 | 2022-11-23 | 2861 W 12TH AVENUE, Vancouver, BC V6K 2R1 | Plumbing Permit | Residential | New | Completed | Residential - Install 3/4" backflow device for lawn sprinklers | M&M Industries Ltd
EP-2022-02028 | 2022-03-14 | 2912 W 12TH AVENUE, Vancouver, BC V6K 2R3 | Electrical Permit | Residential | Renovation | Completed | Installation / Repair - Residential - Upgrade service from 100A to 200A | C H Electric Ltd
PP-2023-02180 | 2023-06-20 | 2936 W 12TH AVENUE, Vancouver, BC V6K 2R3 | Plumbing Permit | Residential | New | Issued | Residential - 2FD - sump installation | Kingsman Excavating Ltd.
PP-2023-02704 | 2023-07-31 | 2936 W 12TH AVENUE, Vancouver, BC V6K 2R3 | Plumbing Permit | Residential | New | Issued | Residential - Plumbing for the Duplex >BP: To construct a 2-storey NET ZERO duplex with a detached accessory building (garage) at the rear providing 2 parking spaces, having vehicular access from the lane. The entire building to be sprinklered to 2x NFPA 13D. Note: This is a 2 storey building pursuant to the Zoning and Development By-Law ******THIS PERMIT HAS BEEN ISSUED UNDER THE REQUIREMENTS OF VBBL 2019****** ***This permit is issued under the VBBL 2019, with updated energy requirements as per bylaw # 12997 effective Jan 01, 2022.*** 1. External mechanical unit proposed in rear yard 2. Bar sink located in unit 1 basement 3. Schedule B Jianli Guo P.Eng (604-518-1098) Structural 4. Schedule B Thanh Van Le P.Eng (604-421-3288) Geotechnical 5. BC Housing New Look Developments Ltd | Ask Plumbing Heating and Gas Fitting Ltd
EP-2023-02344 | 2023-03-19 | 2936 W 12TH AVENUE, Vancouver, BC V6K 2R3 | Electrical Permit | Residential | New | Issued | Temporary Power - Residential - To provide temporary power. | GV ELECTRICAL INC
SP-2023-01908 | 2023-10-17 | 2936 W 12TH AVENUE, Vancouver, BC V6K 2R3 | Sprinkler Permit | Residential | New | Issued | Residential - new sprinkler system >BP: To construct a 2-storey NET ZERO duplex with a detached accessory building (garage) at the rear providing 2 parking spaces, having vehicular access from the lane. The entire building to be sprinklered to 2x NFPA 13D. Note: This is a 2 storey building pursuant to the Zoning and Development By-Law ******THIS PERMIT HAS BEEN ISSUED UNDER THE REQUIREMENTS OF VBBL 2019****** ***This permit is issued under the VBBL 2019, with updated energy requirements as per bylaw # 12997 effective Jan 01, 2022.*** 1. External mechanical unit proposed in rear yard 2. Bar sink located in unit 1 basement 3. Schedule B Jianli Guo P.Eng (604-518-1098) Structural 4. Schedule B Thanh Van Le P.Eng (604-421-3288) Geotechnical 5. BC Housing New Look Developments Ltd | Haven Fire Protection Ltd
EP-2023-07381 | 2023-08-21 | 2936 W 12TH AVENUE, Vancouver, BC V6K 2R3 | Electrical Permit | Residential | New | Issued | Installation / Repair - Residential - New duplex dwelling To construct a 2-storey NET ZERO duplex with a detached accessory building (garage) at the rear providing 2 parking spaces, having vehicular access from the lane. The entire building to be sprinklered to 2x NFPA 13D. Note: This is a 2 storey building pursuant to the Zoning and Development By-Law ******THIS PERMIT HAS BEEN ISSUED UNDER THE REQUIREMENTS OF VBBL 2019****** ***This permit is issued under the VBBL 2019, with updated energy requirements as per bylaw # 12997 effective Jan 01, 2022.*** 1. External mechanical unit proposed in rear yard 2. Bar sink located in unit 1 basement 3. Schedule B Jianli Guo P.Eng (604-518-1098) Structural 4. Schedule B Thanh Van Le P.Eng (604-421-3288) Geotechnical 5. BC Housing New Look Developments Ltd | SAAB ELECTRIC LTD
MP-2024-00099 | 2024-01-26 | 2936 W 12TH AVENUE, Vancouver, BC V6K 2R3 | Mechanical Permit | NULL | NULL | Issued | NULL | Centigrade Mechanical Ltd
EP-2023-10884 | 2024-01-30 | 2936 W 12TH AVENUE, Vancouver, BC V6K 2R3 | Electrical Permit | Residential | New | Issued | Installation / Repair - Residential - Solar Photovoltaic Installations. North Residence, 25 Modules Total kW: 9.88 kW DC (on Roofs). South Residence, 28 Modules Total kW: 11.1 kW DC (on Roofs). >BP: To construct a 2-storey NET ZERO duplex with a detached accessory building (garage) at the rear providing 2 parking spaces, having vehicular access from the lane. The entire building to be sprinklered to 2x NFPA 13D. Note: This is a 2 storey building pursuant to the Zoning and Development By-Law ******THIS PERMIT HAS BEEN ISSUED UNDER THE REQUIREMENTS OF VBBL 2019****** ***This permit is issued under the VBBL 2019, with updated energy requirements as per bylaw # 12997 effective Jan 01, 2022.*** 1. External mechanical unit proposed in rear yard 2. Bar sink located in unit 1 basement 3. Schedule B Jianli Guo P.Eng (604-518-1098) Structural 4. Schedule B Thanh Van Le P.Eng (604-421-3288) Geotechnical 5. BC Housing New Look Developments Ltd All rooms adjacent to East and West exposing building face shall be sprinklered. Combustible projections or roof soffits on an exposing building face shall not project to less than .45m from the property line and shall be in compliance with VBBL 2019 9.10.15.5.(9) | Terratek Energy Solutions Inc
GP-2023-03917 | 2023-12-07 | 2936 W 12TH AVENUE, Vancouver, BC V6K 2R3 | Gas Permit | Residential | New | Issued | Residential - 2 BBQ's Gas piping >BP: To construct a 2-storey NET ZERO duplex with a detached accessory building (garage) at the rear providing 2 parking spaces, having vehicular access from the lane. | Ask Plumbing Heating and Gas Fitting Ltd
GP-2022-03999 | 2022-12-14 | 2939 W 12TH AVENUE, Vancouver, BC V6K 2R2 | Gas Permit | Residential | Renovation - Dwelling Unit(s) only | Completed | Residential - furnace replacement | Eco Pro Heating & Cooling Ltd
EP-2022-03494 | 2022-05-02 | 2939 W 12TH AVENUE, Vancouver, BC V6K 2R2 | Electrical Permit | Residential | Renovation | Completed | Installation / Repair - Residential - 100 amp panel upgrade. No new loads. No change to service. | EVANSON ELECTRIC LTD
EP-2023-03430 | 2023-04-20 | 2942 W 12TH AVENUE, Vancouver, BC V6K 2R3 | Electrical Permit | Residential | Renovation | Completed | Installation / Repair - Residential - Install range brabch circuit from main panel to upstairs kitchen; install range branch circuit from suite panel to suite kitchen; relocate suite panel into suite hallway; upgrade service to 200A main consumer's service. Install dual meter base and consumer's service 100A and disconnect for suite panel and service conductors. | Terradyne Electrical Services Inc
PP-2023-01013 | 2023-03-23 | 3495 W 11TH AVENUE, Vancouver, BC V6R 2K1 | Plumbing Permit | Residential | New | Issued | Residential - Installing Storm Sumps >BP: To construct a 2 storey + basement one-family dwelling with a secondary suite located in the basement at the rear providing 2 parking spaces, having vehicular access from the lane. The entire building, to be sprinklered to NFPA 13D. | Apollo Excavating & Civil Works Ltd.
EP-2023-01441 | 2023-02-27 | 3495 W 11TH AVENUE, Vancouver, BC V6R 2K1 | Electrical Permit | Residential | New | Issued | Installation / Repair - Residential - This is a new single house: single-phase service, all outlets, roughing and connection, lighting system, and all electrical equipment connection. In rough in procedure also pre-wire the data and TV communication cables. 3 Electrical Meter system. Sub Panel for second suite:60A. Main consumer's service: 200A. Main House Service:100A LWH: 100A >BP: To construct a 2 storey + basement one-family dwelling with a secondary suite ($700,750) located in the basement at the rear providing 2 parking spaces, having vehicular access from the lane. The entire building, to be sprinklered to NFPA 13D. Note: Parking for the site has been provided under DB-2021-02361 (Laneway House) Note: This Building Permit will remain in a suspended status until the associated (green) Demolition Permit BP-2021-02358 is completed. Note: This is a 2 storey building pursuant to the Zoning and Development By-Law. 1- Covenant registered at the Land Title Office under CA9503418 2- No strata titling permitted 3- No Bar sink proposed 4- A/C unit proposed in West SY (exterior), on upper floor (interior) 5- Schedule B: KE JIAN P.Eng (604-599-8890) Structural & Geotechnical 6- Schedule B: Seyed A. Pishvaei, P.Eng. (604-992-9481) Glass Guards 7- HPO: Residential Builder - Kouver Custom Homes Ltd. 8- Sprinklered to NFPA 13D. ******THIS PERMIT HAS BEEN ISSUED UNDER THE REQUIREMENTS OF VBBL #12511 (2019)****** | AIGO TECHNOLOGY INC
PP-2023-01664 | 2023-05-11 | 3495 W 11TH AVENUE, Vancouver, BC V6R 2K1 | Plumbing Permit | Residential | New | Issued | Residential - rough in and finishing >BP: To construct a 2 storey + basement one-family dwelling with a secondary suite located in the basement at the rear providing 2 parking spaces, having vehicular access from the lane. The entire building, to be sprinklered to NFPA 13D. | GS Plumbing Ltd
MP-2023-00948 | 2023-05-29 | 3495 W 11TH AVENUE, Vancouver, BC V6R 2K1 | Mechanical Permit | NULL | NULL | Issued | NULL | GS Plumbing Ltd
EP-2022-10298 | 2022-12-06 | 3495 W 11TH AVENUE, Vancouver, BC V6R 2K1 | Electrical Permit | Residential | New | Expired | Temporary Power - Residential - To provide temporary power. | Aidea Solutions Ltd
EP-2023-11118 | 2023-12-12 | 3495 W 11TH AVENUE, Vancouver, BC V6R 2K1 | Electrical Permit | Residential | New | Issued | Temporary Power - Residential - To provide temporary power. | AIGO TECHNOLOGY INC
MP-2023-01461 | 2023-08-09 | 3495 W 11TH AVENUE, Vancouver, BC V6R 2K1 | Mechanical Permit | NULL | NULL | Issued | NULL | Lumi HVAC Ltd
GP-2023-02450 | 2023-08-23 | 3495 W 11TH AVENUE, Vancouver, BC V6R 2K1 | Gas Permit | Residential | New | Issued | Residential - 1 Range and 1 BBQ piping and venting >BP: To construct a 2 storey + basement one-family dwelling with a secondary suite Boiler not added to permit as per energy requirements all space and hot water heating to be supplied electrically - MP required – Gas boiler not allowed * Amend- August 25, 2023- Corrected address to main house | GS Plumbing Ltd
SP-2023-02090 | 2023-11-16 | 3495 W 11TH AVENUE, Vancouver, BC V6R 2K1 | Sprinkler Permit | Residential | New | Issued | Residential - 1FD+SS - Install sprinklers in sfd >DB: 1FD+SS To construct a 2 storey + basement one-family dwelling with a secondary suite located in the basement at the rear providing 2 parking spaces, having vehicular access from the lane. The entire building, to be sprinklered to NFPA 13D. Note: Parking for the site has been provided under DB-2021-02361 (Laneway House) Note: This is a 2 storey building pursuant to the Zoning and Development By-Law. 1- Covenant registered at the Land Title Office under CA9503418 2- No strata titling permitted 3- No Bar sink proposed 4- A/C unit proposed in West SY (exterior), on upper floor (interior) 8- Sprinklered to NFPA 13D. ******THIS PERMIT HAS BEEN ISSUED UNDER THE REQUIREMENTS OF VBBL #12511 (2019)****** | Gold Key Fire Protection Ltd
GP-2022-00368 | 2022-02-04 | 3509 W 11TH AVENUE, Vancouver, BC V6R 2K3 | Gas Permit | Residential | Renovation | Completed | Residential - Bertazzoni 30" duel fuel range | Han Appliances & Refrigeration Ltd
GP-2023-03623 | 2023-11-20 | 2617 W 12TH AVENUE, Vancouver, BC V6K 2P4 | Gas Permit | Residential | Addition | Completed | Residential - TO INSTALL 1 BOILER | BC Care Heating Services Ltd
GP-2022-03328 | 2022-10-27 | 2623 W 12TH AVENUE, Vancouver, BC V6K 2P4 | Gas Permit | Residential | Renovation | Completed | Residential - Decommission and remove furnace AMEND: This is a Re & Re We decommissioned and removed the old furnace and installed a new high efficient furnace. Not A heat pump. | Ashton Service Group/Ashton Mechanical Ltd.
EP-2023-01918 | 2023-03-16 | 2623 W 12TH AVENUE, Vancouver, BC V6K 2P4 | Electrical Permit | Residential | Renovation | Issued | Installation / Repair - Residential - We are adding a circuit for a heat pump | Douglas Millington o/a Moose Electric
EP-2022-03229 | 2022-04-21 | 2692 W 12TH AVENUE, Vancouver, BC V6K 2P5 | Electrical Permit | Residential | New | Expired | Temporary Power - Residential - To provide temporary power. | Cimmarusti Electric Ltd
EP-2022-02810 | 2022-04-12 | 2692 W 12TH AVENUE, Vancouver, BC V6K 2P5 | Electrical Permit | Residential | New | Completed | Installation / Repair - Residential - New home wiring for the house complete with main panel. >BP: To construct a 2 storey + basement one-family dwelling ($567,500.00) at the rear providing 1 parking space, having vehicular access from the lane. Note: This is a 2 storey building pursuant to the Zoning and Development By-Law 1- Bar/Sink proposed in 2- A/C unit proposed 3- Schedule B: K.C. Chung P.Eng (862.362.7398) Structural & Schedule B: D.H. Wicke P.Eng (604.484.2859) Geotechnical 4-HPO: Residential Builder - Nestworks Construction Ltd "Combustible projections or roof soffits on an exposing building face shall not project to less than .45m from the property line and shall be in compliance with VBBL 2019 9.10.15.5.(9) The entire building, INCLUDING THE ATTACHED GARAGE (if applicable), to be sprinklered to NFPA 13D. Any alterations or conversions to the attached garage (if applicable) to habitable living space shall not be permitted without first obtaining the approval of the Director of Planning and the Chief Building Official. Thermal protection measures and Laneway house design guidelines shall be required to be met prior to the approval of the conversion. Posse: (TERMS) ******THIS PERMIT HAS BEEN ISSUED UNDER THE REQUIREMENTS OF VBBL #12511 (2019)****** Amend: July 29, 2022 No electric boiler for 2692 West 12th it is now going to be a tankless gas water heater and the laneway will have a heat pump. Load calculations have been adjusted accordingly. | Cimmarusti Electric Ltd
PP-2022-01153 | 2022-04-05 | 2692 W 12TH AVENUE, Vancouver, BC V6K 2P5 | Plumbing Permit | Residential | Renovation | Completed | Residential - -Supply and install all plastic ABS drainage, waste, and venting to accommodate all fixtures -Supply and install new PEX pipe to accommodate all fixtures -Install tubs, showers, valves -Supply and install main water shut off, check valve, Caleffi PRV with gauge, fire sprinkler tee, clothes washer box and specialty Aquor exterior hose bibs -Supply and install three cast iron stacks with cast iron expansion joints and cleanouts -Supply and install domestic hot water recirculation system to ensuite and kitchen complete with insulation and taco pump -Install fixtures, trims and faucets for completion and occupancy -Test plumbing systems and coordinate inspections for DWV static test, waterpipe pressure test and final inspection | DISPATCH PLUMBING INC
GP-2022-01050 | 2022-04-05 | 2692 W 12TH AVENUE, Vancouver, BC V6K 2P5 | Gas Permit | Residential | Renovation | Completed | Residential - -Supply and install gas from meter to each appliance 1 BBQ Rough In 1 Gas Range -Connect meter and paint exposed gas lines -Pressure test system and pass inspections | DISPATCH PLUMBING INC
PP-2023-01513 | 2023-04-28 | 2692 W 12TH AVENUE, Vancouver, BC V6K 2P5 | Plumbing Permit | Residential | New | Completed | Residential - 1FD - Install 3/4" backflow prevention device for irrigation | M&M Industries Ltd
EP-2022-09751 | 2022-11-21 | 2692 W 12TH AVENUE, Vancouver, BC V6K 2P5 | Electrical Permit | Residential | New | Completed | Installation / Repair - Residential - Low voltage including Security, CCTV, Structured Wiring Home Theatre and Motorized Shades. | Moda Smart Home Inc
SP-2022-01728 | 2022-10-19 | 2692 W 12TH AVENUE, Vancouver, BC V6K 2P5 | Sprinkler Permit | Residential | New | Completed | Residential - New Sprinkler System for: >BP: To construct a 2 storey + basement one-family dwelling ($567,500.00) at the rear providing 1 parking space, having vehicular access from the lane. Note: This Building Permit will remain in a suspended status until the associated (green) Demolition Permit BP-2020-02508 is completed. Note: This is a 2 storey building pursuant to the Zoning and Development By-Law 1- Bar/Sink proposed in 2- A/C unit proposed 3- Schedule B: K.C. Chung P.Eng (862.362.7398) Structural & Schedule B: D.H. Wicke P.Eng (604.484.2859) Geotechnical 4-HPO: Residential Builder - Nestworks Construction Ltd 5- Part 5 Design "Combustible projections or roof soffits on an exposing building face shall not project to less than .45m from the property line and shall be in compliance with VBBL 2019 9.10.15.5.(9) The entire building, INCLUDING THE ATTACHED GARAGE (if applicable), to be sprinklered to NFPA 13D.** | Mainland Fire Protection Ltd
PP-2022-03049 | 2022-09-01 | 3236 W 13TH AVENUE, Vancouver, BC V6K 2V5 | Plumbing Permit | Residential | Renovation | Completed | Residential - renovating bathrooms and some plumbing >BP: Exterior alterations to add approximately 95.83 sq. ft. of floor area in the basement, and remove and replace windows to match existing and interior alterations to provide improvements to this existing one family dwelling with secondary suite. Scope of work includes replacing interior interconnecting stairs between main and basement floors, installing a new sprinkler system, expanding the rear sunken patio and adding an A/C unit on the rear deck. Eight (8) daycare children under 30 months of age proposed in the secondary suite. A Special Inspection (IA) followed by Occupancy Permit is required for Child Daycare prior to issuance of any Business License as per Shawn Dyste, April 29, 2022. OK for Field Review as per Jeevan Bal - March 25,2022 Rear sunken patio extension and cover ok'd by Mehdi - June 1, 2022 Notes: 1. Additional basement floor area for daycare use relaxed by David Jung. 2. Entire building to be sprinklered to NFPA 13D requirements. 3. Schedule B, Structural, Seyed A. Pishvaei, P. Eng, 604-992-9481. 4. REUP Submitted by Amir Ekhlasi, 604-841-1717 Scope of work to include energy upgrade in accordance with Article 11.2.1.4 of the 2019 Vancouver Building By-law and as per the Energy Efficiency Upgrade Details noted in the Energuide Report. 5. Install interconnected, hardwired, 120 volt smoke alarms with battery back-up and silencing feature, in each sleeping unit and within 5 m. outside each sleeping area on each story as per Building Bylaw 9.10.19 and install Carbon Monoxide Alarm as per Building By-Law 9.32.4.2. | STARGATE PLUMBING & HEATING
SP-2022-01407 | 2022-08-31 | 3236 W 13TH AVENUE, Vancouver, BC V6K 2V5 | Sprinkler Permit | Residential | New | Completed | Residential - Installation of a new fire sprinklers system >BP: Exterior alterations to add approximately 95.83 sq. ft. of floor area in the basement, and remove and replace windows to match existing and interior alterations to provide improvements to this existing one family dwelling with secondary suite. Scope of work includes replacing interior interconnecting stairs between main and basement floors, installing a new sprinkler system, expanding the rear sunken patio and adding an A/C unit on the rear deck. Notes: 1. Additional basement floor area for daycare use relaxed by David Jung. 2. Entire building to be sprinklered to NFPA 13D requirements. 3. Schedule B, Structural, Seyed A. Pishvaei, P. Eng, 604-992-9481. 4. REUP Submitted by Amir Ekhlasi, 604-841-1717 Scope of work to include energy upgrade in accordance with Article 11.2.1.4 of the 2019 Vancouver Building By-law and as per the Energy Efficiency Upgrade Details noted in the Energuide Report. 5. Install interconnected, hardwired, 120 volt smoke alarms with battery back-up and silencing feature, in each sleeping unit and within 5 m. outside each sleeping area on each story as per Building Bylaw 9.10.19 and install Carbon Monoxide Alarm as per Building By-Law 9.32.4.2. | CENTRE LINE FIRE SPRINKLERS LTD
EP-2022-08025 | 2022-10-03 | 3236 W 13TH AVENUE, Vancouver, BC V6K 2V5 | Electrical Permit | Residential | Renovation | Completed | Installation / Repair - Residential - Electrical Alteration work in basement(Daycare) main and upper floor adding A/C(in rear deck) and car Charger and some exterior electrical work -Load calculation and location of AC unit has been identified and uploaded, We are adding outdoor plugs and lights plus patio heater. >BP: Exterior alterations to add approximately 95.83 sq. ft. of floor area in the basement, and remove and replace windows to match existing and interior alterations to provide improvements to this existing one family dwelling with secondary suite. Scope of work includes replacing interior interconnecting stairs between main and basement floors, installing a new sprinkler system, expanding the rear sunken patio and adding an A/C unit on the rear deck. Eight (8) daycare children under 30 months of age proposed in the secondary suite. A Special Inspection (IA) followed by Occupancy Permit is required for Child Daycare prior to issuance of any Business License as per Shawn Dyste, April 29, 2022. | Aryan Electrical Enterprises Inc
PP-2022-04480 | 2022-12-15 | 3236 W 13TH AVENUE, Vancouver, BC V6K 2V5 | Plumbing Permit | Residential | New | Completed | Residential - to install a DCVA for lawn irrigation | University Sprinkler Systems Incorporated
PP-2022-04327 | 2022-12-05 | 3236 W 13TH AVENUE, Vancouver, BC V6K 2V5 | Plumbing Permit | Residential | New | Completed | Residential - Installing Sump | Hans Demolition and Excavating Ltd.
GP-2023-01018 | 2023-03-23 | 3236 W 13TH AVENUE, Vancouver, BC V6K 2V5 | Gas Permit | Residential | Renovation | Completed | Residential - fireplace re & re | Flame Co Heating Services Ltd
GP-2023-01028 | 2023-03-27 | 3236 W 13TH AVENUE, Vancouver, BC V6K 2V5 | Gas Permit | Residential | Renovation | Completed | Residential - Replacing gas cooktop >BP: Exterior alterations to add approximately 95.83 sq. ft. of floor area in the basement, and remove and replace windows to match existing and interior alterations to provide improvements to this existing one family dwelling with secondary suite. Scope of work includes replacing interior interconnecting stairs between main and basement floors, installing a new sprinkler system, expanding the rear sunken patio and adding an A/C unit on the rear deck. Eight (8) daycare children under 30 months of age proposed in the secondary suite. A Special Inspection (IA) followed by Occupancy Permit is required for Child Daycare prior to issuance of any Business License as per Shawn Dyste, April 29, 2022. | Star Heating and Cooling Ltd.
EP-2023-01920 | 2023-09-15 | 3305 W 13TH AVENUE, Vancouver, BC V6R 2R8 | Electrical Permit | Residential | Renovation | Issued | Installation / Repair - Residential - We are installing a circuit for a heat pump *An approved mechanical permit is required for the installation of air conditioning or heat pump unit at the time of installation before an electrical inspection will be performed | Douglas Millington o/a Moose Electric
GP-2022-03206 | 2022-10-18 | 3305 W 13TH AVENUE, Vancouver, BC V6R 2R8 | Gas Permit | Residential | Renovation | Completed | Residential - Decommission and remove furnace | Ashton Service Group/Ashton Mechanical Ltd.
PP-2024-00031 | 2024-01-05 | 3268 W 15TH AVENUE, Vancouver, BC V6K 3A9 | Plumbing Permit | Residential | New | Issued | Residential - New plumbing for duplex >BP: To construct a two-storey two-family dwelling, with a detached accessory building (garage) at the rear providing 2 parking spaces, having vehicular access from the lane. 1. External mechanical units proposed in rear & front yard 2. Schedule B: Jason Hui, P.Eng. (778-319-3403) Structural & Geotechnical 3. HPO: Aqua Homes Development Ltd. | ASPRA PLUMBING & HEATING LTD.
PP-2023-04036 | 2023-11-16 | 3268 W 15TH AVENUE, Vancouver, BC V6K 3A9 | Plumbing Permit | Residential | New | Issued | Residential - 2FD - ONE OUT SIDE SUMP WITH OUT PUMP | JVT EXCAVATING & DEMOLITION LTD
EP-2023-08752 | 2023-09-27 | 3268 W 15TH AVENUE, Vancouver, BC V6K 3A9 | Electrical Permit | Residential | New | Issued | Temporary Power - Residential - To provide temporary power. | Aidea Solutions Ltd
EP-2023-08184 | 2023-10-19 | 3274 W 15TH AVENUE, Vancouver, BC V6K 3A9 | Electrical Permit | Residential | Addition | Completed | Installation / Repair - Residential - 1FD- 200A SERVICE UPGRADE -200A Service Upgrade -Electric furnace and heat pump are being added *An approved mechanical permit is required for the installation of air conditioning or heat pump unit at the time of installation before an electrical inspection will be performed | Peng Electric Inc
MP-2023-02132 | 2023-12-01 | 3274 W 15TH AVENUE, Vancouver, BC V6K 3A9 | Mechanical Permit | NULL | NULL | Completed | NULL | Greenway HVAC Ltd
GP-2023-01407 | 2023-05-01 | 3306 W 15TH AVENUE, Vancouver, BC V6R 2Y8 | Gas Permit | Residential | Tenant Improvement | Completed | Residential - replace furnace | Campbell Care Plumbing, Heating & Air Ltd.
EP-2022-01711 | 2022-03-03 | 3328 W 15TH AVENUE, Vancouver, BC V6R 2Y8 | Electrical Permit | Residential | New | Expired | Temporary Power - Residential - To provide temporary power. NOTE: Work authorized by this permit is for placement of a temporary power pole only and does not authorize any site construction and/or excavation. A separate Building Permit will be required prior to commencement of any other work on this site. | Cameron Thomas Burr
EP-2023-01185 | 2023-02-10 | 3328 W 15TH AVENUE, Vancouver, BC V6R 2Y8 | Electrical Permit | Residential | New | Completed | Installation / Repair - Residential - security,intercom, camera speaker wiring only tel,tv,data, vacuum rough in and completion >BP: To construct a 2 storey + basement one-family dwelling with a secondary suite ($704,440.00) located in the basement with a detached accessory building (garage), at the rear providing 2 parking spaces, having vehicular access from the lane. Note: This Building Permit will remain in a suspended status until the associated (green) Demolition Permit BP-2021-06450 is completed. Note: This is a 2 storey building pursuant to the Zoning and Development By-Law 1- Covenant registered at the Land Title Office under CA9643618 2- No strata titling permitted 3- No bar sink proposed 4- A/C unit proposed in the rear yard 5- Schedule B: P.K.L. Fong, P.Eng (604-837-3205) Geotechnical Henry S.N. Hsu P.Eng. (604-322-7158) Structural 6- HPO: Residential Builder – Trillium Project Management Ltd. 7- The entire building, INCLUDING THE ATTACHED GARAGE (if applicable), to be sprinklered to NFPA 13D. ******THIS PERMIT HAS BEEN ISSUED UNDER THE REQUIREMENTS OF VBBL #12511 (2019)****** | Repel Security Systems Ltd
NULL | NULL | 3328 W 15TH AVENUE, Vancouver, BC V6R 2Y8 | Mechanical Permit | NULL | NULL | Draft | NULL | Perfect Fit Plumbing & Heating Ltd
PP-2022-04071 | 2022-11-10 | 3328 W 15TH AVENUE, Vancouver, BC V6R 2Y8 | Plumbing Permit | Residential | New | Completed | Residential - New Single Family Home >BP: To construct a 2 storey + basement one-family dwelling with a secondary suite ($704,440.00) located in the basement with a detached accessory building (garage), at the rear providing 2 parking spaces, having vehicular access from the lane. Note: This is a 2 storey building pursuant to the Zoning and Development By-Law 1- Covenant registered at the Land Title Office under CA9643618 2- No strata titling permitted 3- No bar sink proposed 4- A/C unit proposed in the rear yard 5- Schedule B: P.K.L. Fong, P.Eng (604-837-3205) Geotechnical Henry S.N. Hsu P.Eng. (604-322-7158) Structural 6- HPO: Residential Builder – Trillium Project Management Ltd. 7- The entire building, INCLUDING THE ATTACHED GARAGE (if applicable), to be sprinklered to NFPA 13D. ******THIS PERMIT HAS BEEN ISSUED UNDER THE REQUIREMENTS OF VBBL #12511 (2019)****** Aug 28/2023-AMEND -Addition of Irrigation w/ backflow device needed. 3/4 DCVA ito be installed | Perfect Fit Plumbing & Heating Ltd
GP-2022-03532 | 2022-11-14 | 3328 W 15TH AVENUE, Vancouver, BC V6R 2Y8 | Gas Permit | Residential | New | Completed | Residential - 1FD+SS - #1 & #2 - New Single Family Home >DB: To construct a 2 storey + basement one-family dwelling with a secondary suite located in the basement with a detached accessory building (garage), at the rear providing 2 parking spaces, having vehicular access from the lane. Note: This Building Permit will remain in a suspended status until the associated (green) Demolition Permit BP-2021-06450 is completed. Note: This is a 2 storey building pursuant to the Zoning and Development By-Law 1- Covenant registered at the Land Title Office under CA9643618 2- No strata titling permitted 3- No bar sink proposed 4- A/C unit proposed in the rear yard 7- The entire building, INCLUDING THE ATTACHED GARAGE (if applicable), to be sprinklered to NFPA 13D. | Perfect Fit Plumbing & Heating Ltd
NULL | NULL | 3328 W 15TH AVENUE, Vancouver, BC V6R 2Y8 | Mechanical Permit | NULL | NULL | Draft | NULL | Perfect Fit Plumbing & Heating Ltd
EP-2022-09461 | 2022-11-09 | 3328 W 15TH AVENUE, Vancouver, BC V6R 2Y8 | Electrical Permit | Residential | New | Completed | Installation / Repair - Residential - New Build. All new electrical and service upgrade. >>BP: To construct a 2 storey + basement one-family dwelling with a secondary suite ($704,440.00) located in the basement with a detached accessory building (garage), at the rear providing 2 parking spaces, having vehicular access from the lane. Note: This Building Permit will remain in a suspended status until the associated (green) Demolition Permit BP-2021-06450 is completed. Note: This is a 2 storey building pursuant to the Zoning and Development By-Law 1- Covenant registered at the Land Title Office under CA9643618 2- No strata titling permitted 3- No bar sink proposed 4- A/C unit proposed in the rear yard 5- Schedule B: P.K.L. Fong, P.Eng (604-837-3205) Geotechnical Henry S.N. Hsu P.Eng. (604-322-7158) Structural 6- HPO: Residential Builder – Trillium Project Management Ltd. 7- The entire building, INCLUDING THE ATTACHED GARAGE (if applicable), to be sprinklered to NFPA 13D. ******THIS PERMIT HAS BEEN ISSUED UNDER THE REQUIREMENTS OF VBBL #12511 (2019)****** | Brighter Electric Ltd
SP-2022-01966 | 2022-11-25 | 3328 W 15TH AVENUE, Vancouver, BC V6R 2Y8 | Sprinkler Permit | Residential | New | Completed | Residential - Installation of new fire sprinkler system. To construct a 2 storey + basement one-family dwelling with a secondary suite located in the basement with a detached accessory building (garage), at the rear providing 2 parking spaces, having vehicular access from the lane. Note: This is a 2 storey building pursuant to the Zoning and Development By-Law 1- Covenant registered at the Land Title Office under CA9643618 2- No strata titling permitted 3- No bar sink proposed 4- A/C unit proposed in the rear yard 5- Schedule B: P.K.L. Fong, P.Eng (604-837-3205) Geotechnical Henry S.N. Hsu P.Eng. (604-322-7158) Structural 6- HPO: Residential Builder – Trillium Project Management Ltd. 7- The entire building, INCLUDING THE ATTACHED GARAGE (if applicable), to be sprinklered to NFPA 13D. | Fire Busters Inc
NULL | NULL | 3328 W 15TH AVENUE, Vancouver, BC V6R 2Y8 | Gas Permit | Residential | New | Draft | Residential | Urban Fireplaces Ltd
GP-2023-00152 | 2023-01-16 | 3328 W 15TH AVENUE, Vancouver, BC V6R 2Y8 | Gas Permit | Residential | New | Completed | Residential - Installation of 1 gas fireplace - venting & hookup only. >BP: To construct a 2 storey + basement one-family dwelling with a secondary suite ($704,440.00) located in the basement with a detached accessory building (garage), at the rear providing 2 parking spaces, having vehicular access from the lane. | Urban Fireplaces Ltd
NULL | NULL | 3328 W 15TH AVENUE, Vancouver, BC V6R 2Y8 | Plumbing Permit | Residential | New | Withdrawn | Residential - 2 new sumps 1 with pump | NULL
NULL | NULL | 3328 W 15TH AVENUE, Vancouver, BC V6R 2Y8 | Plumbing Permit | Residential | New | Withdrawn | Residential - 2 storm sumps 1 with pump | Vancouver Excavating and Contracting Ltd
NULL | NULL | 3328 W 15TH AVENUE, Vancouver, BC V6R 2Y8 | Plumbing Permit | Residential | New | Withdrawn | Residential - 2 new sumps 1 with pump | NULL
PP-2022-02865 | 2022-08-17 | 3328 W 15TH AVENUE, Vancouver, BC V6R 2Y8 | Plumbing Permit | Residential | New | Completed | Residential - SUMPS NOTE: Engineering Assurance letter will be submitted to the Plumbing Inspector on the site. Letter shall conform to the requirements of Vancouver Bulletin 2000-008-EL/PL. | Vancouver Excavating and Contracting Ltd
EP-2022-01101 | 2022-02-11 | 3340 W 15TH AVENUE, Vancouver, BC V6R 2Y8 | Electrical Permit | Residential | Tenant Improvement | Completed | Installation / Repair - Residential - Electrical service upgrade to 200A | VS Electric Ltd
EP-2023-01137 | 2023-09-18 | 3350 W 15TH AVENUE, Vancouver, BC V6R 2Y8 | Electrical Permit | Residential | New | Issued | Installation / Repair - Residential - ¦ 1FD + 1SS- 200A ¦ New construction single family with suite and detached garage *MP-2023-01626: Issued (Heating and Cooling) >BP: To construct a 2 storey + basement one-family dwelling with a secondary suite ($704,150) located in the basement with a detached accessory building (garage), at the rear providing 2 parking spaces, having vehicular access from the lane. Note: The entire building, INCLUDING THE ATTACHED GARAGE (if applicable), to be sprinklered to NFPA 13D. 1- Covenant registered at the Land Title Office under CA9981878 2- No strata titling permitted 3- No bar sink proposed 4- A/C unit proposed in rear yard 5- Schedule B: Xian Min Lily Qiu P.Eng (778.321.5377) Structural 6- Schedule B: Thanh Van Le P.Eng (604.421.3288) Geotechnical 7- HPO: Residential Builder - Tatla Developments Ltd ***This permit is issued under the VBBL 2019, with updated energy requirements as per bylaw # 12997 effective Jan 01, 2022.***. | Raico Contracting Ltd
NULL | NULL | 3350 W 15TH AVENUE, Vancouver, BC V6R 2Y8 | Electrical Permit | Residential | New | Withdrawn | Installation / Repair - Residential - Low voltage pre wire and finishing | Raico Contracting Ltd
EP-2023-01132 | 2023-02-21 | 3350 W 15TH AVENUE, Vancouver, BC V6R 2Y8 | Electrical Permit | Residential | New | Issued | Temporary Power - Residential - To provide temporary power. | Raico Contracting Ltd
PP-2023-02037 | 2023-06-08 | 3350 W 15TH AVENUE, Vancouver, BC V6R 2Y8 | Plumbing Permit | Residential | New | Issued | Residential - 1FD+SS - #1 & #2 - Installation of plumbing fixtures in single house >DB: To construct a 2 storey + basement one-family dwelling with a secondary suite located in the basement with a detached accessory building (garage), at the rear providing 2 parking spaces, having vehicular access from the lane. Note: The entire building, INCLUDING THE ATTACHED GARAGE (if applicable), to be sprinklered to NFPA 13D. 1- Covenant registered at the Land Title Office under CA9981878 2- No strata titling permitted 3- No bar sink proposed 4- A/C unit proposed in rear yard DEC 13/2023 Please add one more wash basin into existing permit | Century Twenty One Gas & Heating Co. Ltd
PP-2023-02378 | 2023-07-06 | 3350 W 15TH AVENUE, Vancouver, BC V6R 2Y8 | Plumbing Permit | Residential | New | Issued | Residential - Sump | G & H Demolition & Excavation Ltd.
MP-2023-01626 | 2023-09-06 | 3350 W 15TH AVENUE, Vancouver, BC V6R 2Y8 | Mechanical Permit | NULL | NULL | Issued | NULL | Century Twenty One Gas & Heating Co. Ltd
SP-2023-01689 | 2023-09-15 | 3350 W 15TH AVENUE, Vancouver, BC V6R 2Y8 | Sprinkler Permit | Residential | New | Issued | Residential - Install a fire protection system in a new house >BP: To construct a 2 storey + basement one-family dwelling with a secondary suite located in the basement with a detached accessory building (garage), at the rear providing 2 parking spaces, having vehicular access from the lane. Note: The entire building, INCLUDING THE ATTACHED GARAGE (if applicable), to be sprinklered to NFPA 13D. 1- Covenant registered at the Land Title Office under CA9981878 2- No strata titling permitted 3- No bar sink proposed 4- A/C unit proposed in rear yard 5- Schedule B: Xian Min Lily Qiu P.Eng (778.321.5377) Structural 6- Schedule B: Thanh Van Le P.Eng (604.421.3288) Geotechnical 7- HPO: Residential Builder - Tatla Developments Ltd | BURRARD FIRE PROTECTION LTD.
EP-2023-10349 | 2023-11-16 | 3350 W 15TH AVENUE, Vancouver, BC V6R 2Y8 | Electrical Permit | Residential | New | Issued | Installation / Repair - Residential - Structured wiring Surveillance cameras Security alarm Audio Doorbell >BP: To construct a 2 storey + basement one-family dwelling with a secondary suite ($704,150) located in the basement with a detached accessory building (garage), at the rear providing 2 parking spaces, having vehicular access from the lane. Note: The entire building, INCLUDING THE ATTACHED GARAGE (if applicable), to be sprinklered to NFPA 13D. 1- Covenant registered at the Land Title Office under CA9981878 2- No strata titling permitted 3- No bar sink proposed 4- A/C unit proposed in rear yard 5- Schedule B: Xian Min Lily Qiu P.Eng (778.321.5377) Structural 6- Schedule B: Thanh Van Le P.Eng (604.421.3288) Geotechnical 7- HPO: Residential Builder - Tatla Developments Ltd ***This permit is issued under the VBBL 2019, with updated energy requirements as per bylaw # 12997 effective Jan 01, 2022.***. | Vancouver Audiospace Home Control Ltd
GP-2023-03030 | 2023-10-12 | 3350 W 15TH AVENUE, Vancouver, BC V6R 2Y8 | Gas Permit | Residential | New | Issued | Residential - 1 Range, 2 BBQ's, 1 Fireplace, 1 Patio Heater/Fire Pit & 1 Dryer Installation of gas appliances >BP: To construct a 2 storey + basement one-family dwelling with a secondary suite ($704,150) located in the basement with a detached accessory building (garage), at the rear providing 2 parking spaces, having vehicular access from the lane. ***Amendent - October 16, 2023 - Add 1 Dryer | Century Twenty One Gas & Heating Co. Ltd
GP-2022-03525 | 2022-11-10 | 3378 W 15TH AVENUE, Vancouver, BC V6R 2Y8 | Gas Permit | Residential | Renovation | Completed | Residential - bOILER RE&RE | Ferenc Nagy
GP-2023-01874 | 2023-06-22 | 3420 W 15TH AVENUE, Vancouver, BC V6R 2Z1 | Gas Permit | Residential | Tenant Improvement | Completed | Residential - 2 BBQ boxes, 1 Fire Pit and 1 Pizza Oven Add two 1/2" quick connect bbq boxes with regulators Run hoses under ground to fire pit and pizza oven | Hillcrest Plumbing & Heating (1967) Ltd
GP-2023-00748 | 2023-03-03 | 3455 W 15TH AVENUE, Vancouver, BC V6R 2Z2 | Gas Permit | Residential | Renovation | Completed | Residential - Replace old boiler and indirect tank with new NFC combi boiler Reuse existing vent pipes. | DISPATCH PLUMBING INC
GP-2023-01573 | 2023-05-16 | 3460 W 15TH AVENUE, Vancouver, BC V6R 2Z1 | Gas Permit | Residential | Renovation | Cancelled | Residential - 1 Gas fireplace installation | 496302 BC Ltd
EP-2023-06294 | 2023-07-12 | 3233 W 14TH AVENUE, Vancouver, BC V6K 2Y2 | Electrical Permit | Residential | New | Issued | Temporary Power - Residential - To provide temporary power. | SUNSTONE ELECTRIC LTD
PP-2023-03496 | 2023-10-04 | 3233 W 14TH AVENUE, Vancouver, BC V6K 2Y2 | Plumbing Permit | Residential | New | Issued | Residential - 1FD+SS - #1 & #2 - two sumps no pump | Bhullar Excavating and Demolition
EP-2023-10340 | 2023-11-27 | 3233 W 14TH AVENUE, Vancouver, BC V6K 2Y2 | Electrical Permit | Residential | New | Issued | Installation / Repair - Residential - Complete wiring and finishing of new house. Main Service-200 amps House meter-100 amps Legal suite meter-60 amps Laneway house meter-100 amps >BP: To construct a 2 storey + basement one-family dwelling with a secondary suite ($717,500) located in the basement. Note: Parking for the site has been provided under DB-2022-04248 (Laneway House) 1- Covenant registered at the Land Title Office under CB725705 2- No strata titling permitted 3- No Bar sink proposed 4- External Mechanical unit proposed in rear yard & Internal on upper storey 5- Schedule B: Tsung-Hua Yang P.Eng (604.729.0585) Structural & Geotechnical 6- HPO: Residential Builder - Kanech Development Ltd. ***This permit is issued under the VBBL 2019, with updated energy requirements as per bylaw # 12997 effective Jan 01, 2022.*** | SUNSTONE ELECTRIC LTD
PP-2023-03814 | 2023-10-31 | 3233 W 14TH AVENUE, Vancouver, BC V6K 2Y2 | Plumbing Permit | Residential | New | Issued | Residential - 1FD+SS - #1 & #2 - To install piping and fixtures for a new single family house. >DB: To construct a 2 storey + basement one-family dwelling with a secondary suite located in the basement. 1- Covenant registered at the Land Title Office under CB725705 2- No strata titling permitted 3- No Bar sink proposed 4- External Mechanical unit proposed in rear yard & Internal on upper storey ***This permit is issued under the VBBL 2019, with updated energy requirements as per bylaw # 12997 effective Jan 01, 2022.*** | Skyway Plumbing & gas Ltd
MP-2023-01992 | 2023-11-07 | 3233 W 14TH AVENUE, Vancouver, BC V6K 2Y2 | Mechanical Permit | NULL | NULL | Issued | NULL | Skyway Plumbing & gas Ltd
PP-2023-03467 | 2023-09-29 | 3233 W 14TH AVENUE, Vancouver, BC V6K 2Y2 | Plumbing Permit | Residential | New | Issued | Residential - ONE SUMP WITHOUT PUMP | Bhullar Excavating and Demolition
SP-2023-02324 | 2024-01-02 | 3233 W 14TH AVENUE, Vancouver, BC V6K 2Y2 | Sprinkler Permit | Residential | New | Issued | Residential - To install piping and fixtures for a new single family house. >BP: To construct a 2 storey + basement one-family dwelling with a secondary suite located in the basement. Note: Parking for the site has been provided under DB-2022-04248 (Laneway House) 1- Covenant registered at the Land Title Office under CB725705 2- No strata titling permitted 3- No Bar sink proposed 4- External Mechanical unit proposed in rear yard & Internal on upper storey 5- Schedule B: Tsung-Hua Yang P.Eng (604.729.0585) Structural & Geotechnical 6- HPO: Residential Builder - Kanech Development Ltd. | Skyway Plumbing & gas Ltd
EP-2024-00152 | 2024-01-05 | 3233 W 14TH AVENUE, Vancouver, BC V6K 2Y2 | Electrical Permit | Residential | New | Issued | Installation / Repair - Residential - TV., Telephone, Data, Vacuum and Alarm. To construct a 2 storey + basement one-family dwelling with a secondary suite located in the basement. Note: Parking for the site has been provided under DB-2022-04248 (Laneway House) Note: This Building Permit will remain in a suspended status until the associated (green) Demolition Permit BP-2022-04836 is completed. 1- Covenant registered at the Land Title Office under CB725705 2- No strata titling permitted 3- No Bar sink proposed 4- External Mechanical unit proposed in rear yard & Internal on upper storey 5- Schedule B: Tsung-Hua Yang P.Eng (604.729.0585) Structural & Geotechnical 6- HPO: Residential Builder - Kanech Development Ltd. | Modern Security Systems Ltd
GP-2024-00062 | 2024-01-17 | 3233 W 14TH AVENUE, Vancouver, BC V6K 2Y2 | Gas Permit | Residential | New | Issued | Residential - 2 Ranges, 1 BBQ & 1 Fireplace To install piping and appliances >BP: To construct a 2 storey + basement one-family dwelling with a secondary suite ($717,500) located in the basement. | Skyway Plumbing & gas Ltd
GP-2024-00078 | 2024-01-10 | 3233 W 14TH AVENUE, Vancouver, BC V6K 2Y2 | Gas Permit | Residential | New | Issued | Residential - One fireplace >BP: To construct a 2 storey + basement one-family dwelling with a secondary suite ($717,500) located in the basement. | Canadian Fireplace Ltd
GP-2022-02629 | 2022-09-01 | 3263 W 14TH AVENUE, Vancouver, BC V6K 2Y2 | Gas Permit | Residential | Renovation - Dwelling Unit(s) only | Completed | Residential - Installing combination boiler | Reid Brothers Plumbing & Heating Ltd
NULL | NULL | 1350 W 14TH AVENUE, Vancouver, BC V6H 1R1 | Electrical Permit | Commercial | Renovation | Draft | Installation / Repair - Commercial - Retrofit 19 fluorescent pot light fixtures with A19 screw in hardware Bypass ballast with existing wiring direct to A19 terminals Install A19 LED bulbs | MJR Electric Ltd
EP-2022-07443 | 2022-09-09 | 1350 W 14TH AVENUE, Vancouver, BC V6H 1R1 | Electrical Permit | Commercial | Renovation | Completed | Installation / Repair - Commercial - Retrofit 19 fluorescent pot light fixtures with A19 screw in hardware Bypass ballast with existing wiring direct to A19 terminals Install A19 LED bulbs | MJR Electric Ltd
GP-2022-03733 | 2022-11-25 | 1350 W 14TH AVENUE, Vancouver, BC V6H 1R1 | Gas Permit | Residential | Tenant Improvement | Completed | Residential - TO CONTINUE WORK STARTED BY OTHERS (GP-2022-01504) Gas range replacement 60 000 btu | Pioneer Plumbing & Heating Inc
EP-2023-00096 | 2023-01-17 | 1350 W 14TH AVENUE, Vancouver, BC V6H 1R1 | Electrical Permit | Commercial | Addition | Completed | Installation / Repair - Commercial - EV-Ready Infrastructure - Wiring installation for future installation of electric vehicle supply equipment (EVSE). Supply and install a new meter base and a dedicated EV panel. Supply and install oversized branch conduit and wiring for EV chargers throughout the parkade, rough in only. Supply and install 12 new 30 amp 2 pole circuits for EV with power share as per drawings. Supply and install data infrastructure for future EV. Amend: Feb 9th, 2023 Amend 225 amp main breaker to 200 amp main breaker, see comments below. Our understanding of the project is that although 34 junction boxes for EV Chargers are getting installed, multiple junction boxes feed the same residential unit. In reality, we are adding 12 new 2P30A circuits for 12 residential units. In this situation, we feel utilizing Table 38 is a reasonable approach, as this is a similar scenario to providing dedicated circuits for the EV chargers. The likelihood of every unit having an electric vehicle being charged at full load at the same time is unlikely, and Table 38 of the CEC allows a 90% demand factor. Per the below calculations, with 12 new 2P30A circuits, this would add a load of 59.9kW. With a 90% demand, this would result in 53.9kW added. A 200A service rated at 80% would provide 57.6kW and therefore would be sufficiently sized to provide power for the EV chargers. Building Service: 1200A @ 208V, 3Ph Description Load (W) BC Hydro Data Peak 106,184 Design Contingency (25%) 26,546 Total: 132,730 Total Load (A): 368.42 Total Available Capacity (A) 592 Total Available Capacity (W) 213,126 Level 2 Charger Load at 30A (W) 4,992 12x30A circuits (Up to 3 chargers) 59,904 CEC Table 38 Demand (0.9) 53,914 Spare Capacity After Chargers (W) 159,212 | MJR Electric Ltd
NULL | NULL | 1350 W 14TH AVENUE, Vancouver, BC V6H 1R1 | Gas Permit | Residential | Renovation - Dwelling Unit(s) only | Draft | Residential - Gas line for range | George Benko
GP-2022-01504 | 2022-05-17 | 1350 W 14TH AVENUE, Vancouver, BC V6H 1R1 | Gas Permit | Residential | Renovation - Dwelling Unit(s) only | Completed | Residential - New line for Gas Range - Penthouse -12th floor >#12 - 12th floor and loft Interior alterations only to provide improvements in this existing full floor dwelling unit on the 12th floor and upper floor loft (unit#12) of this existing multiple dwelling building on this site. Scope of work: demo and construction of partition walls to enlarge closet in master bedroom, back framing ceiling to be flushed with ceiling throughout, replace bathtub with shower, relocate laundry machines, reconfigure kitchen, remove 2 f/p, replace 1 f/p, replace plumbing fixtures, new millwork, new flooring throughout. Electrical, Plumbing, & sprinklers to suit. | George Benko
EP-2023-10239 | 2023-11-27 | 1655 W 11TH AVENUE, Vancouver, BC V6J 2B8 | Electrical Permit | Commercial | Renovation | Issued | Installation / Repair - Commercial - We will be replacing the existing defective fire alarm panel with a new Mircom FA-1000. Material and verification will be provided by Fairlane Fire Prevention. All existing field devices will be maintained. This replacement falls under category 2a C of Bulletin 2018-004-BU/EL. | Top Solutions Systems Integration Ltd
GP-2022-00480 | 2022-02-14 | 4323 W 11TH AVENUE, Vancouver, BC V6R 2L9 | Gas Permit | Residential | Renovation | Completed | Residential - gas range disconnect old one, reconnect new one | Fast Track Appliances Ltd
GP-2022-03584 | 2022-11-17 | 4333 W 11TH AVENUE, Vancouver, BC V6R 2L9 | Gas Permit | Residential | Renovation | Completed | Residential - Replace hot water tank with tankless water heater | Modern Blue Mechanical Ltd
MP-2022-00328 | 2022-10-03 | 4333 W 11TH AVENUE, Vancouver, BC V6R 2L9 | Mechanical Permit | NULL | NULL | Completed | NULL | Greg Vavasour
EP-2022-08340 | 2022-10-05 | 4333 W 11TH AVENUE, Vancouver, BC V6R 2L9 | Electrical Permit | Residential | Tenant Improvement | Completed | Installation / Repair - Residential - New Hookup for a HVAC unit, to be installed in the backyard. Also hookup for a 120 volt level 1 Electric Car Charger, curbside charging as per City of Vancouver requirements. | The Brighthouse Electric Company Ltd
PP-2022-03443 | 2022-09-29 | 4337 W 11TH AVENUE, Vancouver, BC V6R 2L9 | Plumbing Permit | Residential | Renovation | Completed | Residential - Rough In drainage, venting & water piping to the following fixtures >BP: Exterior and interior alterations to add a new upper floor and to change the use from one family dwelling to one family dwelling with secondary suite. No unprotected openings proposed on 2nd floor East elevation. | McKellar Plumbing & Heating Ltd
MP-2022-00658 | 2022-12-07 | 4337 W 11TH AVENUE, Vancouver, BC V6R 2L9 | Mechanical Permit | NULL | NULL | Completed | NULL | McKellar Plumbing & Heating Ltd
MP-2023-01184 | 2023-06-27 | 4337 W 11TH AVENUE, Vancouver, BC V6R 2L9 | Mechanical Permit | NULL | NULL | Issued | NULL | Centigrade Mechanical Ltd
EP-2023-02114 | 2023-03-13 | 4337 W 11TH AVENUE, Vancouver, BC V6R 2L9 | Electrical Permit | Residential | Addition | Issued | Installation / Repair - Residential - ALARM, CCTV >BP: Exterior and interior alterations to add a new upper floor and to change the use from one family dwelling to one family dwelling with secondary suite. No unprotected openings proposed on 2nd floor East elevation. Related to DP-2017-00556 ENTIRE BUILDING TO BE SPRINKLERED TO NFPA 13D REQUIREMENTS Note: - No strata-titling will be permitted. - This is a two-storey building pursuant to the Zoning and Development By-law. - An annual Vancouver Business License must be obtained prior to the rental of this approved one-family dwelling and/or secondary suite on this site. - Letter of assurance rcvd H Hsu 604.322.7158 | Supertech Systems Ltd
GP-2023-00398 | 2023-02-03 | 4337 W 11TH AVENUE, Vancouver, BC V6R 2L9 | Gas Permit | Residential | Renovation | Completed | Residential - gas fitting 3 x fireplaces are piping only 1 hot water heater, 2 Ranges, 1 BBQ & 3 Fireplaces >BP: Exterior and interior alterations to add a new upper floor and to change the use from one family dwelling to one family dwelling with secondary suite. No unprotected openings proposed on 2nd floor East elevation. | R J Gas Ltd
EP-2023-02858 | 2023-04-03 | 4337 W 11TH AVENUE, Vancouver, BC V6R 2L9 | Electrical Permit | Residential | Renovation - Dwelling Unit(s) only | Completed | Installation / Repair - Residential - Extra Low Voltage wiring, data, communication, control >BP: Exterior and interior alterations to add a new upper floor and to change the use from one family dwelling to one family dwelling with secondary suite. No unprotected openings proposed on 2nd floor East elevation. Related to DP-2017-00556 ENTIRE BUILDING TO BE SPRINKLERED TO NFPA 13D REQUIREMENTS Addressing notes: #1-4337 W 11th Av - One Family Dwelling (1st & 2nd floor) #2-4337 W 11th Av - Secondary Suite (basement) Address and suite numbers assigned as per approved plans for Fire and Emergency response. The address number is to be posted on the building to be visible from the street and the suite numbers are to be posted at the suite entries in accordance with the Building By-law prior to final inspection. Note: - No strata-titling will be permitted. - This is a two-storey building pursuant to the Zoning and Development By-law. - An annual Vancouver Business License must be obtained prior to the rental of this approved one-family dwelling and/or secondary suite on this site. - Letter of assurance rcvd H Hsu 604.322.7158 | La Scala Integrated Media Corporation
EP-2023-02837 | NULL | 4337 W 11TH AVENUE, Vancouver, BC V6R 2L9 | Electrical Permit | Residential | New | Withdrawn | Installation / Repair - Residential - alarm,cctv | Supertech Systems Ltd
EP-2023-02325 | 2023-03-24 | 4337 W 11TH AVENUE, Vancouver, BC V6R 2L9 | Electrical Permit | Residential | Renovation | Completed | Installation / Repair - Residential - Entire home renovation with new 200amp double meter base service *An approved mechanical permit is required for the installation of air conditioning or heat pump unit at the time of installation before an electrical inspection will be performed >BP: Exterior and interior alterations to add a new upper floor and to change the use from one family dwelling to one family dwelling with secondary suite. No unprotected openings proposed on 2nd floor East elevation. Related to DP-2017-00556 ENTIRE BUILDING TO BE SPRINKLERED TO NFPA 13D REQUIREMENTS | F & S Electrical Ltd
SP-2023-00458 | 2023-03-16 | 4337 W 11TH AVENUE, Vancouver, BC V6R 2L9 | Sprinkler Permit | Residential | New | Issued | Residential - Sprinkler system for new SFD >BP: Exterior and interior alterations to add a new upper floor and to change the use from one family dwelling to one family dwelling with secondary suite. No unprotected openings proposed on 2nd floor East elevation. Related to DP-2017-00556 ENTIRE BUILDING TO BE SPRINKLERED TO NFPA 13D REQUIREMENTS | Allright Sprinklers Ltd
GP-2023-01264 | 2023-04-19 | 4337 W 11TH AVENUE, Vancouver, BC V6R 2L9 | Gas Permit | Residential | Renovation | Completed | Residential - Installation of 3 gas fireplaces venting and hook up only >BP: Exterior and interior alterations to add a new upper floor and to change the use from one family dwelling to one family dwelling with secondary suite. | Urban Fireplaces Ltd
GP-2024-00213 | 2024-01-29 | 4337 W 11TH AVENUE, Vancouver, BC V6R 2L9 | Gas Permit | Residential | New | Completed | Residential - 1 Ranges LG 30" Slide-in Gas Range, Fulgor 48" Dual Fuel Freestanding Range >BP: Exterior and interior alterations to add a new upper floor and to change the use from one family dwelling to one family dwelling with secondary suite. No unprotected openings proposed on 2nd floor East elevation. | Han Appliances & Refrigeration Ltd
EP-2022-02121 | 2022-03-16 | 4337 W 11TH AVENUE, Vancouver, BC V6R 2L9 | Electrical Permit | Residential | Renovation | Expired | Temporary Power - Residential - To provide temporary power. | F & S Electrical Ltd
GP-2023-00413 | 2023-02-13 | 4338 W 11TH AVENUE, Vancouver, BC V6R 2M1 | Gas Permit | Residential | Renovation | Completed | Residential - Re/re of existing hot water tank with tankless water heater | 1236318 BC Ltd DBA Aquatech Vancouver
MP-2023-01156 | 2023-06-22 | 4338 W 11TH AVENUE, Vancouver, BC V6R 2M1 | Mechanical Permit | NULL | NULL | Completed | NULL | 1236318 BC Ltd DBA Aquatech Vancouver
EP-2023-05646 | 2023-07-10 | 4338 W 11TH AVENUE, Vancouver, BC V6R 2M1 | Electrical Permit | Residential | Renovation | Completed | Installation / Repair - Residential - Wiring for indoor and outdoor heat pump. -reference: MP-2023-01156 | Mountain Point Electrical Inc.
EP-2023-00666 | 2023-01-26 | 4343 W 11TH AVENUE, Vancouver, BC V6R 2L9 | Electrical Permit | Residential | Tenant Improvement | Completed | Installation / Repair - Residential - remove hood fan and stove outlet | Christopher Livingston
NULL | NULL | 4343 W 11TH AVENUE, Vancouver, BC V6R 2L9 | Electrical Permit | Residential | Renovation | Draft | Installation / Repair - Residential - Removing 220v outlet | NULL
EP-2023-06193 | 2023-07-10 | 4358 W 11TH AVENUE, Vancouver, BC V6R 2M1 | Electrical Permit | Residential | New | Issued | Temporary Power - Residential - To provide temporary power. | Vanflow Electrical Ltd
PP-2023-03907 | 2023-11-06 | 4358 W 11TH AVENUE, Vancouver, BC V6R 2M1 | Plumbing Permit | Residential | New | Issued | Residential - To install fixtures >BP: To construct a 2 storey one-family dwelling with a secondary suite located in the Basement with a detached accessory building (garage), at the rear providing 2 parking spaces, having vehicular access from the lane. Note: The entire building to be sprinklered to NFPA 13D Note: This is a 2 storey building pursuant to the Zoning and Development By-Law Note: As shown by an asterisk (*) on the building permit floor plans and/or elevations, exit protection is required to be provided in accordance with Articles 9.9.4.4., 9.9.4.6., and/or 9.37.2.8. of the 2019 VBBL 1. Covenant registered at the Land Title Office under CA9389168 2. Mechanical Unit proposed – Exterior component located in rear yard, Interior component located in Basement 3. Schedule B: KE JIAN MA P.Eng (604.599.8890) Structural 4. Schedule B: GONG ZUO ZHOU P.Eng (604.836.2586) Geotechnical 5. HPO: Residential Builder- JLY Development Ltd. | WESTBRIDGE PLUMBING & HEATING LTD
PP-2023-03912 | 2023-11-07 | 4358 W 11TH AVENUE, Vancouver, BC V6R 2M1 | Plumbing Permit | Residential | New | Issued | Residential - 1FD+SS - #1 & #2 - Sump installation for main house | Finest Construction & Renovation Ltd
EP-2023-10001 | NULL | 4358 W 11TH AVENUE, Vancouver, BC V6R 2M1 | Electrical Permit | Residential | New | Withdrawn | Interim - Residential - temporary permit used while waiting for approval of permanent permit #EP-2023-08963 | Vanflow Electrical Ltd
EP-2023-08963 | NULL | 4358 W 11TH AVENUE, Vancouver, BC V6R 2M1 | Electrical Permit | Residential | New | Withdrawn | Installation / Repair - Residential - electrical wirings and installations throughout the whole house (not including extra low voltage) >BP: To construct a 2 storey one-family dwelling with a secondary suite located in the Basement ($704,250.00) with a detached accessory building (garage), at the rear providing 2 parking spaces, having vehicular access from the lane. Note: The entire building to be sprinklered to NFPA 13D Note: This is a 2 storey building pursuant to the Zoning and Development By-Law 1. Covenant registered at the Land Title Office under CA9389168 2. Mechanical Unit proposed – Exterior component located in rear yard, Interior component located in Basement 3. Schedule B: KE JIAN MA P.Eng (604.599.8890) Structural 4. Schedule B: GONG ZUO ZHOU P.Eng (604.836.2586) Geotechnical 5. HPO: Residential Builder- JLY Development Ltd. ***This permit is issued under the VBBL 2019, with updated energy requirements as per bylaw # 12997 effective Jan 01, 2022.*** | Vanflow Electrical Ltd
PP-2022-02515 | 2022-07-18 | 4378 W 11TH AVENUE, Vancouver, BC V6R 2M1 | Plumbing Permit | Residential | Renovation | Completed | Residential - Sanitary sewer line replacement. Existing clay line has multiple root intrusions | PRISTINE PLUMBING & DRAINAGE LTD.
EP-2022-06398 | 2022-07-29 | 4386 W 11TH AVENUE, Vancouver, BC V6R 2M1 | Electrical Permit | Residential | Renovation | Completed | Installation / Repair - Residential - Relocate miscellaneous electrical outlets, recessed lighting and relocate miscellaneous switching for renovation. Exterior and interior alterations to dig out the crawl space to add habitable floor area in the cellar of this existing two storey plus cellar one family dwelling on this inside with lane site. AMEND: NOV 2/2022 Wired and installed interconnected Line voltage smoke alarm in basement bedroom. Replaced existing Line voltage smoke alarms in home with new Line voltage Smoke/Co alarms. (1-per floor) | PRO D Electric Ltd
GP-2022-02314 | 2022-08-08 | 4386 W 11TH AVENUE, Vancouver, BC V6R 2M1 | Gas Permit | Residential | Renovation | Completed | Residential - Relocate and replace boiler. Alter gas piping to accommodate new layout. Exterior and interior alterations to dig out the crawl space to add habitable floor area in the cellar of this existing two storey plus cellar one family dwelling on this inside with lane site. | Total Force Mechanical Ltd
SP-2022-01250 | 2022-08-05 | 4386 W 11TH AVENUE, Vancouver, BC V6R 2M1 | Sprinkler Permit | Residential | Renovation | Completed | Residential - Recapture crawl space to livable space >BP: Exterior and interior alterations to dig out the crawl space to add habitable floor area in the cellar of this existing two storey plus cellar one family dwelling on this inside with lane site. Structural letter B, rcvd, Clinton Yiu, Struct. Eng, 604-255-7670 Additional construction details may be requested by the DBI. The existing house is sprinklered (NFPA 13d), sprinkler permit will be required for the new habitable space | Frontier Fire Protection Ltd
PP-2022-02248 | 2022-06-27 | 4386 W 11TH AVENUE, Vancouver, BC V6R 2M1 | Plumbing Permit | Residential | Addition | Completed | Residential - Install new floor drain and sanitary sump/ pump in new mechanical room Exterior and interior alterations to dig out the crawl space to add habitable floor area in the cellar of this existing two storey plus cellar one family dwelling on this inside with lane site. | Total Force Mechanical Ltd
GP-2023-02829 | 2023-09-27 | 4403 W 11TH AVENUE, Vancouver, BC V6R 2M2 | Gas Permit | Residential | Renovation | Completed | Residential - Boiler replacement | WESTBRIDGE PLUMBING & HEATING LTD
EP-2022-01281 | 2022-02-17 | 4431 W 11TH AVENUE, Vancouver, BC V6R 2M2 | Electrical Permit | Residential | Addition | Completed | Installation / Repair - Residential - Install new AC unit 40A -CF-2021-016773 >>>>>>>> Amend: Feb. 22 -address for main: 4421 W 11th ave --location: Front Yard - see picture in documents tab | Canadian Eagle Electric Ltd
GP-2021-04367 | 2022-01-05 | 2831 W 12TH AVENUE, Vancouver, BC V6K 2R1 | Gas Permit | Residential | New | Completed | Residential - run gas line for appliances ** Amend 04/25/2022** please remove gas range owner no longer requires it | Dynamic Plumbing & Heating Inc
SP-2022-00257 | 2022-02-25 | 2831 W 12TH AVENUE, Vancouver, BC V6K 2R1 | Sprinkler Permit | Residential | New | Completed | Residential - New sprinkler system To construct a 2 storey one-family dwelling with a secondary suite located in the Basement with a detached accessory building (garage) , at the rear providing 2 parking spaces, having vehicular access from the lane. 1. Covenant registered at the Land Title Office under CA8370339 2. No Strata Titling permitted 3. A/C proposed – Exterior component located in rear yard, Interior component located in second floor. 4. Bar sink located in basement TV room 5. Schedule B: (K.T.C. Nguyen) P.Eng (604.326.2701) Architectural (item 1.5 & 1.15 only), Structural & Geotechnical 6. HPO: Owner Builders - Dennis Chen 7. The entire building to be sprinklered to NFPA 13 D per 3.2.5.12.(3)(d) | Haven Fire Protection Ltd
EP-2022-02542 | 2022-03-30 | 2831 W 12TH AVENUE, Vancouver, BC V6K 2R1 | Electrical Permit | Residential | New | Completed | Installation / Repair - Residential - security,intercom,camera,tel,tv,data,automation wiring & completion >BP: To construct a 2 storey one-family dwelling with a secondary suite located in the Basement ($520,790.00) with a detached accessory building (garage) ($10,000), at the rear providing 2 parking spaces, having vehicular access from the lane. 1. Covenant registered at the Land Title Office under CA8370339 2. No Strata Titling permitted 3. A/C proposed – Exterior component located in rear yard, Interior component located in second floor. 4. Bar sink located in basement TV room 5. Schedule B: (K.T.C. Nguyen) P.Eng (604.326.2701) Architectural (item 1.5 & 1.15 only), Structural & Geotechnical 6. HPO: Owner Builders - Dennis Chen 7. The entire building to be sprinklered to NFPA 13 D per 3.2.5.12.(3)(d) | Repel Security Systems Ltd
EP-2022-02915 | 2022-04-11 | 2831 W 12TH AVENUE, Vancouver, BC V6K 2R1 | Electrical Permit | Residential | New | Completed | Installation / Repair - Residential - New SFD Wiring. 400 Amps Main Service. 200 Amps House. 100 Amps Legal Suite. >BP: To construct a 2 storey one-family dwelling with a secondary suite located in the Basement ($520,790.00) with a detached accessory building (garage) ($10,000), at the rear providing 2 parking spaces, having vehicular access from the lane. 1. Covenant registered at the Land Title Office under CA8370339 2. No Strata Titling permitted 3. A/C proposed – Exterior component located in rear yard, Interior component located in second floor. 4. Bar sink located in basement TV room 5. Schedule B: (K.T.C. Nguyen) P.Eng (604.326.2701) Architectural (item 1.5 & 1.15 only), Structural & Geotechnical 6. HPO: Owner Builders - Dennis Chen 7. The entire building to be sprinklered to NFPA 13 D per 3.2.5.12.(3)(d) Note: This is a 2 storey building pursuant to the Zoning and Development By-Law Address Information: Principle Dwelling Address: #1-2831 W 12th Av - One Family Dwelling (1st & 2nd floor, south and south east portion of basement) Secondary Suite Address: #2-2831 W 12th Av - Secondary Suite (north and south east portion of basement) Address and suite numbers assigned as per approved plans for Fire and Emergency response. The address number is to be posted to the building to be visible from the street and the suite numbers are to be posted at the suite entries in accordance with the Building By-law prior to final inspection. **THIS PERMIT HAS BEEN ISSUED UNDER THE REQUIREMENTS OF VBBL #12511 (2019).** Amend: May 27, 2022 Update the electrical service information: 200 Amps Main Service. 150 Amps House. 100 Amps Legal Suite. Amend: Jan 24, 2023 Including smart switches wiring and panel. | SAAB ELECTRIC LTD
PP-2022-03273 | 2022-09-20 | 2831 W 12TH AVENUE, Vancouver, BC V6K 2R1 | Plumbing Permit | Residential | New | Completed | Residential - irrigation system >BP: To construct a 2 storey one-family dwelling with a secondary suite located in the Basement ($520,790.00) with a detached accessory building (garage) ($10,000), at the rear providing 2 parking spaces, having vehicular access from the lane. | Lucky Five Eight Plumbing & Heating Ltd
EP-2022-02706 | 2022-08-24 | 1405 W 12TH AVENUE, Vancouver, BC V6H 1M6 | Electrical Permit | Commercial | Renovation | Issued | Installation / Repair - Commercial - Electrical and fire alarm work related to the elevator modernization as per drawings submitted under building permit >BP: Interior alterations only to provide elevator modernization to 2 elevators in this existing 13 storey multi-family residential building over 1 level of underground parking. Main Recall level - 1st storey (Ground level- W 12th Ave), Alternate Recall level -2nd storey ******THIS PERMIT HAS BEEN REVIEWED UNDER THE REQUIREMENTS OF VBBL #12511 (2019)******* | Fina Electrical Systems Ltd
SP-2023-01863 | NULL | 1450 W 12TH AVENUE, Vancouver, BC V6H 1M9 | Sprinkler Permit | Commercial | Renovation | Applicant Revisions | Commercial - Upgrade of the building's existing sprinkler system. Upgrades include a new 4" standpipe and hose valves, upsizing of sprinkler mains and replacement of all existing sprinklers with new quick-response type. >BP: Exterior and interior alterations to renovate this existing high-rise building and to change the use under the zoning by-law from community care facility (B3 , this was a B2 under the by-law at the time of construction) to a group residence (B3). 2019 VBBL. This scope of work is being classified as a major renovation under part 11. | NULL
NULL | NULL | 1450 W 12TH AVENUE, Vancouver, BC V6H 1M9 | Plumbing Permit | Residential | Renovation | Draft | Residential - renovation of bathroom units from level 2 to 13 (toilet, sink, showers and floor drains) | Hashtag Plumbing Inc
EP-2022-02693 | 2022-04-04 | 1465 W 12TH AVENUE, Vancouver, BC V6H 1M7 | Electrical Permit | Residential | Renovation | Completed | Installation / Repair - Residential - Unit #403 Replace existing panel box with a new breaker panel. Run 2 x 20A circuits for kitchen countertop. Run new circuit for dishwasher and AFCI circuit for microwave. Re-wire the bathroom and install new GFCI receptacle. Replace all light fixtures, receptacles and switches in the unit. NOTE: there will be no alterations to the walls | ACTIVE ELECTRIC LTD.
EP-2022-01484 | 2022-02-25 | 1465 W 12TH AVENUE, Vancouver, BC V6H 1M7 | Electrical Permit | Residential | Addition | Completed | Installation / Repair - Residential - Unit #906 Replace existing panel box with a new breaker panel. Run 2 x 20A circuits for kitchen countertop. Run new circuit for dishwasher and AFCI circuit for microwave. Re-wire the bathroom and install new GFCI receptacle. Replace all light fixtures, receptacles and switches in the unit. NOTE: there will be no alterations to the walls | ACTIVE ELECTRIC LTD.
EP-2022-09499 | 2022-11-09 | 1507 W 12TH AVENUE, Vancouver, BC | Electrical Permit | Commercial | Renovation | Expired | Temporary Power - Commercial - To provide temporary power. | AG Electric and Alarm Monitoring Co Ltd
GP-2023-03972 | 2023-12-11 | 3317 W 13TH AVENUE, Vancouver, BC V6R 2R8 | Gas Permit | Residential | Renovation - Dwelling Unit(s) only | Issued | Residential - FURANCE RE/RE | Reliance Comfort Limited Partnership
GP-2023-03142 | 2023-10-19 | 3329 W 13TH AVENUE, Vancouver, BC V6R 2R8 | Gas Permit | Residential | Renovation | Completed | Residential - Install 1 new gas fireplace insert | Vancouver Gas Fireplaces Ltd
GP-2023-03275 | NULL | 3329 W 13TH AVENUE, Vancouver, BC V6R 2R8 | Gas Permit | Residential | Renovation | Cancelled | Residential - Install one natural gas fireplace insert | Vancouver Gas Fireplaces Ltd
PP-2023-03389 | 2023-09-22 | 550 W 14TH AVENUE, Vancouver, BC V5Z 1P6 | Plumbing Permit | Commercial | New | Issued | Commercial - Replacement of a 10 inch sewer underground drain line approx. 100" running parallel to the driveway ( private property ) Oct 26/2023-AMEND To add an additional 30 meters of 1.5" domestic water service. Piping to be Polyethylene. | Canadian Plumbing Systems Ltd.
NULL | NULL | 555 W 14TH AVENUE, Vancouver, BC V5Z 4G8 | Plumbing Permit | Commercial | Renovation | Draft | Commercial - remove backflow device from decommissioned hot tub | Westrim Plumbing & Heating Ltd
EP-2022-02220 | 2022-03-28 | 736 W 14TH AVENUE, Vancouver, BC V5Z 1P9 | Electrical Permit | Commercial | Addition | Completed | Installation / Repair - Commercial - Install 1 electrical charger at the parking lot. Install junction boxes at the parking lot for future charger. | JDM ELECTRICAL LTD
EP-2023-00174 | 2023-01-10 | 838 W 14TH AVENUE, Vancouver, BC V5Z 1R1 | Electrical Permit | Residential | Tenant Improvement | Issued | Installation / Repair - Residential - Upgrade panel. Note: This fire alarm system upgrade is limited only to the replacement of existing panel without altering the existing wiring or outlet boxes. This permit has been issued based on Bulletin 2018-004-BU/EL. | Cobing Building Solutions Ltd
EP-2022-09913 | 2022-11-24 | 876 W 14TH AVENUE, Vancouver, BC V5Z 1R1 | Electrical Permit | Commercial | Renovation | Completed | Installation / Repair - Commercial - To replace one (1) light, one (1) plug and one (1) disconnect switch [3ph, 200amp] in elevator machine room and one (1) light and one (1) outlet in pit To run new ground wire to ground disconnect and phone line from electrical room to machine room. | Fina Electrical Systems Ltd
PP-2022-02721 | 2022-08-05 | 876 W 14TH AVENUE, Vancouver, BC V5Z 1R1 | Plumbing Permit | Commercial | New | Issued | Commercial - backflow valve CROSS CONNECTION LTR | Koala T Mechanical Systems Ltd
GP-2022-02048 | 2022-07-12 | 386 W 13TH AVENUE, Vancouver, BC V5Y 1W3 | Gas Permit | Residential | Renovation | Completed | Residential - HWT re&re | Ferenc Nagy
GP-2022-00419 | 2022-02-14 | 2516 W 14TH AVENUE, Vancouver, BC V6K 2W7 | Gas Permit | Residential | Renovation | Completed | Residential - A boiler and storage tank replacement with a high efficiency Combination boiler | Airlink Heating and Plumbing Ltd
EP-2022-04824 | 2022-06-14 | 2545 W 14TH AVENUE, Vancouver, BC V6K 2W6 | Electrical Permit | Residential | New | Completed | Installation / Repair - Residential - Detached laneway house Unit #3 - low voltage security alarm, tel/data/cable. >BP: To construct a 2 storey laneway house building ($249,930.00) with 1 open parking gravel space having vehicular access from the 20' Lane. | Orca Automation Corp
PP-2023-02794 | 2023-08-08 | 2555 W 14TH AVENUE, Vancouver, BC V6K 2W6 | Plumbing Permit | Residential | New | Issued | Residential - 1FD - #1 - 2 sumps for main house AMEND: OCT 30/2023 Change to one pumped sump and one gravity sump | Octiscapes Site Services Ltd
EP-2023-03573 | 2023-04-25 | 2555 W 14TH AVENUE, Vancouver, BC V6K 2W6 | Electrical Permit | Residential | New | Issued | Temporary Power - Residential - To provide temporary power. >Amend: April 28th -Change 100A temporary service to 200A temporary service | Keystone Electric Ltd
GP-2023-00449 | 2023-02-07 | 2612 W 14TH AVENUE, Vancouver, BC V6K 2W9 | Gas Permit | Residential | Tenant Improvement | Completed | Residential - RE:RE: Furnace Installation | 1051750 BC Ltd
GP-2023-02475 | 2023-08-24 | 2716 W 14TH AVENUE, Vancouver, BC V6K 2X2 | Gas Permit | Residential | Tenant Improvement | Completed | Residential - Re:Re: Furnace replacement | 1051750 BC Ltd
PP-2022-01776 | 2022-05-26 | 2725 W 14TH AVENUE, Vancouver, BC V6K 2X1 | Plumbing Permit | Residential | New | Completed | Residential - Install 3/4" backflow preventer >BP: ENTIRE BUILDING TO BE SPRINKLERED TO NFPA 13R To construct a 2 storey two-family dwelling ($556,500) with a detached accessory building (garage) providing 2 parking spaces, having vehicular access from the lane. 1. No A/C Unit proposed 2. A/C proposed 3. Schedule B: (Jeff Allester) P.Eng (604.228.0518) Structural 4. Schedule B: (Ward Phillips) P.Eng (604.716.8881) Geotechnical 5. HPO: Residential Builder- Averra Developments Inc. Note: This is a 2 storey building pursuant to the Zoning and Development By-Law Address Information: Principle Dwelling (North): 2725 W 14 Ave Principle Dwelling (South): 2727 W 14 Ave Addresses have been assigned per the approved plans, access to the rear unit is from the South side. This access must be provided & maintained at all times and the building addresses posted to be visible from the street in accordance with the Building By-law. **THIS PERMIT HAS BEEN ISSUED UNDER THE REQUIREMENTS OF VBBL #12511 (2019) ** ****ALL PROJECT COORINATOR NOTES HAS BEEN ACCEPTED BY THE APPLICANT**** | M&M Industries Ltd
GP-2022-00062 | 2022-01-17 | 2725 W 14TH AVENUE, Vancouver, BC V6K 2X1 | Gas Permit | Residential | New | Completed | Residential - gas fitting fireplace is piping only | R J Gas Ltd
MP-2023-01807 | 2023-10-09 | 2764 W 14TH AVENUE, Vancouver, BC V6K 2X2 | Mechanical Permit | NULL | NULL | Issued | NULL | Incircle Service Group Inc
EP-2023-00980 | 2023-02-06 | 2764 W 14TH AVENUE, Vancouver, BC V6K 2X2 | Electrical Permit | Residential | New | Expired | Temporary Power - Residential - To provide temporary power. | The Electric Firm Inc
PP-2023-02417 | 2023-07-10 | 2764 W 14TH AVENUE, Vancouver, BC V6K 2X2 | Plumbing Permit | Residential | New | Issued | Residential - sumps | JVT EXCAVATING & DEMOLITION LTD
PP-2023-02218 | 2023-06-23 | 2764 W 14TH AVENUE, Vancouver, BC V6K 2X2 | Plumbing Permit | Residential | New | Issued | Residential - Plumbing Underground, Rough in and Finishing >BP: To construct a 2.5 storey two-family dwelling with a detached accessory building (garage) at the rear providing 2 parking spaces, having vehicular access from the lane. Note: The entire building, INCLUDING THE ATTACHED GARAGE (if applicable), to be sprinklered to 2 x NFPA 13D 1. Heat pump proposed – Exterior component located in Front/Rear, Interior component located in Second Floor 2. No Bar sink 3. Schedule B: (J.Guo) P.Eng (604.518.1098) Structural & Geotechnical 4. HPO: Residential Builder- Incircle business Development Inc | Incircle Service Group Inc
EP-2023-05715 | 2023-07-11 | 2764 W 14TH AVENUE, Vancouver, BC V6K 2X2 | Electrical Permit | Residential | New | Issued | Installation / Repair - Residential - new duplex >BP: To construct a 2.5 storey two-family dwelling ($705,000) with a detached accessory building (garage) at the rear providing 2 parking spaces, having vehicular access from the lane. Note: The entire building, INCLUDING THE ATTACHED GARAGE (if applicable), to be sprinklered to 2 x NFPA 13D 1. Heat pump proposed – Exterior component located in Front/Rear, Interior component located in Second Floor 2. No Bar sink 3. Schedule B: (J.Guo) P.Eng (604.518.1098) Structural & Geotechnical 4. HPO: Residential Builder- Incircle business Development Inc Note: This is a 2.5 storey building pursuant to the Zoning and Development By-Law | The Electric Firm Inc
EP-2023-02331 | 2023-03-24 | 4466 W 11TH AVENUE, Vancouver, BC V6R 2M3 | Electrical Permit | Residential | Renovation | Cancelled | Installation / Repair - Residential - Install 2 20A Circuits, protected by GFCI Receptacles, for home use dialysis machine | Sardis Electric Ltd
PP-2023-01054 | 2023-03-28 | 4466 W 11TH AVENUE, Vancouver, BC V6R 2M3 | Plumbing Permit | Residential | Renovation | Completed | Residential - Provide plumbing drainage and domestic cold water for hospital equipment (diaylisis machine) | AE Mechanical Ltd
EP-2023-03178 | 2023-04-12 | 3135 W 11TH AVENUE, Vancouver, BC V6K 2M8 | Electrical Permit | Commercial | NULL | Expired | Movie Set / Filming - To allow for Movie Set/Filming Applicant shall provide completed Contractor Declaration form, and dates of filming and associated location(s) to csinspection.clerks@vancouver.ca prior to the commencement of filming. Visit vancouver.ca/inspections for more details. | The Capital Media Company Inc
GP-2022-02844 | 2022-10-03 | 3138 W 11TH AVENUE, Vancouver, BC V6K 2M7 | Gas Permit | Residential | Renovation | Completed | Residential - Install tankless Gas HWT | Mainland Plumbing & Heating
GP-2022-03122 | 2022-10-12 | 2811 W 10TH AVENUE, Vancouver, BC V6K 2K2 | Gas Permit | Residential | Renovation | Completed | Residential - Re & re of gas hot water tank | Milani Plumbing Heating & Air Conditioning Ltd
MP-2023-00817 | 2023-05-10 | 2928 W 10TH AVENUE, Vancouver, BC V6K 2K6 | Mechanical Permit | NULL | NULL | Completed | NULL | Centigrade Mechanical Ltd
EP-2023-01386 | 2023-03-02 | 2928 W 10TH AVENUE, Vancouver, BC V6K 2K6 | Electrical Permit | Residential | Addition | Completed | Installation / Repair - Residential - Service upgrade 200A. Overhead service *Apr 04, 2023 Permit Amendment: -Adding AC UNIT 25.6A and 240V | Gilmore Electric Ltd
PP-2022-00128 | 2022-01-18 | 2696 W 11TH AVENUE, Vancouver, BC V6K 2L6 | Plumbing Permit | Residential | New | Completed | Residential - SUMP WITH PUMP To construct a 2.5 storey two-family dwelling with a detached accessory building (garage) providing 2 parking spaces, having vehicular access from the lane. 1. A/C proposed – Exterior component located in rear yard, Interior component located in second floor closet AMEND: JAN 25/2022 Add one more sump without pump Gravity sump for rain water leader | Bhullar Excavating and Demolition
GP-2022-01515 | 2022-05-17 | 2696 W 11TH AVENUE, Vancouver, BC V6K 2L6 | Gas Permit | Residential | New | Completed | Residential - gas line To construct a 2.5 storey two-family dwelling with a detached accessory building (garage) providing 2 parking spaces, having vehicular access from the lane. 1. A/C proposed – Exterior component located in rear yard, Interior component located in second floor closet 2. Schedule B: (YATENDRA KUMAR SHARMA) P.Eng (778.863.7076) Structural 3. Schedule B: (YATENDRA KUMAR SHARMA) P.Eng (778.863.7076) Geotechnical 4. HPO: Residential Builder- BONACCORD DEVELOPMENT LTD. | PRIDE GAS & HEATING LTD.
PP-2022-00680 | 2022-02-28 | 2696 W 11TH AVENUE, Vancouver, BC V6K 2L6 | Plumbing Permit | Residential | New | Completed | Residential - 2FD - NORTH UNIT - 2696 W 11TH AV SOUTH UNIT - 2720 STEPHENS ST duplex plumbing To construct a 2.5 storey two-family dwelling with a detached accessory building (garage) providing 2 parking spaces, having vehicular access from the lane. 1. A/C proposed – Exterior component located in rear yard, Interior component located in second floor closet | SKY HIGH PLUMBING & HEATING LTD
GP-2022-01175 | 2022-04-14 | 2696 W 11TH AVENUE, Vancouver, BC V6K 2L6 | Gas Permit | Residential | New | Completed | Residential - gas line | PRIDE GAS & HEATING LTD.
GP-2023-00861 | NULL | 4433 W 10TH AVENUE, Vancouver, BC V6R 2H8 | Gas Permit | Residential | Renovation | Withdrawn | Residential - Furnace replacement | NULL
NULL | NULL | 4433 W 10TH AVENUE, Vancouver, BC V6R 2H8 | Plumbing Permit | Commercial | Renovation | Draft | Commercial - re and re grease trap re and re pot sink re and re hand sink | NULL
NULL | NULL | 4449 W 10TH AVENUE, Vancouver, BC V6R 2H8 | Electrical Permit | Commercial | Renovation | Draft | Installation / Repair - Commercial - Reno.lighting,outlets HVAC power and service change to 200 amp 3phase 208v | Gestec Electric Ltd
NULL | NULL | 4449 W 10TH AVENUE, Vancouver, BC V6R 2H8 | Electrical Permit | Commercial | Renovation | Draft | Installation / Repair - Commercial - Upgrade of service to 200amp 3phase 208v,revovation (lighting,plugs,EM lighhting etc. | Gestec Electric Ltd
EP-2023-02256 | 2023-03-16 | 4449 W 10TH AVENUE, Vancouver, BC V6R 2H8 | Electrical Permit | Commercial | Renovation | Completed | Installation / Repair - Commercial - Service change to 200amp 3 phase 4W, renovation to retail space, lighting, outlets etc. >BP: Interior and exterior alterations for this existing retail. The work also include: - To modify stepped floors. - New HVAC. - New automictic door opener. - New accessible washroom. - Removal of the fences and install a new canopy and bollards at the rear. - Change the double entry door a single door at the front. - Demo existing rear landing and stairs and cover, replace with new landing and stairs with weather protection cover - Infill rear door - New air handling unit and vent on roof - New exhaust louver at rear elevation OK for DB per S.Patterson, Oct 1, 2021 Revision #1 - (Mar. 10, 2023) - Interior and exterior alterations to provide an opening for reciprocal access from the 4449 to 4453 suite with a fire shutter connected to a fusible link and to replace damaged storefront glazing and frame to match existing. A separate permit is required for the 4453 suite for the reciprocal opening. | Gestec Electric Ltd
GP-2023-01577 | 2023-05-17 | 4449 W 10TH AVENUE, Vancouver, BC V6R 2H8 | Gas Permit | Commercial | Renovation | Completed | Commercial - Replacing Roof Top Unit >DB: Interior and exterior alterations for this existing retail. The work also include: - To modify stepped floors. - New HVAC. - New automictic door opener. - New accessible washroom. - Removal of the fences and install a new canopy and bollards at the rear. - Change the double entry door a single door at the front. - Demo existing rear landing and stairs and cover, replace with new landing and stairs with weather protection cover - Infill rear door - New air handling unit and vent on roof - New exhaust louver at rear elevation | Leonard Steven Walton
PP-2022-04428 | 2022-12-13 | 4449 W 10TH AVENUE, Vancouver, BC V6R 2H8 | Plumbing Permit | Commercial | Renovation | Completed | Commercial - New plumbing layout for store bathroom >Interior and exterior alterations for this existing retail. The work also include: - To modify stepped floors. - New HVAC. - New automictic door opener. - New accessible washroom. - Removal of the fences and install a new canopy and bollards at the rear. - Change the double entry door a single door at the front. - Demo existing rear landing and stairs and cover, replace with new landing and stairs with weather protection cover - Infill rear door - New air handling unit and vent on roof - New exhaust louver at rear elevation OK for DB per S.Patterson, Oct 1, 2021 | KEARNS MECHANICAL
EP-2022-07000 | 2022-08-22 | 1536 W 12TH AVENUE, Vancouver, BC V6J 2E1 | Electrical Permit | Commercial | New | Completed | Installation / Repair - Commercial - Install new electrical room with 15 stack meter. The apartment has 15 apartment units. Each apartment unit will have a new electrical panel - 100 amps. Each apartment unit will have two baseboard heaters with 1250 watts each. BC Hydro Reference Number: 478 7988 | Emilio Urzua
GP-2022-03531 | 2022-11-10 | 3433 W 13TH AVENUE, Vancouver, BC V6R 2S2 | Gas Permit | Residential | Renovation | Completed | Residential - Re and re furnace | Lambert Plumbing & Heating Ltd
GP-2022-01966 | 2022-06-29 | 3557 W 13TH AVENUE, Vancouver, BC V6R 2S4 | Gas Permit | Residential | Renovation | Completed | Residential - re/re of existing hot water heater with tankless Navien water heater | 1236318 BC Ltd DBA Aquatech Vancouver
EP-2022-03522 | 2022-05-06 | 3566 W 13TH AVENUE, Vancouver, BC V6R 2S3 | Electrical Permit | Residential | New | Completed | Installation / Repair - Residential - New garage fixture & fitting and service up grade. -Main 200 Amps service over garage >BP: Exterior alterations to replace parking pad at the rear of this lot of this existing one family dwelling to construct a two-car garage with access from the lane. | Future Force Systems Ltd
PP-2022-02957 | 2022-08-24 | 3573 W 13TH AVENUE, Vancouver, BC V6R 2S4 | Plumbing Permit | Residential | New | Completed | Residential - LWH - #3 - Plumbing for new lane-way house >DB: To construct a 2 storey laneway house building with an open parking pad, providing 1 parking space, having vehicular access from the lane. Note: This is a 1 ½ storey building pursuant to the Zoning & Development By-law Covenant to be registered prior to sheathing inspection. 1- A/C unit proposed in rear yard | PBW Development Ltd
SP-2022-01513 | 2022-10-14 | 3573 W 13TH AVENUE, Vancouver, BC V6R 2S4 | Sprinkler Permit | Residential | New | Completed | Residential - New Sprinkler System for: >BP: To construct a 2 storey + basement one-family dwelling ($704,500.00) with a parking pad at the rear providing 1 parking space, having vehicular access from the lane. Covenant to be registered prior to sheathing inspection. Note: This is a 2 storey building pursuant to the Zoning and Development By-Law 1- Bar/Sink proposed in basement 2- A/C unit proposed in rear yard & second storey 3- Schedule B: Cesar Parayno P.Eng (604.241.9638) Structural & Geotechnical 4-HPO: Owner builder ******THIS PERMIT HAS BEEN ISSUED UNDER THE REQUIREMENTS OF VBBL #12511 (2019)****** | East West Plumbing (2007) Ltd
MP-2022-00229 | 2022-09-15 | 3573 W 13TH AVENUE, Vancouver, BC V6R 2S4 | Mechanical Permit | NULL | NULL | Completed | NULL | PBW Development Ltd
PP-2022-03058 | 2022-09-07 | 3573 W 13TH AVENUE, Vancouver, BC V6R 2S4 | Plumbing Permit | Residential | New | Completed | Residential - Plumbing for: >BP: To construct a 2 storey + basement one-family dwelling ($704,500.00) with a parking pad at the rear providing 1 parking space, having vehicular access from the lane. | PBW Development Ltd
EP-2022-09485 | 2022-11-08 | 3573 W 13TH AVENUE, Vancouver, BC V6R 2S4 | Electrical Permit | Residential | New | Completed | Installation / Repair - Residential - extra low voltage >BP: To construct a 2 storey + basement one-family dwelling ($704,500.00) with a parking pad at the rear providing 1 parking space, having vehicular access from the lane. Note: This Building Permit will remain in a suspended status until the associated (green) Demolition Permit BP-2021-03278 is completed. Covenant to be registered prior to sheathing inspection. Note: This is a 2 storey building pursuant to the Zoning and Development By-Law 1- Bar/Sink proposed in basement 2- A/C unit proposed in rear yard & second storey 3- Schedule B: Cesar Parayno P.Eng (604.241.9638) Structural & Geotechnical 4-HPO: Owner builder ******THIS PERMIT HAS BEEN ISSUED UNDER THE REQUIREMENTS OF VBBL #12511 (2019)****** | AJ INTEGRATED SERVICES LTD
GP-2022-03405 | 2022-11-02 | 3573 W 13TH AVENUE, Vancouver, BC V6R 2S4 | Gas Permit | Residential | New | Completed | Residential - 1 Water Heater, 1 Cooktop, 1 Boiler, 1 BBQ 1 Fireplace, 1 Generator & 1 Firepit. Fireplace piping only >BP: To construct a 2 storey + basement one-family dwelling with a parking pad at the rear providing 1 parking space, having vehicular access from the lane. Note: This Building Permit will remain in a suspended status until the associated (green) Demolition Permit BP-2021-03278 is completed. Covenant to be registered prior to sheathing inspection. Note: This is a 2 storey building pursuant to the Zoning and Development By-Law 1- Bar/Sink proposed in basement 2- A/C unit proposed in rear yard & second storey 3- Schedule B: Cesar Parayno P.Eng (604.241.9638) Structural & Geotechnical 4-HPO: Owner builder ******THIS PERMIT HAS BEEN ISSUED UNDER THE REQUIREMENTS OF VBBL #12511 (2019)****** As per energy requirements gas boiler allowed *Amend - August 22, 2023-Fireplace to piping only and change range to cooktop* | PBW Development Ltd
EP-2022-09322 | 2022-11-02 | 3573 W 13TH AVENUE, Vancouver, BC V6R 2S4 | Electrical Permit | Residential | New | Expired | Temporary Power - Residential - To provide temporary power. | Power Can Electrical Corp
EP-2022-09268 | 2022-11-10 | 3573 W 13TH AVENUE, Vancouver, BC V6R 2S4 | Electrical Permit | Residential | New | Completed | Installation / Repair - Residential - its new house construction site. it includes, hot tub, legal suite, AC, HRV and boiler. work includes All house wiring according to BC electrical code, Hot Tub Wiring, Legal Suite Wiring, AC wiring, HRV Wiring, Sump Wiring. >BP: To construct a 2 storey + basement one-family dwelling ($704,500.00) with a parking pad at the rear providing 1 parking space, having vehicular access from the lane. Note: This Building Permit will remain in a suspended status until the associated (green) Demolition Permit BP-2021-03278 is completed. Covenant to be registered prior to sheathing inspection. Note: This is a 2 storey building pursuant to the Zoning and Development By-Law 1- Bar/Sink proposed in basement 2- A/C unit proposed in rear yard & second storey 3- Schedule B: Cesar Parayno P.Eng (604.241.9638) Structural & Geotechnical 4-HPO: Owner builder ******THIS PERMIT HAS BEEN ISSUED UNDER THE REQUIREMENTS OF VBBL #12511 (2019)****** | Power Can Electrical Corp
GP-2022-04035 | 2022-12-16 | 3573 W 13TH AVENUE, Vancouver, BC V6R 2S4 | Gas Permit | Residential | New | Completed | Residential - INSTALL 1 GAS FIREPLACE IN NEW HOME CONSTRUCTION, VENT UP AND OUT THE WALL, VENT AND CONNECT ONLY | The LM Fireplace Warehouse Ltd.
GP-2022-01164 | 2022-04-12 | 3714 W 13TH AVENUE, Vancouver, BC V6R 2S6 | Gas Permit | Residential | Renovation - Dwelling Unit(s) only | Completed | Residential - Installing tankless water heater | Reid Brothers Plumbing & Heating Ltd
EP-2022-10394 | 2022-12-13 | 107 W 14TH AVENUE, Vancouver, BC V5Y 1W8 | Electrical Permit | Residential | Renovation | Completed | Installation / Repair - Residential - Electrical supply for Heatpump Feb 28/23-AMEND Updated load calculation added | Milani Electric Limited
MP-2022-00512 | 2022-11-03 | 107 W 14TH AVENUE, Vancouver, BC V5Y 1W8 | Mechanical Permit | NULL | NULL | Completed | NULL | Milani Electric Limited
EP-2022-08426 | 2022-10-06 | 117 W 14TH AVENUE, Vancouver, BC V5Y 1W8 | Electrical Permit | Residential | Renovation | Completed | Installation / Repair - Residential - Upgrade main service from 100a to 200a New mast, panel etc | Hugh Ian Dercole
GP-2022-03203 | 2022-10-21 | 117 W 14TH AVENUE, Vancouver, BC V5Y 1W8 | Gas Permit | Residential | Renovation | Completed | Residential - 1 new range, replace exist boiler with new combi | Glenn Murray Archibald
NULL | NULL | 117 W 14TH AVENUE, Vancouver, BC V5Y 1W8 | Gas Permit | Residential | Renovation | Draft | Residential - replace condensing boiler. install gas range. | NULL
GP-2023-01389 | 2023-04-28 | 4619 W 13TH AVENUE, Vancouver, BC V6R 2V6 | Gas Permit | Residential | Renovation | Completed | Residential - Re&re Tankless water heater | Milani Plumbing Heating & Air Conditioning Ltd
EP-2023-03968 | 2023-05-05 | 4637 W 13TH AVENUE, Vancouver, BC V6R 2V6 | Electrical Permit | Residential | New | Issued | Temporary Power - Residential - To provide temporary power. | Maple Leaf Electrical Ltd
PP-2023-02599 | 2023-07-21 | 4637 W 13TH AVENUE, Vancouver, BC V6R 2V6 | Plumbing Permit | Residential | New | Issued | Residential - 1FD - Two Sump No Pump | Canadian Excavating Ltd
MP-2024-00042 | 2024-01-10 | 4637 W 13TH AVENUE, Vancouver, BC V6R 2V6 | Mechanical Permit | NULL | NULL | Issued | NULL | Mann Plumbing and Heating (2019) Ltd
PP-2023-04288 | 2023-12-11 | 4637 W 13TH AVENUE, Vancouver, BC V6R 2V6 | Plumbing Permit | Residential | New | Issued | Residential - 1FD - New single family plumbing >DB: To construct a 2 storey + cellar single detached house with a detached accessory building (garage), at the rear providing 3 parking spaces, having vehicular access from the lane. 1. No Strata Titling permitted 2. Mechanical unit proposed – Exterior component located in rear yard, Interior component located in second floor closet 3. Bar sink located in cellar recreation room ***This permit is issued under the VBBL 2019, with updated energy requirements as per bylaw # 12997 effective Jan 01, 2022.*** | Mann Plumbing and Heating (2019) Ltd
EP-2023-10271 | 2023-12-18 | 4640 W 13TH AVENUE, Vancouver, BC V6R 2V7 | Electrical Permit | Residential | Addition | Issued | Installation / Repair - Residential - To provide and install an 30 amp EV Charger circuit and small sub panel as the main panel has run out of breaker space. | 0704121 BC Ltd
GP-2022-00192 | 2022-01-24 | 1950 W 14TH AVENUE, Vancouver, BC V6J 2K2 | Gas Permit | Residential | Addition | Completed | Residential - Gas fireplace installation >Amend: June 9th, 2023 -correct address should be: 1950 W 14th Ave (infill) | Vaglio Fireplace LTD
PP-2024-00227 | 2024-01-30 | 2949 W 15TH AVENUE, Vancouver, BC V6K 3A2 | Plumbing Permit | Residential | Renovation - Dwelling Unit(s) only | Issued | Residential - 1FD+SS - Replacing an existing sewer line outside the existing building to the City service at property line and installing storm sump. | NULL
EP-2024-00663 | 2024-02-01 | 2949 W 15TH AVENUE, Vancouver, BC V6K 3A2 | Electrical Permit | Residential | Renovation | Issued | Installation / Repair - Residential - ¦ 1FD + 1SS- 200A SERVICE UPGRADE ¦ RENO ¦ Legal basement and renovation for the house -New legal basement wiring and service change from 100 to 200amp location also change for the service >BP: Exterior and interior alterations to provide improvements and change the use to a Single Detached House with Secondary Suite building on the site. Add washer /dryer on main floor Add ensuite bathroom to main floor master bedroom Scope of work: new doors and walls, electrical, and plumbing. Headroom: May be reduced to 1950 mm over 80% of the suite area and all egress routes. The minimum clear height under the remaining suite floor area shall be not less than 1 850 mm, except public corridors and exits which shall be not less than 2 000 mm ---- Note to applicant: The services of a structural engineer may be required, based upon site inspection by the District Building Inspector. A Sprinkler permit may be required, as determined by the District Building Inspector. Energy checklist is currently no longer required with your Building Permit (BP) application. Some supporting documents are still required at BP stage, specifically Envelope and HVAC, if applicable. Service Water Heating and Lighting supporting documents, if applicable, must be submitted with your related Trades permits (e.g. electrical and plumbing | MSD Electrical Ltd.
PP-2024-00163 | 2024-01-24 | 2949 W 15TH AVENUE, Vancouver, BC V6K 3A2 | Plumbing Permit | Residential | Renovation | Issued | Residential - 1FD+SS - #1 & #2 - Plumbing >DB: Exterior and interior alterations to provide improvements and change the use to a Single Detached House with Secondary Suite building on the site. Add washer /dryer on main floor Add ensuite bathroom to main floor master bedroom Scope of work: new doors and walls, electrical, and plumbing. | Lucky Plumbing Heating Ltd
GP-2023-04200 | 2024-01-02 | 4333 W 13TH AVENUE, Vancouver, BC V6R 2V1 | Gas Permit | Residential | New | Issued | Residential - 1 Furnace replace existing equipment with a new Ameristar furnace | MCKIM MECHANICAL
GP-2022-02033 | 2022-07-08 | 4342 W 13TH AVENUE, Vancouver, BC V6R 2T9 | Gas Permit | Residential | Renovation | Completed | Residential - boiler re&re | Ashton Service Group/Ashton Mechanical Ltd.
EP-2022-08245 | 2022-09-29 | 4489 W 10TH AVENUE, Vancouver, BC V6R 2H8 | Electrical Permit | Commercial | Addition | Completed | Installation / Repair - Commercial - T8 Re-lamp, Re-ballast, replace fluorescent potlight into LED downlight with CSA approve product. | Atlantic Electric Ltd
EP-2022-00812 | 2022-02-04 | 4502 W 10TH AVENUE, Vancouver, BC V6R 2J1 | Electrical Permit | Commercial | Addition | Completed | Installation / Repair - Commercial - replace new electronic ballast through out the bank. | Atlantic Electric Ltd
EP-2022-01309 | NULL | 4520 W 10TH AVENUE, Vancouver, BC V6R 2J1 | Electrical Permit | Commercial | Tenant Improvement | Withdrawn | Installation / Repair - Commercial - >BP-2021-01504 - #110 - 4520 W 10th Av- scope of work: Unit #110 Including the Letter of Operation stamped "Received" by this Department on June 11, 2020, to change the operator to George Chen (Registered Pharmacist) and reduce the unit size of this Small-Scale Pharmacy in this existing commercial building, for a limited period of time expiring on Sept 29, 2021 unless extended in writing by the Director of Planning. install new pendent lights and recessed lights circuits in the pharmacy unit with control, new lighting circuit for the public space with control, new exit and emergence lighting units for pharmacy unit and public space, install new receptacles circuits pharmacy unit and public space; install new fire alarm system and device for the building; install new electrical vehicle charger for the building; | Guy Line Electric Ltd
EP-2022-01311 | 2022-03-21 | 4520 W 10TH AVENUE, Vancouver, BC V6R 2J1 | Electrical Permit | Commercial | Tenant Improvement | Completed | Installation / Repair - Commercial - Install hospital grade receptacles circuit in the patient care area, new general receptacles circuit in other area; install new LED panel lighting and circuits in the unit, install new lighting control, exit and emergency lighting units >BP: To perform interior alterations and to change the use of a portion of the small-scale pharmacy to a Health Care Office in this existing commercial building. | Guy Line Electric Ltd
EP-2022-01310 | 2022-03-21 | 4520 W 10TH AVENUE, Vancouver, BC V6R 2J1 | Electrical Permit | Commercial | Tenant Improvement | Completed | Installation / Repair - Commercial - Electrical scope of work: install new LED panels, recessed lights with new lighting circuits and control, new exit emergency lighting units, new general receptacles circuits for the office. >BP: Unit #120 To perform interior alterations and to change the use of a portion of the small-scale pharmacy to a Beauty and Wellness Centre in this existing commercial building. >BP- | Guy Line Electric Ltd
EP-2022-00769 | 2022-05-25 | 4520 W 10TH AVENUE, Vancouver, BC V6R 2J1 | Electrical Permit | Commercial | Tenant Improvement | Completed | Installation / Repair - Commercial - Electrical scope of work: For the unit 110, it’s a pharmacy retail. Installed new lighting fixtures and circuits, new lighting controls. Install new exit emergency lighting units. Install new counter receptacles and counter receptacles circuits. For the public area, install new recessed lights, new lighting and general receptacles circuits, install new exit emergency lighting units. >For the AC unit, it will be new installation; >For the fire alarm system, please see the list below: - install a new fire alarm control panel; - new smoke detector, heat detector for the new tenant spaces; - 5 new pull stations; - new sprinkler monitor module; - 4 fire speaker. - total extra cost for the project is $3000 included material and labor For the EVSE and load calculation, please check the attached drawing provided by electrical engineer; For the signage, it's existing , but we will provide the signature power Junction box under the new timer control for the future signage contractor, the sign permit is not under this application >BP: Building Permit for DP-2020-00212 Unit #110 Including the Letter of Operation stamped "Received" by this Department on June 11, 2020, to change the operator to George Chen (Registered Pharmacist) and reduce the unit size of this Small-Scale Pharmacy in this existing commercial building, for a limited period of time expiring on Sept 29, 2021 unless extended in writing by the Director of Planning. | Guy Line Electric Ltd
EP-2022-00145 | 2022-01-12 | 4520 W 10TH AVENUE, Vancouver, BC V6R 2J1 | Electrical Permit | Commercial | Renovation | Completed | Installation / Repair - Commercial - DATA, Alarm -complete security alarm installation > BP: Building Permit for DP-2020-00372 Unit #120 To perform interior alterations and to change the use of a portion of the small-scale pharmacy to a Beauty and Wellness Centre in this existing commercial building. | AIGO TECHNOLOGY INC
EP-2022-00146 | 2022-01-12 | 4520 W 10TH AVENUE, Vancouver, BC V6R 2J1 | Electrical Permit | Commercial | Renovation | Completed | Installation / Repair - Commercial - Alarm DATA -complete security alarm >BP: Building Permit for DP-2020-00373 Unit #130 To perform interior alterations and to change the use of a portion of the small-scale pharmacy to a Health Care Office in this existing commercial building. | AIGO TECHNOLOGY INC
PP-2022-00022 | 2022-01-05 | 4520 W 10TH AVENUE, Vancouver, BC V6R 2J1 | Plumbing Permit | Commercial | Renovation | Completed | Commercial - Rough in and finish of 2 new bathrooms and 5 hand wash sinks To perform interior alterations and to change the use of a portion of the small-scale pharmacy to a Health Care Office in this existing commercial building. >Amend: July 5, 2023 -This permit has only 8 fixtures now. Unit # 130. 2 WC/ 2WB/4 Sinks The other fixtures will be added to unit #110 and # 120 (PP-2023-02372 and PP-2023-02373) | SKYREACH PLUMBING & HEATING LTD
EP-2022-00072 | 2022-01-11 | 4520 W 10TH AVENUE, Vancouver, BC V6R 2J1 | Electrical Permit | Commercial | Renovation | Completed | Installation / Repair - Commercial - Alarm system, TV net camera 1. this permit is only for unit 110, 2. project value change from $5000 to $1700 only with no camera >BP: Building Permit for DP-2020-00212 Unit #110 Including the Letter of Operation stamped "Received" by this Department on June 11, 2020, to change the operator to George Chen (Registered Pharmacist) and reduce the unit size of this Small-Scale Pharmacy in this existing commercial building, for a limited period of time expiring on Sept 29, 2021 unless extended in writing by the Director of Planning. | AIGO TECHNOLOGY INC
SP-2021-01639 | 2022-04-25 | 4520 W 10TH AVENUE, Vancouver, BC V6R 2J1 | Sprinkler Permit | Commercial | New | Completed | Commercial - Sprinkler Permit for BP-2021-01504 and DP-2020-00212 Unit #110 plus common areas For all sprinkler work to the 2019 VBBL; NFPA 13, 2013 to allow for the installation of a new sprinkler system in this existing building to allow for change the operator to George Chen (Registered Pharmacist) and reduce the unit size of this Small-Scale Pharmacy in this existing commercial building, for a limited period of time expiring on Sept 29, 2021 unless extended in writing by the Director of Planning. This application does not include any of the following: • Warehouse storage arrangements, or mobile compact storage arrangements. • Flexible sprinkler pipe. • Information Technology Equipment Rooms (e.g. IT Rooms, LAN Rooms, etc.). • Alternative Solutions. Related Permits 1. SP-2021-01639 / BP-2021-01504 / DP-2020-00212 Unit #110 (including common areas) - 4520 W 10TH AVE 2. SP-2021-01700 / BP-2021-01506 / DP-2020-00373 Unit #130 - 4520 W 10TH AVE 3. SP-2021-01701 / BP-2021-01505 / DP-2020-00372 Unit #120 - 4520 W 10TH AVE Notes. 1. Sprinkler Engineer of Record Xiangyang Tan, P.Eng. of XT Engineering Lt. T: 778 706 5858 E: tan@xtengineering.com 2. One set of approved drawings and permit to be available for viewing at the jobsite. 3. *** Work involves the installation of a new sprinkler system in this existing building. There are three development permits, building permits and sprinkler permits associated with this address. Per discussions with the CBO's office the work associated with SP-2021-01639, SP-2021-01700 and SP-2021-01701 MUST all be completed in full prior to issuance of the Occupancy Permits for any of the related building permits.*** *** Incoming water line to be 4" Type L copper per the accepted drawings. No substitution without revised drawings and hydraulic calculations being submitted to the City.*** | Yu Fire Protection Inc.
SP-2021-01700 | 2022-04-25 | 4520 W 10TH AVENUE, Vancouver, BC V6R 2J1 | Sprinkler Permit | Commercial | New | Completed | Commercial - Sprinkler Permit for BP-2021-01506 and DP-2020-00373 Unit #130 For all sprinkler work to the 2019 VBBL; NFPA 13, 2013 to allow for the installation of a new sprinkler system in this existing building to allow for interior alterations and to change the use of a portion of the small-scale pharmacy to a Health Care Office in this existing commercial building. This application does not include any of the following: • Warehouse storage arrangements, or mobile compact storage arrangements. • Flexible sprinkler pipe. • Information Technology Equipment Rooms (e.g. IT Rooms, LAN Rooms, etc.). • Alternative Solutions. Related Permits 1. SP-2021-01639 / BP2021-01504 / DP-2020-00212 Unit #110 (including common areas) - 4520 W 10TH AVE 2. SP-2021-01700 / BP-2021-01506 / DP-2020-00373 Unit #130 - 4520 W 10TH AVE 3. SP-2021-01701 / BP-2021-01505 / DP-2020-00372 Unit #120 - 4520 W 10TH AVE Notes. 1. Sprinkler Engineer of Record Xiangyang Tan, P.Eng. of XT Engineering Lt. T: 778 706 5858 E: tan@xtengineering.com 2. One set of approved drawings and permit to be available for viewing at the jobsite. 3. *** Work involves the installation of a new sprinkler system in this existing building. There are three development permits, building permits and sprinkler permits associated with this address. Per discussions with the CBO's office the work associated with SP-2021-01639, SP-2021-01700 and SP-2021-01701 MUST all be completed in full prior to issuance of the Occupancy Permits for any of the related building permits.*** 4. See related permit SP-2021-01639 for terms, conditions, accepted documents and correspondence. *** Incoming water line to be 4" Type L copper per the accepted drawings. No substitution without revised drawings and hydraulic calculations being submitted to the City.*** | Yu Fire Protection Inc.
SP-2021-01701 | 2022-04-25 | 4520 W 10TH AVENUE, Vancouver, BC V6R 2J1 | Sprinkler Permit | Commercial | New | Completed | Commercial - Sprinkler Permit for BP-2021-01505 and DP-2020-00372 Unit #120 For all sprinkler work to the 2019 VBBL; NFPA 13, 2013 to allow for the installation of a new sprinkler system in this existing building to allow for interior alterations and to change the use of a portion of the small-scale pharmacy to a Beauty and Wellness Centre in this existing commercial building. This application does not include any of the following: • Warehouse storage arrangements, or mobile compact storage arrangements. • Flexible sprinkler pipe. • Information Technology Equipment Rooms (e.g. IT Rooms, LAN Rooms, etc.). • Alternative Solutions. Related Permits 1. SP-2021-01639 / BP2021-01504 / DP-2020-00212 Unit #110 (including common areas) - 4520 W 10TH AVE 2. SP-2021-01700 / BP-2021-01506 / DP-2020-00373 Unit #130 - 4520 W 10TH AVE 3. SP-2021-01701 / BP-2021-01505 / DP-2020-00372 Unit #120 - 4520 W 10TH AVE Notes. 1. Sprinkler Engineer of Record Xiangyang Tan, P.Eng. of XT Engineering Lt. T: 778 706 5858 E: tan@xtengineering.com 2. One set of approved drawings and permit to be available for viewing at the jobsite. 3. *** Work involves the installation of a new sprinkler system in this existing building. There are three development permits, building permits and sprinkler permits associated with this address. Per discussions with the CBO's office the work associated with SP-2021-01639, SP-2021-01700 and SP-2021-01701 MUST all be completed in full prior to issuance of the Occupancy Permits for any of the related building permits.*** 4. See related permit SP-2021-01639 for terms, conditions, accepted documents and correspondence. *** Incoming water line to be 4" Type L copper per the accepted drawings. No substitution without revised drawings and hydraulic calculations being submitted to the City.*** | Yu Fire Protection Inc.
EP-2022-03459 | 2022-04-29 | 4520 W 10TH AVENUE, Vancouver, BC V6R 2J1 | Electrical Permit | Commercial | Renovation | Completed | Installation / Repair - Commercial - building electrical service upgrades to 200A, 120/208V, 3P Over head Service. Install new main fusible disconnect switch, new 4-space meter stack, and house panel for the building. | Guy Line Electric Ltd
PP-2023-02373 | 2023-07-06 | 4520 W 10TH AVENUE, Vancouver, BC V6R 2J1 | Plumbing Permit | Commercial | New | Completed | Commercial - Rough in and finish one sink in new Pharmacy . >BP: Building Permit for DP-2020-00212 Unit #110 Including the Letter of Operation stamped "Received" by this Department on June 11, 2020, to change the operator to George Chen (Registered Pharmacist) and reduce the unit size of this Small-Scale Pharmacy in this existing commercial building, for a limited period of time expiring on Sept 29, 2021 unless extended in writing by the Director of Planning. | SKYREACH PLUMBING & HEATING LTD
PP-2023-02372 | 2023-07-06 | 4520 W 10TH AVENUE, Vancouver, BC V6R 2J1 | Plumbing Permit | Commercial | New | Completed | Commercial - Rough in and finish 4 sinks in a new Beauty Salon . >BP: Building Permit for DP-2020-00372 Unit #120 To perform interior alterations and to change the use of a portion of the small-scale pharmacy to a Beauty and Wellness Centre in this existing commercial building. | SKYREACH PLUMBING & HEATING LTD
EP-2023-07640 | 2023-08-29 | 3145 W 11TH AVENUE, Vancouver, BC V6K 2M8 | Electrical Permit | Residential | Renovation | Completed | Installation / Repair - Residential - to repair due to Fire damage; replace exiting panel, breakers and lighting in the garage >BP: Exterior and interior alterations to repair fire damage to a 2 car accessory building (garage) at this single detached house site. | Novawest Electrical Services Ltd
GP-2022-03170 | 2022-10-15 | 3156 W 11TH AVENUE, Vancouver, BC V6K 2M7 | Gas Permit | Residential | Tenant Improvement | Completed | Residential - replace hot water tank | Campbell Care Plumbing, Heating & Air Ltd.
GP-2023-04170 | 2023-12-22 | 3165 W 11TH AVENUE, Vancouver, BC V6K 2M8 | Gas Permit | Residential | Renovation | Issued | Residential - To replace 1 hot water tank in the same location. | Paolo's Plumbing & Heating Ltd
MP-2023-02055 | 2023-11-20 | 3834 W 13TH AVENUE, Vancouver, BC V6R 2S8 | Mechanical Permit | NULL | NULL | Issued | NULL | Simplex Mechanical Ltd
GP-2023-03812 | 2023-12-04 | 3834 W 13TH AVENUE, Vancouver, BC V6R 2S8 | Gas Permit | Residential | Renovation | Issued | Residential - Installation of 2 gas fireplaces - venting and hook up only >BP: Interior and exterior alterations to this existing single Detached House Scope of work includes: 1) Replace the flooring throughout the house. 2) Kitchen renovation and new washroom layout on the main floor 3) Remove 2 existing Windows and install a new window in the bathroom on the main floor 4) New ensuite and Walk-in-closet layout on the upper floor 5) Re & Re upper floor washrooms 6) Removal the existing wood fireplace and replace it with a gas fireplace. | Urban Fireplaces Ltd
EP-2023-10766 | 2023-11-30 | 3834 W 13TH AVENUE, Vancouver, BC V6R 2S8 | Electrical Permit | Residential | Renovation | Issued | Installation / Repair - Residential - Extra low voltage tv data telphone alarm systesms -rough wiring and complete alarm system >BP: Interior and exterior alterations to this existing single Detached House Scope of work includes: 1) Replace the flooring throughout the house. 2) Kitchen renovation and new washroom layout on the main floor 3) Remove 2 existing Windows and install a new window in the bathroom on the main floor 4) New ensuite and Walk-in-closet layout on the upper floor 5) Re & Re upper floor washrooms 6) Removal the existing wood fireplace and replace it with a gas fireplace. Ok for Field Review as per Manuel Meier. Letter of assurance provided by: Schedule B (Structural): Jason Bal, P.Eng, 604-657-8809 | Orbit Home Automation Ltd
GP-2023-03570 | 2023-11-17 | 3834 W 13TH AVENUE, Vancouver, BC V6R 2S8 | Gas Permit | Residential | Renovation | Issued | Residential - Piping installation for two fireplaces. >BP: Interior and exterior alterations to this existing single Detached House Scope of work includes: 1) Replace the flooring throughout the house. 2) Kitchen renovation and new washroom layout on the main floor 3) Remove 2 existing Windows and install a new window in the bathroom on the main floor 4) New ensuite and Walk-in-closet layout on the upper floor 5) Re & Re upper floor washrooms 6) Removal the existing wood fireplace and replace it with a gas fireplace. | Ultra Mechanical Ltd
PP-2023-03714 | 2023-10-23 | 3834 W 13TH AVENUE, Vancouver, BC V6R 2S8 | Plumbing Permit | Residential | Renovation | Issued | Residential - Plumbing renovation new fixtures and waterlines. >BP: 3834 W 13th Avenue Interior and exterior alterations to this existing single Detached House Scope of work includes: 1) Replace the flooring throughout the house. 2) Kitchen renovation and new washroom layout on the main floor 3) Remove 2 existing Windows and install a new window in the bathroom on the main floor 4) New ensuite and Walk-in-closet layout on the upper floor 5) Re & Re upper floor washrooms 6) Removal the existing wood fireplace and replace it with a gas fireplace. | SEAHAWKS PLUMBING AND HEATING LTD
EP-2023-09661 | 2023-11-28 | 3834 W 13TH AVENUE, Vancouver, BC V6R 2S8 | Electrical Permit | Residential | Renovation | Issued | Installation / Repair - Residential - Renovations to existing house Service up grade from 100amp to 200 amp Whole House wiring and finishing . >BP: Interior and exterior alterations to this existing single Detached House Scope of work includes: 1) Replace the flooring throughout the house. 2) Kitchen renovation and new washroom layout on the main floor 3) Remove 2 existing Windows and install a new window in the bathroom on the main floor 4) New ensuite and Walk-in-closet layout on the upper floor 5) Re & Re upper floor washrooms 6) Removal the existing wood fireplace and replace it with a gas fireplace. | Icon Electric Co Ltd
EP-2022-06521 | 2022-08-04 | 4303 W 12TH AVENUE, Vancouver, BC V6R 2P9 | Electrical Permit | Residential | Addition | Completed | Installation / Repair - Residential - Tesla wall connector installation (customer provided) -Install 3/4” EMT conduit from the panel in the garage to the desired location of the charger on the same wall, but near the rear of the garage. -Install #6 RW90 Conductors in the EMT conduit -Install Siemens 2pole 60 amp breaker in the main panel in the garage | TDR Electric Inc
PP-2023-03926 | 2023-11-07 | 4333 W 12TH AVENUE, Vancouver, BC V6R 2P9 | Plumbing Permit | Residential | New | Issued | Residential - Sumps | Knight Demolition & Excavation Ltd
EP-2023-08350 | 2023-09-15 | 4333 W 12TH AVENUE, Vancouver, BC V6R 2P9 | Electrical Permit | Residential | New | Issued | Temporary Power - Residential - To provide temporary power. | OPTIMUM ELECTRICAL LTD
EP-2023-10706 | 2023-12-07 | 4333 W 12TH AVENUE, Vancouver, BC V6R 2P9 | Electrical Permit | Residential | New | Issued | Installation / Repair - Residential - ¦ 1FD: 125A ¦ Rough wiring, finishing and service of new house Main Service : 200 amps LWH : 125 amps Main House 125 amps *An approved mechanical permit is required for the installation of air conditioning or heat pump unit before a final electrical inspection will be performed >BP: To construct a 2 storey with basement single detached house with an open surface parking in rear, having vehicular access from the lane. *This Building Permit will remain in a suspended status until the associated (green) Demolition Permit BP-2023-00297 is completed. The entire building to be sprinklered to NFPA 13D. NOTE: To achieve the required FSR a floor space exclusion of 2% has been applied to this application as per section 10.15.1 of the district schedule, to accommodate improved building performance. 1. Covenant registered at the Land Title Office under CB515848 2. No strata titling permitted 3. External mechanical unit proposed in rear yard 4. Bar sink located in basement 5. Schedule B Alan Prahalad P.Eng (604-831-1431) Structural 6. Schedule B Thanh Van Le P.Eng (604-421-3288) Geotechnical 7. Schedule B Ryan Pavey P.Eng. (604-605-0606) Fire Supression System 7. BC Housing ET Development Group Inc. Note: This is a 2 storey building pursuant to the Zoning and Development By-Law ******THIS PERMIT HAS BEEN ISSUED UNDER THE REQUIREMENTS OF VBBL 2019****** This permit is issued under the VBBL 2019, with updated energy requirements as per bylaw # 12997 effective Jan 01, 2022. All rooms adjacent to West exposing building face shall be sprinklered. Combustible projections or roof soffits on an exposing building face shall not project to less than .45m from the property line and shall be in compliance with VBBL 2019 9.10.15.5.(9) | OPTIMUM ELECTRICAL LTD
PP-2023-04358 | 2023-12-18 | 4333 W 12TH AVENUE, Vancouver, BC V6R 2P9 | Plumbing Permit | Residential | New | Issued | Residential - New plumbing >BP: To construct a 2 storey with basement single detached house with an open surface parking in rear, having vehicular access from the lane. The entire building to be sprinklered to NFPA 13D. NOTE: To achieve the required FSR a floor space exclusion of 2% has been applied to this application as per section 10.15.1 of the district schedule, to accommodate improved building performance. 1. Covenant registered at the Land Title Office under CB515848 2. No strata titling permitted 3. External mechanical unit proposed in rear yard 4. Bar sink located in basement 5. Schedule B Alan Prahalad P.Eng (604-831-1431) Structural 6. Schedule B Thanh Van Le P.Eng (604-421-3288) Geotechnical 7. Schedule B Ryan Pavey P.Eng. (604-605-0606) Fire Supression System 7. BC Housing ET Development Group Inc. | High End Plumbing & Heating Ltd
EP-2022-02246 | 2022-04-05 | 2946 W 12TH AVENUE, Vancouver, BC V6K 2R3 | Electrical Permit | Residential | Renovation | Completed | Installation / Repair - Residential - Supply power to a new Heat Pump being installed at the back of the house. - Heat Pump Bulletin attached - Plumber to apply for gas permit separate | Precision Electrical Installations Ltd
EP-2024-00067 | 2024-01-09 | 2970 W 12TH AVENUE, Vancouver, BC V6K 2R3 | Electrical Permit | Residential | Tenant Improvement | Issued | Installation / Repair - Residential - 200 amp service upgrade and installation for heat pump | Moore And Russell Heating And Air Conditioning Ltd
GP-2023-00925 | 2023-03-15 | 1150 W 12TH AVENUE, Vancouver, BC V6H 1L6 | Gas Permit | Residential | Tenant Improvement | Completed | Residential - Replace old viessman boiler with anew Navien Boiler | Superstar Plumbing Heating & Sprinkler Supplies Ltd
GP-2023-00944 | 2023-03-16 | 1150 W 12TH AVENUE, Vancouver, BC V6H 1L6 | Gas Permit | Residential | Renovation | Completed | Residential - Replace an old Viessmann boiler with a new Navien Combi Boiler. | Superstar Plumbing Heating & Sprinkler Supplies Ltd
EP-2022-05849 | 2022-08-17 | 2355 W 13TH AVENUE, Vancouver, BC V6K 2S5 | Electrical Permit | Residential | Renovation | Completed | Installation / Repair - Residential - Service Upgrade from 100a to 200a chair lift for stairs heat pump EV charging outlet -The new panel is being surface mounted in the existing garage, cable ran to the house to the existing panel location. Old panel being replaced with a new panel as well. Bonding is existing and/or able to be done without any significant cutting of drywall if any. We do not anticipate any framing needing to be done either.... Note: A mechanical permit is required. | Pro-tec Electrical Services Ltd
EP-2023-00417 | 2023-01-18 | 2355 W 13TH AVENUE, Vancouver, BC V6K 2S5 | Electrical Permit | Residential | Renovation | Completed | Installation / Repair - Residential - Relocate wiring to accommodate beams to be installed for elevator lift. >BP: Interior alterations to install a wheelchair accessible thru-floor medical lift in this existing One Family Dwelling. Sch B (Struct): Joselito Manrique, #29652, 604-518-2983, J.Manrique Consultants Ltd. | Wespac Electrical Contractor Ltd
GP-2023-02727 | 2023-09-18 | 2355 W 13TH AVENUE, Vancouver, BC V6K 2S5 | Gas Permit | Residential | Tenant Improvement | Completed | Residential - Replacing Atmospheric boiler with Navien NCB 240 tankless unit. | Pioneer Plumbing & Heating Inc
EP-2022-04380 | 2022-05-27 | 2385 W 13TH AVENUE, Vancouver, BC V6K 2S5 | Electrical Permit | Residential | Addition | Issued | Installation / Repair - Residential - Adding car charger (level 2, 15360W) plug in garage by panel | Bisco Electrical Contracting Ltd.
EP-2023-04300 | 2023-05-23 | 354 W 14TH AVENUE, Vancouver, BC V5Y 1X4 | Electrical Permit | Residential | Addition | Completed | Installation / Repair - Residential - Installation of security system | ADT Security Services Canada Inc
SP-2023-02106 | 2023-11-17 | 455 W 14TH AVENUE, Vancouver, BC V5Y 1X5 | Sprinkler Permit | Residential | Renovation | Completed | Residential - NEW SPRINKLER INSTALL BY LAYOUT CHANGED >BP: Interior alterations to change the use of Single Detached House to Single Detached House with Secondary Suite. | Spectrum Fire Protection Ltd
EP-2023-10651 | 2023-12-11 | 455 W 14TH AVENUE, Vancouver, BC V5Y 1X5 | Electrical Permit | Residential | Renovation | Completed | Installation / Repair - Residential - The owner applied a legal suite for a single house's basement. We performed safety check, add smoke alarm, correct the defects which previse inspector's check list as per IA-2023-00166. Load calculation attached. -CF-2023-006841 -IA-2023-00166 >BP: Interior alterations to change the use of Single Detached House to Single Detached House with Secondary Suite. Ok for Field Review per J. Zhang, Oct 18th, 2023 1) No strata-titling will be permitted. 2) An annual Vancouver Business License must be obtained prior to the rental of this approved one-family dwelling and/or secondary suite on this site. 3) Install interconnected, hardwired, 120 volt smoke alarms with battery back-up and silencing feature, in each sleeping unit and within 5m outside each sleeping areas on each storey as per Building Bylaw 9.10.19.3 4) Install Carbon Monoxide Alarm as per Building By-Law 9.32.4.2 Upgrade work under Part 11 (based on value of work – energuide related Part 11.2.1.4.) 5) Ceiling height to be a min. 6ft 6" over 80% of the suite area and all exit routes 6) Dedicated 3'-0" wide firefighting access path with overhead clearance of 2m to be maintained at all times 7) All unsafe guards and handrails to be upgraded to the satisfaction of the Chief Building Official. | Aidea Solutions Ltd
GP-2022-02689 | 2022-09-08 | 470 W 14TH AVENUE, Vancouver, BC | Gas Permit | Residential | Addition | Completed | Residential - re and re gas range | Christopher Sterling
GP-2022-03526 | 2022-11-10 | 485 W 14TH AVENUE, Vancouver, BC V5Y 1X5 | Gas Permit | Commercial | Tenant Improvement | Issued | Commercial - Re and re of 1 gas dryer | Spears Sales & Service Ltd
EP-2022-04356 | 2022-05-26 | 4639 W 10TH AVENUE, Vancouver, BC V6R 2J3 | Electrical Permit | Residential | Renovation | Completed | Installation / Repair - Residential - Unit #602 Run 2 x 20 Amps circuits to the kitchen for countertop receptacles. Run a dedicated circuit for dishwasher. Recess stove receptacle in the wall . Rewire bathroom and add a GFCI receptacle. Replace all the light fixtures, switches and receptacles in the unit. NOTE: there will be no alterations to the walls | ACTIVE ELECTRIC LTD.
EP-2024-00010 | 2024-01-10 | 4665 W 10TH AVENUE, Vancouver, BC V6R 2J4 | Electrical Permit | Commercial | Tenant Improvement | Issued | Installation / Repair - Commercial - Removal of the existing three-wire system for the purpose of Bulletin 2018-004-BU/EL. Installation of a new fire alarm system with interconnection of a gateway that interfaces wireless devices. The new fire alarm system will consist of the wireless devices and components listed below: • NFS-320C Fire Alarm Control Panel, integrate with Annunciator control module ACM-24AT and Remote annunciator LCD2-80E. Listed to Standard ULC-S527 (Listed File No S635) • 2x FWH-200FIX135(A) SWIFT Wireless Heat Detectors & B210W Bases. Listed to Standard ULC-S530 (Listed File No S747) • 13x NBG-12WL(A) SWIFT Wireless Pullstations. Listed to Standard ULC-S528 (Listed File No S692) • 13x WAV-WL SWIFT Wireless AV Bases and wall-mount horns. Listed to Standard ULC-S525 (Listed File No S4011) • SWIFT Wireless Gateway. Listed to Standard ULC-S527 (Listed File No S635) • SWIFT Wireless Synchronization Module. Listed to Standard ULC-S527 (Listed File No S3705) Programming & verification included. Notes: ***Installation and Verification of Fire Alarm System*** Fire alarm system shall be installed in conformance with CAN/ULC-S524. Fire alarm system shall be verified in conformance with CAN/ULC-S537. In addition, ULC-S524-14 defines SHORT-RANGE RADIO FREQUENCY DEVICE, the wireless devices shall be verified in accordance with Section 26 of the CAN/ULC-S537-2019 (Verification Procedure for Short-Range Radio Frequency (Wireless) Devices). | Action Electric Ltd
EP-2022-10290 | 2022-12-08 | 4688 W 10TH AVENUE, Vancouver, BC V6R 2J5 | Electrical Permit | Commercial | Renovation | Completed | Installation / Repair - Commercial - Changing of Fire Alarm devices only to replace defective ones not working as intended after replacement. | Nightingale Electric Ltd
GP-2022-02380 | 2022-08-12 | 25 W 11TH AVENUE, Vancouver, BC V5Y 1S6 | Gas Permit | Residential | Renovation - Dwelling Unit(s) only | Completed | Residential - replace furnace | Pioneer Plumbing & Heating Inc
GP-2022-02154 | 2022-07-22 | 42 W 11TH AVENUE, Vancouver, BC V5Y 1S5 | Gas Permit | Residential | Renovation | Completed | Residential - RE N RE - Removal and replacement of hot water tank | Pioneer Plumbing & Heating Inc
EP-2023-10539 | 2023-12-06 | 52 W 11TH AVENUE, Vancouver, BC V5Y 1S5 | Electrical Permit | Residential | Renovation | Completed | Installation / Repair - Residential - Two new outdoor plugs, move living room plug. swap over two lights fixtures. Run new circuit for future dishwasher -No structural works being performed. The wiring will be through the basement which is open with no drywall in the ceiling. Just adding 3 new outdoor receptacles and a new home run for the dishwasher and bathroom plug. | Nash Pengilly
PP-2024-00027 | 2024-01-04 | 3176 W 11TH AVENUE, Vancouver, BC V6K 2M7 | Plumbing Permit | Residential | New | Issued | Residential - Installation of outside sump >BP: To construct a 2 storey one-family dwelling with a secondary suite located in the Basement with a detached accessory building (garage) and an open parking pad at the rear providing 3 parking spaces total, having vehicular access from the lane. | Quality Draintile Ltd
EP-2023-08130 | 2023-09-08 | 3176 W 11TH AVENUE, Vancouver, BC V6K 2M7 | Electrical Permit | Residential | New | Issued | Temporary Power - Residential - To provide temporary power. NOTE: Work authorized by this permit is for placement of a temporary power pole only and does not authorize any site construction and/or excavation. A separate Building Permit will be required prior to commencement of any other work on this site. | Norsemen Electric Company Incorporated
GP-2024-00054 | NULL | 3216 W 11TH AVENUE, Vancouver, BC V6K 2N1 | Gas Permit | Residential | Tenant Improvement | Submitted | Residential - Install Navien Tankless Water Heater | 0704121 BC Ltd
EP-2024-00188 | 2024-01-09 | 3216 W 11TH AVENUE, Vancouver, BC V6K 2N1 | Electrical Permit | Residential | Addition | Issued | Installation / Repair - Residential - add 15 amp 120V receptacle off existing circuit. | 0704121 BC Ltd
GP-2022-04089 | 2022-12-21 | 3229 W 11TH AVENUE, Vancouver, BC V6K 2M9 | Gas Permit | Residential | Renovation - Dwelling Unit(s) only | Completed | Residential - gas Furnace installation | ROMA Heating Ltd
GP-2022-04087 | 2022-12-21 | 3229 W 11TH AVENUE, Vancouver, BC V6K 2M9 | Gas Permit | Residential | Renovation | Completed | Residential - one family dwelling Jan 4/23-AMEND installation of a hot water tank | ROMA Heating Ltd
EP-2022-06987 | 2022-08-19 | 3266 W 11TH AVENUE, Vancouver, BC V6K 2N1 | Electrical Permit | Residential | Renovation | Completed | Installation / Repair - Residential - Adding five 15amps/120V Outlets, four lights, a welder outlet and one 20amp/240v outlet in new garage. >BP: To construct a detached 23' x 23' accessory building (two-car garage) at the rear of this one-family dwelling with a secondary suite, having vehicular access from the rear. >>>>Amend: Aug. 30th -please add 2-20amp POWER FOR E.V.CAR CHARGER, installation of the subpanel in garage, wiring of low voltage wires for three cameras. Please see attached load calculation as well. Amend: Nov 10, 2022 see attached new load calculation. EV Charger has been deleted. | Global Energy Electric Ltd
GP-2024-00019 | 2024-01-03 | 3286 W 11TH AVENUE, Vancouver, BC V6K 2N1 | Gas Permit | Residential | Renovation | Issued | Residential - a gas furnace replaced | Vanheat Services Ltd
EP-2022-04520 | 2022-06-02 | 3305 W 11TH AVENUE, Vancouver, BC V6R 2J7 | Electrical Permit | Residential | Renovation | Completed | Installation / Repair - Residential - Upgrade new service on to new a Laneway house on property. MAIN HOUSE 125A LANEWAY 125A MAIN SERVICE 200A | Kooner Electrical Ltd
EP-2022-00838 | 2023-03-14 | 3315 W 11TH AVENUE, Vancouver, BC V6R 2J7 | Electrical Permit | Residential | Tenant Improvement | Completed | Installation / Repair - Residential - Electrical installation of AC *An approved mechanical permit is required for the installation of air conditioning/ heat Pump before an electrical inspection will be performed **TO CONTINUE WORK STARTED by other (re: EP-2022-00838) | Moore And Russell Heating And Air Conditioning Ltd
GP-2023-02809 | 2023-09-26 | 3315 W 11TH AVENUE, Vancouver, BC V6R 2J7 | Gas Permit | Residential | Renovation | Issued | Residential - REMOVE 1 GAS LOG SET AND INSTALL 1 GAS INSERT | The LM Fireplace Warehouse Ltd.
GP-2022-02189 | 2022-07-26 | 3315 W 11TH AVENUE, Vancouver, BC V6R 2J7 | Gas Permit | Residential | Tenant Improvement | Completed | Residential - Re Re Furnace & Tankless | Moore & Russell Heating Ltd
MP-2023-00413 | 2023-03-17 | 3315 W 11TH AVENUE, Vancouver, BC V6R 2J7 | Mechanical Permit | NULL | NULL | Completed | NULL | Moore And Russell Heating And Air Conditioning Ltd
EP-2023-05603 | 2023-06-23 | 3325 W 11TH AVENUE, Vancouver, BC V6R 2J7 | Electrical Permit | Residential | Addition | Completed | Installation / Repair - Residential - Wiring for a new garage being on the rear of the property. Upgrade the electrical service from 100 to 200 amps. The new service will be installed on the new garage and trench will be dug to the existing panel on the main house. >BP: To construct a detached two-car garage on the rear of this existing Single Detached House. | Solas Electric Ltd
PP-2023-03328 | 2023-09-19 | 3325 W 11TH AVENUE, Vancouver, BC V6R 2J7 | Plumbing Permit | Residential | New | Completed | Residential - Hose bibs installed in a garage >BP: 3325 W 11th Ave To construct a detached two-car garage on the rear of this existing Single Detached House. | Division Mechanical Ltd
GP-2023-01416 | NULL | 3335 W 11TH AVENUE, Vancouver, BC V6R 2J7 | Gas Permit | Residential | Renovation | Withdrawn | Residential - Installed furnace with a heat pump | Airstream Heating & Air Conditioning Inc
MP-2023-00762 | 2023-05-02 | 3335 W 11TH AVENUE, Vancouver, BC V6R 2J7 | Mechanical Permit | NULL | NULL | Completed | NULL | Airstream Heating & Air Conditioning Inc
PP-2023-01189 | 2023-04-05 | 3335 W 11TH AVENUE, Vancouver, BC V6R 2J7 | Plumbing Permit | Residential | Renovation | Completed | Residential - Install 3/4" backflow prevention device for irrigation >DB: interior/exterior alterations to this existing one family dwelling including change of use to one family dwelling with secondary suite scope of work: adding ac unit/heat pump relocate kitchen and renovate interior wall removals first floor window changes bedroom alteration and add bathroom second floor add suite to basement | M&M Industries Ltd
GP-2023-01404 | 2023-05-02 | 3335 W 11TH AVENUE, Vancouver, BC V6R 2J7 | Gas Permit | Residential | New | Completed | Residential - Wolf 48" Gas Range >BP: interior/exterior alterations to this existing one family dwelling including change of use to one family dwelling with secondary suite | Han Appliances & Refrigeration Ltd
PP-2022-02357 | 2022-07-06 | 3335 W 11TH AVENUE, Vancouver, BC V6R 2J7 | Plumbing Permit | Residential | Renovation | Completed | Residential - Full Gut renovation >interior/exterior alterations to this existing one family dwelling including change of use to one family dwelling with secondary suite scope of work: adding ac unit/heat pump relocate kitchen and renovate interior wall removals first floor window changes bedroom alteration and add bathroom second floor add suite to basement | HOMEGROWN MECHANICAL LTD
GP-2022-02895 | 2022-09-28 | 3335 W 11TH AVENUE, Vancouver, BC V6R 2J7 | Gas Permit | Residential | Renovation | Completed | Residential - 1FD+SS - #1 & #2 - Full house renovation >DB: interior/exterior alterations to this existing one family dwelling including change of use to one family dwelling with secondary suite scope of work: adding ac unit/heat pump relocate kitchen and renovate interior wall removals first floor window changes bedroom alteration and add bathroom second floor add suite to basement | HOMEGROWN MECHANICAL LTD
EP-2022-05054 | 2022-06-20 | 3335 W 11TH AVENUE, Vancouver, BC V6R 2J7 | Electrical Permit | Residential | Renovation | Completed | Installation / Repair - Residential - Service upgrade, 400 amp dual meter base, legal basement suite with separate meter. Complete gut & rewire of 3 story home. Shaw, telus & security pre-wire, garage sub panel & EV pre wire. Heat pump/AC unit wiring. >BP: interior/exterior alterations to this existing one family dwelling including change of use to one family dwelling with secondary suite scope of work: relocate kitchen and renovate interior wall removals first floor window changes bedroom alteration and add bathroom second floor add suite to basement Amend: Feb 17, 2023 Change from 400 amp to 200 amp dual meter base overhead service | JRGreene Electric Ltd
GP-2022-00319 | 2022-02-03 | 3345 W 11TH AVENUE, Vancouver, BC V6R 2J7 | Gas Permit | Residential | New | Completed | Residential - gas work will be done ** Amend 02/03/2022** Work to be done on the west unit 3347 W 11th ** Amend 02/09/2022** adding more appliance 2nd address 3347 west 11Avenue gas fixuers One boiler btu 100000 two range btu 60000 One barbque 200000 only pipping one fire place 400000 only pipping One fire pit 200000 one dryer 600000 only pipping | B S & Sons Gas, Heating And Plumbing Ltd
EP-2023-00024 | 2023-01-26 | 1255 W 12TH AVENUE, Vancouver, BC V6H 1L9 | Electrical Permit | Residential | Renovation | Completed | Installation / Repair - Residential - Demo existing 400A service wiring and disconnect. Supply and install new 400A service and disconnect. 2 Electrical panels fused at 100A but has 60A meter bases. Replace 2 - 60A meterbases with 100A rated meterbases. | Hot Electric Inc.
GP-2023-03761 | 2023-11-28 | 4196 W 14TH AVENUE, Vancouver, BC V6R 2X5 | Gas Permit | Residential | Renovation - Dwelling Unit(s) only | Completed | Residential - Installing gas furnace | Reid Brothers Plumbing & Heating Ltd
GP-2022-00786 | 2022-03-11 | 246 W 13TH AVENUE, Vancouver, BC V5Y 1V9 | Gas Permit | Residential | Renovation | Completed | Residential - Hot Water Tank Replacement | Hillcrest Plumbing & Heating (1991) Ltd
GP-2023-01276 | 2023-04-20 | 246 W 13TH AVENUE, Vancouver, BC V5Y 1V9 | Gas Permit | Residential | Renovation | Completed | Residential - Cap off gas line to stove decommissioning stove >BP: Interior alterations to provide improvements to this single detached house building on this site. Work to add a structural beam and footings. | Anastase Vlassopoulos DBA Taso Services
EP-2023-00935 | 2023-02-03 | 246 W 13TH AVENUE, Vancouver, BC V5Y 1V9 | Electrical Permit | Residential | Renovation | Completed | Installation / Repair - Residential - electrical renovation in kitchen rewiring in the kitchen including DW, fridge, microwave, hood fan, counter plugs, cook top, oven, pot lights, switches and upgrade panel and service from 100 Amp to 200 Amp >BP: Interior alterations to provide improvements to this single detached house building on this site. Work to add a structural beam and footings. OK for Field Review per W. Wong November 8, 2022 Letters of assurance submitted: Sch B (Struct): Scott Ash-Anderson, P.Eng., 604.228.0518 | Pacific Total Electric Ltd
GP-2022-00741 | 2022-03-08 | 292 W 13TH AVENUE, Vancouver, BC V5Y 1V9 | Gas Permit | Residential | Renovation - Dwelling Unit(s) only | Completed | Residential - Installing Boiler | Reid Brothers Plumbing & Heating Ltd
GP-2022-02217 | 2022-07-28 | 2515 W 13TH AVENUE, Vancouver, BC V6K 2S9 | Gas Permit | Residential | Tenant Improvement | Completed | Residential - install water heater | Gandy Installations Ltd
GP-2022-01535 | 2022-05-20 | 2535 W 13TH AVENUE, Vancouver, BC V6K 2S9 | Gas Permit | Residential | Addition | Completed | Residential - Addition to a gas line located in the backyard for an outdoor firepit. | BRAYTON PLUMBING LTD
GP-2022-00882 | 2022-03-21 | 2842 W 14TH AVENUE, Vancouver, BC V6K 2X4 | Gas Permit | Residential | Renovation | Completed | Residential - Re&RE Hot Water Tank BTU: 40,000 | Milani Plumbing Heating & Air Conditioning Ltd
GP-2022-03355 | 2022-10-28 | 2938 W 14TH AVENUE, Vancouver, BC V6K 2X6 | Gas Permit | Residential | Renovation | Completed | Residential - Hot Water Tank Replacement | Hillcrest Plumbing & Heating (1991) Ltd
PP-2022-03759 | 2022-10-20 | 2945 W 14TH AVENUE, Vancouver, BC V6K 2X5 | Plumbing Permit | Residential | New | Completed | Residential - Supply & Install drainage, venting & water piping to the following fixtures >BP: To construct a 2 storey + basement one-family dwelling ($845,600) with 2 parking spaces at the read, having vehicular access from the lane. Note: This Building Permit will remain in a suspended status until the associated (green) Demolition Permit BP-2021-04660 is completed. Note: Parking for the site has been provided under DB-2021-04663 (Laneway House) Note: This is a 2 storey building pursuant to the Zoning and Development By-Law 1- No Bar/Sink proposed 2- A/C unit proposed in rear yard & basement 3- Schedule B: Yongkang Deng P.Eng (604.505.6816) Structural & Geotechnical 4-HPO: Residential Builder - Eyco Building Group Ltd ******THIS PERMIT HAS BEEN ISSUED UNDER THE REQUIREMENTS OF VBBL #12511 (2019)****** | McKellar Plumbing & Heating Ltd
GP-2023-00041 | 2023-01-06 | 2945 W 14TH AVENUE, Vancouver, BC V6K 2X5 | Gas Permit | Residential | New | Completed | Residential - Supply & Install gas piping to the following fixtures boiler, bbq box, range, fireplace | McKellar Plumbing & Heating Ltd
NULL | NULL | 2945 W 14TH AVENUE, Vancouver, BC V6K 2X5 | Mechanical Permit | NULL | NULL | Draft | NULL | McKellar Plumbing & Heating Ltd
MP-2022-00657 | 2022-12-07 | 2945 W 14TH AVENUE, Vancouver, BC V6K 2X5 | Mechanical Permit | NULL | NULL | Completed | NULL | McKellar Plumbing & Heating Ltd
EP-2022-09893 | 2022-11-24 | 2945 W 14TH AVENUE, Vancouver, BC V6K 2X5 | Electrical Permit | Residential | New | Completed | Installation / Repair - Residential - New single family dwelling with NO suite in the basement. Laneway house to be built on the property. New 200A service will be located on the LWH with 125A coming to the home & laneway. Wiring to all appliances, lighting and fixtures. >BP: To construct a 2 storey + basement one-family dwelling ($845,600) with 2 parking spaces at the read, having vehicular access from the lane. Note: This Building Permit will remain in a suspended status until the associated (green) Demolition Permit BP-2021-04660 is completed. Note: Parking for the site has been provided under DB-2021-04663 (Laneway House) Note: This is a 2 storey building pursuant to the Zoning and Development By-Law 1- No Bar/Sink proposed 2- A/C unit proposed in rear yard & basement 3- Schedule B: Yongkang Deng P.Eng (604.505.6816) Structural & Geotechnical 4-HPO: Residential Builder - Eyco Building Group Ltd ******THIS PERMIT HAS BEEN ISSUED UNDER THE REQUIREMENTS OF VBBL #12511 (2019)****** | F & S Electrical Ltd
PP-2022-02299 | 2022-07-27 | 2945 W 14TH AVENUE, Vancouver, BC V6K 2X5 | Plumbing Permit | Residential | New | Completed | Residential - Sump | Octiscapes Site Services Ltd
GP-2023-00355 | 2023-01-31 | 2945 W 14TH AVENUE, Vancouver, BC V6K 2X5 | Gas Permit | Residential | New | Completed | Residential - Installation of 1 gas fireplace - venting and hook up only >BP: To construct a 2 storey + basement one-family dwelling ($845,600) with 2 parking spaces at the read, having vehicular access from the lane. | Urban Fireplaces Ltd
NULL | NULL | 2945 W 14TH AVENUE, Vancouver, BC V6K 2X5 | Gas Permit | Residential | Renovation | Draft | Residential - Installation of cool wall kit - venting | Urban Fireplaces Ltd
SP-2023-00461 | 2023-03-16 | 2945 W 14TH AVENUE, Vancouver, BC V6K 2X5 | Sprinkler Permit | Residential | New | Completed | Residential - Sprinkler system for SFD >BP: To construct a 2 storey + basement one-family dwelling with 2 parking spaces at the read, having vehicular access from the lane. Note: Parking for the site has been provided under DB-2021-04663 (Laneway House) Note: This is a 2 storey building pursuant to the Zoning and Development By-Law 1- No Bar/Sink proposed 2- A/C unit proposed in rear yard & basement 3- Schedule B: Yongkang Deng P.Eng (604.505.6816) Structural & Geotechnical 4-HPO: Residential Builder - Eyco Building Group Ltd | Allright Sprinklers Ltd
EP-2023-02185 | 2023-03-15 | 2945 W 14TH AVENUE, Vancouver, BC V6K 2X5 | Electrical Permit | Residential | New | Issued | Installation / Repair - Residential - Low voltage wiring for cable, data and speakers >BP: To construct a 2 storey + basement one-family dwelling ($845,600) with 2 parking spaces at the read, having vehicular access from the lane. Note: This Building Permit will remain in a suspended status until the associated (green) Demolition Permit BP-2021-04660 is completed. Note: Parking for the site has been provided under DB-2021-04663 (Laneway House) Note: This is a 2 storey building pursuant to the Zoning and Development By-Law 1- No Bar/Sink proposed 2- A/C unit proposed in rear yard & basement 3- Schedule B: Yongkang Deng P.Eng (604.505.6816) Structural & Geotechnical 4-HPO: Residential Builder - Eyco Building Group Ltd ******THIS PERMIT HAS BEEN ISSUED UNDER THE REQUIREMENTS OF VBBL #12511 (2019)****** | Premier Audio & Home Integration Inc
EP-2022-04516 | 2022-05-30 | 2945 W 14TH AVENUE, Vancouver, BC V6K 2X5 | Electrical Permit | Residential | New | Expired | Temporary Power - Residential - To provide temporary power. | F & S Electrical Ltd
SP-2022-00335 | 2022-03-09 | 2144 W 13TH AVENUE, Vancouver, BC V6K 2S1 | Sprinkler Permit | Residential | Renovation | Issued | Residential - To adjust sprinkler for new ceiling height - 2 total moved *****This application does not include any of the following: 1. Not more than 20 sprinklers (add, relocate, or remove), 2. hydraulic calculations, 3. change in occupancy and /or hazard classification, 4. warehouse storage arrangements, 5. mobile compact storage arrangements, 6. alternative solutions, 7. changes to the sprinkler system supply piping (e.g. valves, mains, cross-mains, branch-lines, etc.), or 8. flexible sprinkler pipe. | Fire Busters Inc
GP-2022-01101 | 2022-04-07 | 2144 W 13TH AVENUE, Vancouver, BC V6K 2S1 | Gas Permit | Residential | Renovation | Completed | Residential - Re&Re Furnace BTU: 70.000 | Milani Plumbing Heating & Air Conditioning Ltd
GP-2022-02310 | 2022-08-05 | 3440 W 10TH AVENUE, Vancouver, BC V6R 2E8 | Gas Permit | Residential | Renovation | Completed | Residential - Replace hot water tank | Gregori Plumbing, Heating & Air Conditioning Ltd
GP-2023-02683 | 2023-09-12 | 3456 W 10TH AVENUE, Vancouver, BC V6R 2E8 | Gas Permit | Residential | Renovation | Completed | Residential - RE&RE furnace | Milani Plumbing Heating & Air Conditioning Ltd
GP-2023-03926 | 2023-12-07 | 3479 W 10TH AVENUE, Vancouver, BC V6R 2E7 | Gas Permit | Residential | Renovation | Completed | Residential - Re/Re Boiler | Lambert Plumbing & Heating
EP-2023-05850 | 2023-06-30 | 3479 W 10TH AVENUE, Vancouver, BC V6R 2E7 | Electrical Permit | Residential | Renovation | Cancelled | Installation / Repair - Residential - Repurpose existing EV Charging power in garage to hardwire new Rivian EV charger. | TCA Industries Ltd
NULL | NULL | 3525 W 10TH AVENUE, Vancouver, BC V6R 2E9 | Electrical Permit | Residential | Addition | Draft | Installation / Repair - Residential - Main house 100 A service connection and disconnect. | NULL
EP-2023-04024 | 2023-05-18 | 3525 W 10TH AVENUE, Vancouver, BC V6R 2E9 | Electrical Permit | Residential | Addition | Issued | Installation / Repair - Residential - Disconnect and reconnect the acwu cable in the main house. The main house 100 a services no change, just disconnected and reconnected, the grounding will disconnected ,bonding only,and grounding in the duplex meter, | Ying Shi dba York Electrical Services
SP-2022-00876 | 2022-06-02 | 3525 W 10TH AVENUE, Vancouver, BC V6R 2E9 | Sprinkler Permit | Residential | Renovation - Dwelling Unit(s) only | Completed | Residential - existing home renovation and new sprinkler system will be installed Exterior and interior alterations to provide improvements and change of use from a one family dwelling to a one family dwelling with secondary suite. Scope of work: Additional windows on east and west elevations, building to be sprinklered, deconstruct and construct interior wall, move interior staircase, construct additional kitchen andl bathroom. | Yu Fire Protection Inc.
PP-2022-01761 | 2022-05-26 | 3525 W 10TH AVENUE, Vancouver, BC V6R 2E9 | Plumbing Permit | Residential | Renovation | Completed | Residential - add one washer, kitchen sink on basement, one bath group on main floor. >BP: Exterior and interior alterations to provide improvements and change of use from a one family dwelling to a one family dwelling with secondary suite. Scope of work: Additional windows on east and west elevations, building to be sprinklered, deconstruct and construct interior wall, move interior staircase, construct additional kitchen andl bathroom. Note: house to be sprinklered to NFPA 13D. Sprinkler permit is required OK for field review as per Rosa Astorino - November 29, 2021 REUP submitted by Tao Xue, Great Vancouver Home Inspection Servcies Ltd. - Pre Assessment only - no upgrades required Structural/Geotech Structural B submitted by Yongken Deng - 604.505.6816 Note: - No strata titling is permitted. - This is a two-storey building pursuant to the Zoning and Development By-law. - An annual Vancouver Business License must be obtained prior to the rental of this approved one-family dwelling and/or secondary suite on this site. - Install interconnected, hardwired, 120 volt smoke alarms with battery back-up and silencing feature, in each sleeping unit and within 5 m outside each sleeping area on each storey as per Building By-law 9.1019. - Install carbon monoxide alarm as per Building By-la 9.32.4.2. & Bulletin 2007-007-BU/EL. - Upgrade work under Part 11 (based on value of work - energuide related 11.2.1.1.4). | LIWANG PLUMBING & HEATING LTD
NULL | NULL | 3525 W 10TH AVENUE, Vancouver, BC V6R 2E9 | Electrical Permit | Residential | Renovation - Dwelling Unit(s) only | Draft | Installation / Repair - Residential - Kitchen and bathroom electrical wiring and finishing,wiring and install necessary s/m&co | NULL
EP-2022-04201 | 2022-05-25 | 3525 W 10TH AVENUE, Vancouver, BC V6R 2E9 | Electrical Permit | Residential | Addition | Completed | Installation / Repair - Residential - Wiring and finishing a bath and a kitchen.wiring and install necessary sm/co comb -Supply and install a subpanel for relocating kitchen outlets,which should be bonding. (CF-2019-004460) >BP: Exterior and interior alterations to provide improvements and change of use from a one family dwelling to a one family dwelling with secondary suite. Scope of work: Additional windows on east and west elevations, building to be sprinklered, deconstruct and construct interior wall, move interior staircase, construct additional kitchen andl bathroom. Note: house to be sprinklered to NFPA 13D. Sprinkler permit is required OK for field review as per Rosa Astorino - November 29, 2021 REUP submitted by Tao Xue, Great Vancouver Home Inspection Servcies Ltd. - Pre Assessment only - no upgrades required Structural/Geotech Structural B submitted by Yongken Deng - 604.505.6816 Note: - No strata titling is permitted. - This is a two-storey building pursuant to the Zoning and Development By-law. - An annual Vancouver Business License must be obtained prior to the rental of this approved one-family dwelling and/or secondary suite on this site. - Install interconnected, hardwired, 120 volt smoke alarms with battery back-up and silencing feature, in each sleeping unit and within 5 m outside each sleeping area on each storey as per Building By-law 9.1019. - Install carbon monoxide alarm as per Building By-la 9.32.4.2. & Bulletin 2007-007-BU/EL. - Upgrade work under Part 11 (based on value of work - energuide related 11.2.1.1.4). | Ying Shi dba York Electrical Services
GP-2022-00209 | 2022-01-24 | 4502 W 11TH AVENUE, Vancouver, BC V6R 2M4 | Gas Permit | Residential | Renovation - Dwelling Unit(s) only | Completed | Residential - FURNACE REPLACEMENT | CoStar Home Energy Ltd
EP-2022-10519 | 2022-12-14 | 4509 W 11TH AVENUE, Vancouver, BC V6R 2M5 | Electrical Permit | Commercial | Addition | Completed | Installation / Repair - Commercial - Add Sub panel in mechanical room. Remove the mechanical equipment from the breakers in main panel and wire them from the new sub panel. Wire new pump in mechanical room. | TZ Electric Ltd
GP-2023-03558 | 2023-11-16 | 4510 W 11TH AVENUE, Vancouver, BC V6R 2M4 | Gas Permit | Residential | Renovation | Completed | Residential - 1 Fireplace install gas fireplace and install 25ft gas line from mechanical room, through the clean out, and into the fireplace location | The LM Fireplace Warehouse Ltd.
GP-2022-03116 | 2022-10-12 | 225 W 12TH AVENUE, Vancouver, BC V5Y 1T9 | Gas Permit | Residential | Renovation | Completed | Residential - Re & re for gas hot water tank | Milani Plumbing Heating & Air Conditioning Ltd
PP-2023-03473 | 2023-10-03 | 2619 W 13TH AVENUE, Vancouver, BC V6K 2T3 | Plumbing Permit | Residential | Renovation | Issued | Residential - moving toilet and lav location. Add an ice maker box. >BP: nterior alterations to renovate the main floor kitchen and bathroom, including interior wall alterations and to update the upper floor bathroom in this existing Single Detached House on this site. Scope of work includes validating the previously unfinished basement. | Boiler Boys Heating and Plumbing Inc
EP-2023-08774 | 2023-10-16 | 2619 W 13TH AVENUE, Vancouver, BC V6K 2T3 | Electrical Permit | Residential | Renovation | Completed | Installation / Repair - Residential - ¦ 1FD- RENO ¦ Renovation to kitchen, dining room, and bathroom >BP: Interior alterations to renovate the main floor kitchen and bathroom, including interior wall alterations and to update the upper floor bathroom in this existing Single Detached House on this site. Scope of work includes validating the previously unfinished basement. Notes: - DBI to determine on site if Structural Schedule B is required. - This building is not sprinklered. - REUP Submitted by Christopher Dawe, 778-939-4388. Scope of work to include energy upgrade in accordance with Article 11.2.1.4 of the 2019 Vancouver Building By-law and as per the Energy Efficiency Upgrade Details noted in the Energuide Report. *Selected upgrades: replacing gas stove with electric and replacing two exterior doors achieving USI < 1.64 W/m2K. | Calder Electric
GP-2022-00352 | 2022-02-04 | 3905 W 13TH AVENUE, Vancouver, BC V6R 2T1 | Gas Permit | Residential | Tenant Improvement | Completed | Residential - replace gas fireplace | Campbell Care Plumbing, Heating & Air Ltd.
EP-2022-00329 | 2022-01-17 | 3915 W 13TH AVENUE, Vancouver, BC V6R 2T1 | Electrical Permit | Residential | New | Expired | Temporary Power - Residential - To provide temporary power. | O J ELECTRIC LTD
PP-2022-04073 | 2022-11-14 | 3915 W 13TH AVENUE, Vancouver, BC V6R 2T1 | Plumbing Permit | Residential | New | Issued | Residential - entire house being repiped. drainage and waterlines >DB: To construct a 2 storey + cellar one-family dwelling with a detached accessory building (garage), at the rear providing 2 parking spaces, having vehicular access from the lane. Note: This is a 2 storey building pursuant to the Zoning and Development By-Law 1- No Bar/Sink proposed 2- A/C unit proposed on Upper floor | BPH Mechanical Systems Ltd.
PP-2022-02614 | 2022-07-27 | 3915 W 13TH AVENUE, Vancouver, BC V6R 2T1 | Plumbing Permit | Residential | New | Issued | Residential - Sump NOTE: Engineering Assurance letter will be submitted to the Plumbing Inspector on the site. Letter shall conform to the requirements of Vancouver Bulletin 2000-008-EL/PL. **Amend 01/10/2023 ** add one outside sump with pump | J & R Excavation & Demolition Ltd.
EP-2023-03847 | 2023-05-03 | 3915 W 13TH AVENUE, Vancouver, BC V6R 2T1 | Electrical Permit | Residential | New | Issued | Installation / Repair - Residential - Low Voltage, Tel, data, cable, cctv camera, security system, rough-in for shades, lutron lighting, speakers. >BP: (***PART 5 Design***) To construct a 2 storey + cellar one-family dwelling ($922,985) with a detached accessory building (garage), at the rear providing 2 parking spaces, having vehicular access from the lane. Note: This is a 2 storey building pursuant to the Zoning and Development By-Law 1- No Bar/Sink proposed 2- A/C unit proposed on Upper floor 3- Schedule A: Jonathan Katz P.Eng (604.224.6890) 4- Schedule B: Jonathan Katz P.Eng (604.224.6890) Architectural 5- Schedule B: Gunther Yip P.Eng (604.513.4190) Geotechnical 6- Schedule B: Clinton Yiu P.Eng (604.255.7670) Structural 7- Schedule D: Julio Reynel-Gracia P.Eng (778.998.0709) 8-HPO: Residential Builder - Trasolini Dagg Construction Corp ******THIS PERMIT HAS BEEN ISSUED UNDER THE REQUIREMENTS OF VBBL #12511 (2019)****** | Torrent Technologies Ltd
MP-2023-00872 | 2023-05-18 | 3915 W 13TH AVENUE, Vancouver, BC V6R 2T1 | Mechanical Permit | NULL | NULL | Issued | NULL | BPH Mechanical Systems Ltd.
SP-2023-00988 | 2023-06-05 | 3915 W 13TH AVENUE, Vancouver, BC V6R 2T1 | Sprinkler Permit | Residential | New | Issued | Residential - 1FD - new sprinkler system >DB: To construct a 2 storey + cellar one-family dwelling with a detached accessory building (garage), at the rear providing 2 parking spaces, having vehicular access from the lane. Note: This is a 2 storey building pursuant to the Zoning and Development By-Law 1- No Bar/Sink proposed 2- A/C unit proposed on Upper floor | Alco Fire Protection Ltd
GP-2023-01384 | 2023-05-01 | 3915 W 13TH AVENUE, Vancouver, BC V6R 2T1 | Gas Permit | Residential | New | Issued | Residential - Piping only to fireplaces. >BP: To construct a 2 storey + cellar one-family dwelling with a detached accessory building (garage), at the rear providing 2 parking spaces, having vehicular access from the lane. Note: This is a 2 storey building pursuant to the Zoning and Development By-Law 1- No Bar/Sink proposed 2- A/C unit proposed on Upper floor 3- Schedule A: Jonathan Katz P.Eng (604.224.6890) 4- Schedule B: Jonathan Katz P.Eng (604.224.6890) Architectural 5- Schedule B: Gunther Yip P.Eng (604.513.4190) Geotechnical 6- Schedule B: Clinton Yiu P.Eng (604.255.7670) Structural 7- Schedule D: Julio Reynel-Gracia P.Eng (778.998.0709) 8-HPO: Residential Builder - Trasolini Dagg Construction Corp | A & J GAS SERVICES LTD
GP-2023-01180 | 2023-04-11 | 3915 W 13TH AVENUE, Vancouver, BC V6R 2T1 | Gas Permit | Residential | New | Issued | Residential - 2 gas fire places - venting and hook up only. >BP: To construct a 2 storey + cellar one-family dwelling | Urban Fireplaces Ltd
EP-2023-01528 | 2023-02-24 | 3915 W 13TH AVENUE, Vancouver, BC V6R 2T1 | Electrical Permit | Residential | New | Issued | Installation / Repair - Residential - New house wiring and new 200 amps service >BP: (***PART 5 Design***) To construct a 2 storey + cellar one-family dwelling ($922,985) with a detached accessory building (garage), at the rear providing 2 parking spaces, having vehicular access from the lane. Note: This is a 2 storey building pursuant to the Zoning and Development By-Law 1- No Bar/Sink proposed 2- A/C unit proposed on Upper floor 3- Schedule A: Jonathan Katz P.Eng (604.224.6890) 4- Schedule B: Jonathan Katz P.Eng (604.224.6890) Architectural 5- Schedule B: Gunther Yip P.Eng (604.513.4190) Geotechnical 6- Schedule B: Clinton Yiu P.Eng (604.255.7670) Structural 7- Schedule D: Julio Reynel-Gracia P.Eng (778.998.0709) 8-HPO: Residential Builder - Trasolini Dagg Construction Corp ******THIS PERMIT HAS BEEN ISSUED UNDER THE REQUIREMENTS OF VBBL #12511 (2019)****** | O J ELECTRIC LTD
EP-2023-06346 | 2023-08-01 | 3919 W 13TH AVENUE, Vancouver, BC V6R 2T1 | Electrical Permit | Residential | Addition | Completed | Installation / Repair - Residential - Addition of Wallbox 40A charger with EVMS. Charging location in detached garage. We also installed a new panel in the garage to feed the EV charger. | Black & McDonald Limited
PP-2022-02761 | 2022-08-12 | 3921 W 13TH AVENUE, Vancouver, BC V6R 2T1 | Plumbing Permit | Residential | Renovation | Completed | Residential - sewer replacement - We are installing a separated storm and sanitary sewer with sump (60M of piping) and would likely be a part of the sewer replacement program | Milani Plumbing Heating & Air Conditioning Ltd
NULL | NULL | 3960 W 13TH AVENUE, Vancouver, BC V6R 2T2 | Plumbing Permit | Residential | Renovation | Draft | Residential - ffkjbnjkdfn | Red Seal Drainage & Plumbing Inc
GP-2022-03626 | 2022-11-18 | 4027 W 13TH AVENUE, Vancouver, BC V6R 2T3 | Gas Permit | Residential | Renovation | Completed | Residential - Re&re Boiler | Milani Plumbing Heating & Air Conditioning Ltd
GP-2022-03624 | 2022-11-18 | 4027 W 13TH AVENUE, Vancouver, BC V6R 2T3 | Gas Permit | Residential | Renovation | Cancelled | Residential - Re&re boiler | Milani Plumbing Heating & Air Conditioning Ltd
PP-2023-00278 | 2023-01-26 | 4049 W 13TH AVENUE, Vancouver, BC V6R 2T3 | Plumbing Permit | Residential | New | Completed | Residential - irrigation >BP: To construct a 2 storey + cellar one-family with a detached accessory building (garage) , at the rear providing 3 parking spaces having vehicular access from the lane. | Lucky Five Eight Plumbing & Heating Ltd
GP-2022-04107 | 2022-12-22 | 4263 W 14TH AVENUE, Vancouver, BC V6R 2X7 | Gas Permit | Residential | Tenant Improvement | Completed | Residential - Install boiler | Gandy Installations Ltd
GP-2023-02210 | 2023-07-25 | 4268 W 14TH AVENUE, Vancouver, BC V6R 2X8 | Gas Permit | Residential | Tenant Improvement | Completed | Residential - replacing boiler | Coleman Heating Inc
GP-2023-03696 | 2023-11-23 | 4269 W 14TH AVENUE, Vancouver, BC V6R 2X7 | Gas Permit | Residential | New | Issued | Residential - Gas fireplace installation | 496302 BC Ltd
NULL | NULL | 144 W 11TH AVENUE, Vancouver, BC V5Y 1S7 | Plumbing Permit | Residential | New | Draft | Residential - Installation of backflow device for irrigation | JDC LANDSCAPE LTD.
PP-2023-02383 | 2023-07-06 | 144 W 11TH AVENUE, Vancouver, BC V5Y 1S7 | Plumbing Permit | Residential | Addition | Completed | Residential - Lawn Sprinkler Cross Connection | JDC LANDSCAPE LTD.
GP-2022-03576 | 2022-11-15 | 174 W 11TH AVENUE, Vancouver, BC V5Y 1S7 | Gas Permit | Residential | Renovation - Dwelling Unit(s) only | Completed | Residential - furnace replacement | Eco Pro Heating & Cooling Ltd
EP-2023-08967 | 2023-10-23 | 174 W 11TH AVENUE, Vancouver, BC V5Y 1S7 | Electrical Permit | Residential | Renovation | Issued | Installation / Repair - Residential - replace overhead service and electrical panel -Over head service will be new and possibly relocation *Emergency repair >Permit Amendment Jan 04, 2024 -Work Description: Amended ¦ -"Please amend Permit to state for Temporary Power only as the restoration company needs power to start their repairs" | Novawest Electrical Services Ltd
EP-2022-04640 | 2022-06-03 | 214 W 11TH AVENUE, Vancouver, BC V5Y 1S9 | Electrical Permit | Residential | Addition | Expired | Temporary Power - Residential - To provide temporary power. | Tadco Electric Ltd
PP-2022-04064 | 2022-11-10 | 214 W 11TH AVENUE, Vancouver, BC V5Y 1S9 | Plumbing Permit | Residential | Renovation | Completed | Residential - MCD - plumbing >BP: The interior and exterior alterations of an existing building containing one dwelling unit to convert to a 3-storey plus basement multiple conversion dwelling (MCD) containing 2 dwelling units. Building Review Branch Notes: 1. This permit has been reviewed under the requirements of VBBL 2019 2. Entire building to be sprinklered to NFPA 13R | Lucky Plumbing Heating Ltd
MP-2022-00732 | 2022-12-18 | 214 W 11TH AVENUE, Vancouver, BC V5Y 1S9 | Mechanical Permit | NULL | NULL | Completed | NULL | Lucky Plumbing Heating Ltd
EP-2023-00455 | 2023-03-15 | 214 W 11TH AVENUE, Vancouver, BC V5Y 1S9 | Electrical Permit | Residential | New | Completed | Installation / Repair - Residential - Wiring for multiple conversion dwelling (MCD) containing 2 dwelling units. >BP: Building Permit for DP-2021-00525 The interior and exterior alterations of an existing building containing one dwelling unit to convert to a 3-storey plus basement multiple conversion dwelling (MCD) containing 2 dwelling units ($728,470.59). Schedule A, Eric Man, P.Eng. Schedule B, Structural, Eric Man, P.Eng. Schedule B, Geotechnical, Paullus K.F.Young, P.Eng. submitted for this project. REV:1 1. UNIT B: a. Powder room – vanity and W/C has been flipped, pocket entry door & removal of door to laundry closet. 2. UNIT A: a. New hatch door for access to crawl space under rear porch. b. Window height change in stair well c. Removed linen closet in bathroom located in rec room area. d. Reduced front entry door width, added additional sidelight. e. Window in W.I.C of master bedroom has been reduced in height. f. Sliding doors to rear porch revised. g. Removed window in mud room, flipped door swing, removed pocket door. h. Revised width of porch shown on main floor to match basement floor. i. Location of storage door relocated at main floor bathroom. j. Removed one of two skylights located at loft area. k. Removed wall and door for upper floor laundry room. l. Changed upper floor shared bathroom entry door. m. Removed skylight in master ensuite. n. Removed secondary wall under sloping roof in loft area. o. Added air handler unit and relocated HRV unit to loft area p. A/C condenser unit located on master balcony. 3. Unit C a. Added HRV unit above closet in Bedroom #3 b. Added air handler unit above closet in Bedroom #2 c. A/C condenser unit located at outdoor patio. d. Added an electrical closet to the east exterior main building wall. | Tadco Electric Ltd
SP-2022-01331 | 2022-08-18 | 214 W 11TH AVENUE, Vancouver, BC V5Y 1S9 | Sprinkler Permit | Residential | New | Completed | Residential - 2FD - NORTH - 214 W 11TH AV SOUTH - 212 W 11TH AV Install new fire sprinkler system >BP: The interior and exterior alterations of an existing building containing one dwelling unit to convert to a 3-storey plus basement multiple conversion dwelling (MCD) containing 2 dwelling units. 1. This permit has been reviewed under the requirements of VBBL 2019 2. Entire building to be sprinklered to NFPA 13R | CENTRE LINE FIRE SPRINKLERS LTD
PP-2022-02963 | 2022-08-24 | 214 W 11TH AVENUE, Vancouver, BC V5Y 1S9 | Plumbing Permit | Residential | New | Completed | Residential - MCD - Sump installation | Kingsman Excavating Ltd.
GP-2023-00602 | 2023-02-21 | 214 W 11TH AVENUE, Vancouver, BC V5Y 1S9 | Gas Permit | Residential | New | Completed | Residential - Complete 2 boilers, 2 ranges , 1 bbq and piping only for 1 fireplace. > BL: The interior and exterior alterations of an existing building containing one dwelling unit to convert to a 3-storey plus basement multiple conversion dwelling (MCD) containing 2 dwelling units ($728,470.59). | Deep Gas Fitting Ltd.
EP-2023-02984 | 2023-04-05 | 214 W 11TH AVENUE, Vancouver, BC V5Y 1S9 | Electrical Permit | Residential | Addition | Completed | Installation / Repair - Residential - Low Voltage, Alarm, CCTVV, Tel, Data, Cable, Audio >BP: The interior and exterior alterations of an existing building containing one dwelling unit to convert to a 3-storey plus basement multiple conversion dwelling (MCD) containing 2 dwelling units ($728,470.59). REV:1 1. UNIT B: a. Powder room – vanity and W/C has been flipped, pocket entry door & removal of door to laundry closet. 2. UNIT A: a. New hatch door for access to crawl space under rear porch. b. Window height change in stair well c. Removed linen closet in bathroom located in rec room area. d. Reduced front entry door width, added additional sidelight. e. Window in W.I.C of master bedroom has been reduced in height. f. Sliding doors to rear porch revised. g. Removed window in mud room, flipped door swing, removed pocket door. h. Revised width of porch shown on main floor to match basement floor. i. Location of storage door relocated at main floor bathroom. j. Removed one of two skylights located at loft area. k. Removed wall and door for upper floor laundry room. l. Changed upper floor shared bathroom entry door. m. Removed skylight in master ensuite. n. Removed secondary wall under sloping roof in loft area. o. Added air handler unit and relocated HRV unit to loft area p. A/C condenser unit located on master balcony. 3. Unit C a. Added HRV unit above closet in Bedroom #3 b. Added air handler unit above closet in Bedroom #2 c. A/C condenser unit located at outdoor patio. d. Added an electrical closet to the east exterior main building wall. | Torrent Technologies Ltd
NULL | NULL | 234 W 11TH AVENUE, Vancouver, BC V5Y 1S9 | Electrical Permit | Residential | New | Draft | Installation / Repair - Residential - data/tel | Teson Solutions Ltd
EP-2022-03646 | 2022-05-16 | 234 W 11TH AVENUE, Vancouver, BC V5Y 1S9 | Electrical Permit | Residential | Addition | Completed | Installation / Repair - Residential - Electrical installation for alteration and convertion of this existing one-family dwelling to a multiple conversion dwelling (Building 1) containing three dwelling units. >BP: ********************PART 5**************************** Building Permit for DP-2019-00593 To alter and convert this existing one-family dwelling to a multiple conversion dwelling (Building 1) containing three dwelling units sharing 2 built-in parking stalls and 2 surface parking stalls with a 2-storey 2-family dwelling at the rear having vehicular access from the lane. NOTE: To achieve the required FSR. A floor space exclusion of 2% has been applied to this application as per section 10.11.1 of the district schedule, to accommodate improved building performance. Revision #1: To add updated envelope details to plans. P Volpi, Sept. 1, 2021 | TKG Electic Ltd
SP-2021-01756 | 2022-05-02 | 234 W 11TH AVENUE, Vancouver, BC V5Y 1S9 | Sprinkler Permit | Commercial | Addition | Completed | Commercial - To install sprinklers to NFPA 13R 2013 throughout this newly converted one-family dwelling to a multiple conversion dwelling (Building 1) containing three dwelling units sharing 2 built-in parking stalls and 2 surface parking stalls with a 2-storey 2-family dwelling at the rear having vehicular access from the lane. | Bernin Fire Protection Ltd
PP-2022-00608 | 2022-02-23 | 234 W 11TH AVENUE, Vancouver, BC V5Y 1S9 | Plumbing Permit | Residential | Addition | Completed | Residential - MCD - single family house being converted into 3 units Building Permit for DP-2019-00593 To alter and convert this existing one-family dwelling to a multiple conversion dwelling (Building 1) containing three dwelling units sharing 2 built-in parking stalls and 2 surface parking stalls with a 2-storey 2-family dwelling at the rear having vehicular access from the lane. | BPH Mechanical Systems Ltd.
GP-2022-02560 | 2022-08-30 | 234 W 11TH AVENUE, Vancouver, BC V5Y 1S9 | Gas Permit | Residential | New | Completed | Residential - Piping only to fireplace. >BP: To alter and convert this existing one-family dwelling to a multiple conversion dwelling (Building 1) containing three dwelling units sharing 2 built-in parking stalls and 2 surface parking stalls with a 2-storey 2-family dwelling at the rear having vehicular access from the lane. AMEND: DEC 8/2022 Need to add 4x 60,000 BtU temp heaters. | A & J GAS SERVICES LTD
EP-2022-07565 | 2022-09-09 | 234 W 11TH AVENUE, Vancouver, BC V5Y 1S9 | Electrical Permit | Residential | New | Completed | Installation / Repair - Residential - Security, CCTV and TV/Data roughin and finishing | Venture One Services Inc
GP-2022-03082 | 2022-10-12 | 234 W 11TH AVENUE, Vancouver, BC V5Y 1S9 | Gas Permit | Residential | Renovation | Completed | Residential - Installation of 1 gas fireplace - venting and hook up only >BP: To alter and convert this existing one-family dwelling to a multiple conversion dwelling (Building 1) containing three dwelling units sharing 2 built-in parking stalls and 2 surface parking stalls with a 2-storey 2-family dwelling at the rear having vehicular access from the lane. | Urban Fireplaces Ltd
EP-2022-09807 | 2022-11-18 | 336 W 11TH AVENUE, Vancouver, BC V5Y 1T2 | Electrical Permit | Residential | New | Expired | Temporary Power - Residential - To provide temporary power. | Clarus Electric Corp
EP-2023-03256 | 2023-04-20 | 336 W 11TH AVENUE, Vancouver, BC V5Y 1T2 | Electrical Permit | Residential | New | Issued | Installation / Repair - Residential - New electrical for multi-family dwelling. 3 units total. >BP: **********************Part 5 Design********************** To alter, add to and convert this existing One-Family Dwelling Heritage B residential building to a Multiple Conversion Dwelling containing three dwelling units (Building 1) and, to construct an Infill One-Family Dwelling with an attached two-car garage (Building 2) and one surface parking space, having vehicular access from the lane. - See BP-2021-00336 for infill building. | Clarus Electric Corp
PP-2023-01528 | 2023-05-02 | 336 W 11TH AVENUE, Vancouver, BC V5Y 1T2 | Plumbing Permit | Residential | Renovation | Issued | Residential - Install 2 outside sumps without pumps Sept 18/2023-AMEND Change to 2 sumps with pumps (note engineering listed under the secondary address for some reason) NOTE: Engineering Assurance letter will be submitted to the Plumbing Inspector on the site. Letter shall conform to the requirements of Vancouver Bulletin 2000-008-EL/PL. | Octiscapes Site Services Ltd
PP-2023-02324 | 2023-06-29 | 336 W 11TH AVENUE, Vancouver, BC V5Y 1T2 | Plumbing Permit | Residential | Renovation | Issued | Residential - Plumbing for renovation/conversion to residential multi unit dwelling. >BP: **********************Part 5 Design********************** To alter, add to and convert this existing One-Family Dwelling Heritage B residential building to a Multiple Conversion Dwelling containing three dwelling units (Building 1) and, to construct an Infill One-Family Dwelling with an attached two-car garage (Building 2) and one surface parking space, having vehicular access from the lane. - See BP-2021-00336 for infill building. ******THIS PERMIT HAS BEEN REVIEWED AND ISSUED UNDER THE REQUIREMENTS OF VBBL 2019 *********** | D-Luxe Plumbing & Heating Ltd
MP-2023-01358 | 2023-07-25 | 336 W 11TH AVENUE, Vancouver, BC V5Y 1T2 | Mechanical Permit | NULL | NULL | Issued | NULL | D-Luxe Plumbing & Heating Ltd
EP-2023-10408 | 2023-11-16 | 336 W 11TH AVENUE, Vancouver, BC V5Y 1T2 | Electrical Permit | Residential | New | Issued | Temporary Power - Residential - To provide temporary power. | Clarus Electric Corp
EP-2023-11083 | NULL | 1054 W 11TH AVENUE, Vancouver, BC V6H 1K1 | Electrical Permit | Commercial | Renovation - Dwelling Unit(s) only | Withdrawn | Installation / Repair - Commercial - Replacement of a failed door mag and addition of two more on floors 2 and 3 on center fire door respectively. - repairing an existing door magnet system for fire alarm to hold open fire doors | 0777792 BC Ltd
PP-2023-00175 | 2023-01-18 | 1054 W 11TH AVENUE, Vancouver, BC V6H 1K1 | Plumbing Permit | Commercial | Renovation | Completed | Commercial - Install Backflow Preventer on Boiler Feed | Hillcrest Plumbing & Heating (1991) Ltd
EP-2022-06189 | 2022-07-26 | 1115 W 11TH AVENUE, Vancouver, BC V6H 1K4 | Electrical Permit | Residential | Renovation | Completed | Installation / Repair - Residential - Over head electrical service upgrade from 60 amp to 100 amp (each unit) . 2X100amp double meter Upgrade the duplex 60 amp existing service to 100 amp each unit, the main incoming power is 200 amp 120/240 V single phase . Installing new double 100 amp meter base, feeding two 100amp #1 awg 3 Conductors to each unit, install new 100 amp main panel in the unit and feed back to the existing house panel. Installing new ground plate and bonding the water pipe and gas pipe >>AMEND: Aug 5th Adding address:1117 west 11th Avenue to this permit , because this is duplex dwelling house. | Buddy Electric Ltd
NULL | NULL | 453 W 12TH AVENUE, Vancouver, BC V5Y 1V4 | Electrical Permit | Residential | New | Draft | Installation / Repair - Residential - test | NULL
NULL | NULL | 453 W 12TH AVENUE, Vancouver, BC V5Y 1V4 | Electrical Permit | Commercial | NULL | Draft | Annual / Operating - test | NULL
NULL | NULL | 453 W 12TH AVENUE, Vancouver, BC V5Y 1V4 | Electrical Permit | Residential | New | Draft | Installation / Repair - Residential - test | TEST IMBL - TEST ONLY
NULL | NULL | 453 W 12TH AVENUE, Vancouver, BC V5Y 1V4 | Gas Permit | NULL | Renovation | Draft | - test | TEST IMBL - TEST ONLY
NULL | NULL | 453 W 12TH AVENUE, Vancouver, BC V5Y 1V4 | Electrical Permit | Commercial | Addition | Draft | Installation / Repair - Commercial - test | TEST IMBL - TEST ONLY
NULL | NULL | 453 W 12TH AVENUE, Vancouver, BC V5Y 1V4 | Sprinkler Permit | Commercial | Tenant Improvement | Draft | Commercial - test | TEST IMBL - TEST ONLY
NULL | NULL | 453 W 12TH AVENUE, Vancouver, BC V5Y 1V4 | Gas Permit | Residential | New | Draft | Residential - test | NULL
EP-2021-07801 | 2022-03-23 | 453 W 12TH AVENUE, Vancouver, BC V5Y 1V4 | Electrical Permit | Commercial | Addition | Completed | Installation / Repair - Commercial - Access Control, maglocks >BP: To alter the interior of this existing Municipally Designated Heritage A City Hall building to install electromagnetic locking devices to existing entry doors on the 1st floor. OK for field review as per DBI S.Dyste. **** Contractor required and MUST have a valid BL. Letters of assurance submitted: Sch B (Arch): Tony Yip, Architect, 604.669.9460 | Rose Security Services Inc
EP-2022-05872 | 2022-07-13 | 453 W 12TH AVENUE, Vancouver, BC V5Y 1V4 | Electrical Permit | Commercial | Tenant Improvement | Completed | Installation / Repair - Commercial - Remove existing UPS and replace with owners supplied Schneider UPS | Harbourview Electric Ltd
EP-2022-05977 | 2022-07-20 | 453 W 12TH AVENUE, Vancouver, BC V5Y 1V4 | Electrical Permit | Commercial | Tenant Improvement | Completed | Installation / Repair - Commercial - Relocation of existing data racks, power distribution, grounding and demolition Interior alterations only to remove and replace the two (2) existing transformers with new on Level 12, and to refurbish one (1) existing motor control centre, and to remove three (3) existing motor control centres and replace with new electric panels complete with external motor starters, and five (5) electric panels are being replaced with new panels at this existing Municipally Designated Heritage 'M' City Hall Civic Government Office building. | Action Electric Ltd
NULL | NULL | 453 W 12TH AVENUE, Vancouver, BC V5Y 1V4 | Plumbing Permit | NULL | NULL | Draft | - test | NULL
NULL | NULL | 453 W 12TH AVENUE, Vancouver, BC V5Y 1V4 | Mechanical Permit | NULL | NULL | Draft | NULL | Ashton Service Group/Ashton Mechanical Ltd.
NULL | NULL | 453 W 12TH AVENUE, Vancouver, BC V5Y 1V4 | Mechanical Permit | NULL | NULL | Draft | NULL | Ashton Service Group
PP-2022-04365 | NULL | 453 W 12TH AVENUE, Vancouver, BC V5Y 1V4 | Plumbing Permit | Residential | New | Withdrawn | Residential - test | TEST IMBL - TEST ONLY
NULL | NULL | 453 W 12TH AVENUE, Vancouver, BC V5Y 1V4 | Electrical Permit | Residential | New | Draft | Temporary Power - Residential - To provide temporary power. | TEST IMBL - TEST ONLY
NULL | NULL | 453 W 12TH AVENUE, Vancouver, BC V5Y 1V4 | Electrical Permit | Residential | New | Draft | Installation / Repair - Residential - fees testing 2023 | TEST IMBL - TEST ONLY
NULL | NULL | 453 W 12TH AVENUE, Vancouver, BC V5Y 1V4 | Gas Permit | Residential | NULL | Draft | Residential - test 2023 fees | NULL
EP-2022-10438 | NULL | 453 W 12TH AVENUE, Vancouver, BC V5Y 1V4 | Electrical Permit | Commercial | New | Withdrawn | Temporary Power - Commercial - To provide temporary power. | TEST IMBL - TEST ONLY
NULL | NULL | 453 W 12TH AVENUE, Vancouver, BC V5Y 1V4 | Plumbing Permit | Residential | New | Draft | Residential - test | NULL
NULL | NULL | 453 W 12TH AVENUE, Vancouver, BC V5Y 1V4 | Gas Permit | Residential | Renovation | Draft | Residential - test | Reid Brothers Plumbing & Heating Ltd
EP-2023-04890 | 2023-06-02 | 453 W 12TH AVENUE, Vancouver, BC V5Y 1V4 | Electrical Permit | Commercial | Addition | Completed | Installation / Repair - Commercial - Add power plug behind new screens added on south wall. Add new pacpole including power and data between CH-160 and new desk. Ground floor - Security Office. | 4th Utility Inc
EP-2023-03577 | 2023-04-25 | 453 W 12TH AVENUE, Vancouver, BC V5Y 1V4 | Electrical Permit | Commercial | Addition | Completed | Installation / Repair - Commercial - Install 2 Card Readers. No Maglocks. Site Contact - Eric Vuong // evuong@pti.xyz // 6049709982 | Paladin Technologies Inc
EP-2023-03214 | NULL | 453 W 12TH AVENUE, Vancouver, BC V5Y 1V4 | Electrical Permit | NULL | NULL | Withdrawn | Installation / Repair - - lagan case re: 2010-00-507330 | NULL
NULL | NULL | 453 W 12TH AVENUE, Vancouver, BC V5Y 1V4 | Gas Permit | Residential | Renovation | Draft | Residential - Testing | NULL
EP-2023-11046 | 2023-12-11 | 453 W 12TH AVENUE, Vancouver, BC V5Y 1V4 | Electrical Permit | Commercial | Renovation | Completed | Installation / Repair - Commercial - Clean up existing data power cables & install new circuit for ado WITH PLYWOOD. -for the ADO (automatic door opener) | 4th Utility Inc
SP-2023-02312 | NULL | 453 W 12TH AVENUE, Vancouver, BC V5Y 1V4 | Sprinkler Permit | Commercial | Renovation | In Review | Commercial - Office Renovation | NULL
EP-2023-08970 | 2023-10-05 | 453 W 12TH AVENUE, Vancouver, BC V5Y 1V4 | Electrical Permit | Commercial | Tenant Improvement | Completed | Installation / Repair - Commercial - Install electrical transformer, panel, and heating systems, install 1 new 600 V to 120/208 volt transformer, install 1 new 24 circuit panel, install new heating controls and equipment. >Permit Amendment Oct 13, 2023 -"Building Permit came through : BP-2023-03543. Please add to the Electrical Permit" | Sasco Contractors Ltd
SP-2023-01832 | 2023-10-04 | 453 W 12TH AVENUE, Vancouver, BC V5Y 1V4 | Sprinkler Permit | Commercial | Tenant Improvement | Completed | Commercial - 7TH FLOOR - Add new Sprinkler Head >BP: 7th floor Interior alterations to provide improvements to this existing office space on the 7th floor of this existing Municipally Designated Heritage - A commercial building. Scope of work: stall partition walls to enclose 205 sf of open office area. Electrical work to suit. *****This application does not include any of the following: 1. Not more than 20 sprinklers (add, relocate, or remove), 2. hydraulic calculations, 3. change in occupancy and /or hazard classification, 4. warehouse storage arrangements, 5. mobile compact storage arrangements, 6. alternative solutions, 7. changes to the sprinkler system supply piping (e.g. valves, mains, cross-mains, branch-lines, etc.), or 8. flexible sprinkler pipe. | Viking Fire Protection Inc
NULL | NULL | 453 W 12TH AVENUE, Vancouver, BC V5Y 1V4 | Mechanical Permit | NULL | NULL | Draft | NULL | NULL
EP-2023-09641 | 2023-11-03 | 453 W 12TH AVENUE, Vancouver, BC V5Y 1V4 | Electrical Permit | Commercial | Renovation | Completed | Installation / Repair - Commercial - Supply & install a 15A 120V receptacle for a wall hung TV. Move existing coax & install tv bracket - Room 333 | 4th Utility Inc
EP-2023-09642 | 2023-11-03 | 453 W 12TH AVENUE, Vancouver, BC V5Y 1V4 | Electrical Permit | Commercial | Renovation | Completed | Installation / Repair - Commercial - Re & re existing pac poles, power and data for reconfiguration of workstations. 7th Floor CEC (COV Staff Julia Eyerund) >BP: 7th floor Interior alterations to provide improvements to this existing office space on the 7th floor of this existing Municipally Designated Heritage - A commercial building. Scope of work: stall partition walls to enclose 205 sf of open office area. Electrical work to suit. E2 upgrade - Lighting 8) upgrade to incorporate automatic full off (per 9.4.1.1(g) of ASHRAE 90.1-2016) Energy checklist is currently no longer required with your Building Permit (BP) application. Some supporting documents are still required at BP stage, specifically Envelope and HVAC, if applicable. Service Water Heating and Lighting supporting documents, if applicable, must be submitted with your related trades permits (e.g. electrical and plumbing). All energy upgrades will be checked during inspections stage. It is the applicant's responsibility to identify and note all required upgrades including energy upgrades on their BP drawings at BP stage. | 4th Utility Inc
EP-2023-09527 | 2023-10-31 | 453 W 12TH AVENUE, Vancouver, BC V5Y 1V4 | Electrical Permit | Commercial | Renovation | Completed | Installation / Repair - Commercial - Reconfiguration of existing power for 7th floor Office Renovation. >BP: 7th floor Interior alterations to provide improvements to this existing office space on the 7th floor of this existing Municipally Designated Heritage - A commercial building. Scope of work: stall partition walls to enclose 205 sf of open office area. Electrical work to suit. E2 upgrade - Lighting 8) upgrade to incorporate automatic full off (per 9.4.1.1(g) of ASHRAE 90.1-2016) Energy checklist is currently no longer required with your Building Permit (BP) application. Some supporting documents are still required at BP stage, specifically Envelope and HVAC, if applicable. Service Water Heating and Lighting supporting documents, if applicable, must be submitted with your related trades permits (e.g. electrical and plumbing). All energy upgrades will be checked during inspections stage. It is the applicant's responsibility to identify and note all required upgrades including energy upgrades on their BP drawings at BP stage. | Action Electric Ltd
NULL | NULL | 453 W 12TH AVENUE, Vancouver, BC V5Y 1V4 | Gas Permit | Residential | Renovation | Draft | Residential - test | TEST IMBL - TEST ONLY
EP-2023-08456 | NULL | 453 W 12TH AVENUE, Vancouver, BC V5Y 1V4 | Electrical Permit | Residential | Renovation | Withdrawn | Installation / Repair - Residential - testing re: details wiped out when app is withdrawn.. | TEST IMBL - TEST ONLY
GP-2023-02730 | NULL | 453 W 12TH AVENUE, Vancouver, BC V5Y 1V4 | Gas Permit | Residential | Renovation | Withdrawn | Residential - test when app is withdrawn - details wiped out. | TEST IMBL - TEST ONLY
EP-2023-08453 | NULL | 453 W 12TH AVENUE, Vancouver, BC V5Y 1V4 | Electrical Permit | NULL | NULL | Withdrawn | Installation / Repair - - test | Alpine Electric Ltd
NULL | NULL | 453 W 12TH AVENUE, Vancouver, BC V5Y 1V4 | Plumbing Permit | Commercial | New | Draft | Commercial - Installation of backflow | City of Vancouver REFM Plumbing Dept
EP-2023-07468 | 2023-08-16 | 453 W 12TH AVENUE, Vancouver, BC V5Y 1V4 | Electrical Permit | Commercial | Renovation | Completed | Installation / Repair - Commercial - 3rd floor Mayor's Office Renovation - voice and data cabling only >BP: 3rd floor Interior alterations to provide improvements to this existing office space on the 3rd floor of this existing Municipally Designated Heritage - A commercial building on this site. OK for DTI per W.Wong | 4th Utility Inc
EP-2023-07492 | 2023-08-16 | 453 W 12TH AVENUE, Vancouver, BC V5Y 1V4 | Electrical Permit | Commercial | Tenant Improvement | Completed | Installation / Repair - Commercial - Install additional 6 receptacles for Mayor's office. >BP: 3rd floor Interior alterations to provide improvements to this existing office space on the 3rd floor of this existing Municipally Designated Heritage - A commercial building on this site. OK for DTI per W.Wong | Deltec Electric Ltd
EP-2023-03421 | 2023-04-25 | 500 W 12TH AVENUE, Vancouver, BC V5Z 1M2 | Electrical Permit | Residential | Addition | Completed | Installation / Repair - Residential - Install a 300 amp 208V 3 PH circuit breaker and feeder after house panel feeder supplying the new EVSE loads (5x Level 2, 80A charging station). Install one 400 amp split box. Pull parallel run 3C #4/0 AL ACWU from the panel board to the split box. Pull two 4C#1/0 AL ACWU and one 1C#2/0 AL ACWU from the split box to stall number #119, 120, 121, 122, 123. Install five 100amp 208V Double pole fuse-able disconnect, install five EV chargers 80amp (max). | LK Electrical LTD
EP-2022-10818 | 2023-01-04 | 500 W 12TH AVENUE, Vancouver, BC V5Z 1M2 | Electrical Permit | Commercial | Tenant Improvement | Completed | Installation / Repair - Commercial - Application to have a hydro meter installed This is an existing meter base and panel. No meter is installed and owners request is for possible tenant lease arrangements. Reconnect. | 0965676 BC Ltd
SP-2021-01478 | 2022-01-18 | 555 W 12TH AVENUE, Vancouver, BC V5Z 3X7 | Sprinkler Permit | Commercial | Tenant Improvement | Completed | Commercial - #130 - Main Floor Sprinkler alterations to combine unit #126 (General Office) and # 130 (General Office) into one General Office Unit (Retain # 130) in this existing commercial building on this site. | Gisborne Industrial Construction Ltd
NULL | NULL | 555 W 12TH AVENUE, Vancouver, BC V5Z 3X7 | Electrical Permit | Commercial | Addition | Withdrawn | Installation / Repair - Commercial - Installing an exit sign | Active Fire & Safety Services Ltd
EP-2022-01845 | 2022-03-08 | 555 W 12TH AVENUE, Vancouver, BC V5Z 3X7 | Electrical Permit | Commercial | Addition | Completed | Installation / Repair - Commercial - Installing Exit sign in Unit 420 | Active Fire & Safety Services Ltd
PP-2022-01193 | 2022-04-07 | 555 W 12TH AVENUE, Vancouver, BC V5Z 3X7 | Plumbing Permit | Commercial | Renovation | Completed | Commercial - UNIT #29A - Hand Sink | Kam Wing hau
EP-2022-00140 | 2022-01-11 | 555 W 12TH AVENUE, Vancouver, BC V5Z 3X7 | Electrical Permit | Commercial | NULL | Expired | Annual / Operating - Misc electrical work throughout Renewal of EP-2021-00484 VALID JANUARY 11/2022 TIL JANUARY 10/2023 >>>>>>>>>>> Amend: Jan 28th -effective dates should be: January 25, 2022 - January 24, 2023 | Mott Electric General Partnership
SP-2022-00152 | 2022-04-19 | 555 W 12TH AVENUE, Vancouver, BC V5Z 3X7 | Sprinkler Permit | Commercial | Tenant Improvement | Completed | Commercial - BP: #5 - Lower Mall Level Interior alterations to expand the existing Health Care Office (Dental) in #5 into #6 (retaining #5) on the lower mall level in this existing Heritage "A" commercial building on this site. Raised floors to be constructed of non-combustible material or of fire treated wood. | Gisborne Industrial Construction Ltd
PP-2021-04167 | 2022-01-18 | 555 W 12TH AVENUE, Vancouver, BC V5Z 3X7 | Plumbing Permit | Commercial | Tenant Improvement | Completed | Commercial - Commercial Dental TI Unit#5&6 #5 - Lower Mall Level Interior alterations to expand the existing Health Care Office (Dental) in #5 into #6 (retaining #5) on the lower mall level in this existing Heritage "A" commercial building on this site. Scope of work: remove demising wall, partition walls, doors, ceiling and lighting, millwork, dental equipment, finishes and construct partition walls, glazing, doors for new treatment rooms, staff lounge, reception, storefront, finishes, millwork, ceiling work, HVAC (dental equipment hooked up to existing mechanical room in parkage), electrical, plumbing, mechanical and sprinkler work. TENANT: Dr. Rustom Appoo City Square Dental Centre | SYNC MECHANICAL LTD
PP-2022-04537 | 2023-01-05 | 555 W 12TH AVENUE, Vancouver, BC V5Z 3X7 | Plumbing Permit | Commercial | Tenant Improvement | Completed | Commercial - Relocate of sanitary drainage , venting and domestic hot and cold water lines to all new locations #132 - upper mall 555 W 12th Ave To alter the interior of unit #132 on the upper mall level of this existing commercial building to provide improvements for the new Health Care Office tenant. New finishes, millwork, plumbing, light fixtures, and interior wall layout. Upgrading sprinklers and HVAC. For Engineering: E2 Upgrade: Lighting - Upgrade to Local Control (per 9.4.1.1.(a) of ASHRAE 90.1-2016) Amend: Feb 3rd, 2023 add 2 hand sinks to permit | VANMECH PLUMBING & HEATING LTD.
EP-2023-00030 | 2023-01-04 | 555 W 12TH AVENUE, Vancouver, BC V5Z 3X7 | Electrical Permit | Commercial | NULL | Expired | Annual / Operating - Misc electrical work throughout expired EP-2022-00140 Valid January 11th, 2023 until January 10th, 2024 >>Amend: address should be: 555 W 12th Ave | Mott Electric General Partnership
EP-2023-00045 | 2023-01-04 | 555 W 12TH AVENUE, Vancouver, BC V5Z 3X7 | Electrical Permit | Commercial | Tenant Improvement | Completed | Installation / Repair - Commercial - Install power, lighting, exit/em lighting, data. Relocate 3 FA speakers. >BP: #132 - upper mall 555 W 12th Ave To alter the interior of unit #132 on the upper mall level of this existing commercial building to provide improvements for the new Health Care Office tenant. New finishes, millwork, plumbing, light fixtures, and interior wall layout. Upgrading sprinklers and HVAC. For Engineering: E2 Upgrade: Lighting - Upgrade to Local Control (per 9.4.1.1.(a) of ASHRAE 90.1-2016) | Blueline Electrical Services Ltd
PP-2022-04295 | 2022-12-01 | 555 W 12TH AVENUE, Vancouver, BC V5Z 3X7 | Plumbing Permit | Commercial | Renovation | Completed | Commercial - Fixtures Replacements >BP: #301 & 302 Interior alterations to the existing Office (Shell) space to demise into 2 units (301 & 302) and complete tenant Improvements in unit 301 for a new Health Care Office Tenant in the existing commercial building on this site. Scope of work: - # 301 - demo of ceiling T-bar & fixtures, new partitions, millwork, new accessible washroom, plumbing fixtures & lighting, flooring & painting Feb 1/23 - AMEND >>add 1 more sink | KERN BSG MANAGEMENT LTD
EP-2022-09775 | 2022-11-18 | 555 W 12TH AVENUE, Vancouver, BC V5Z 3X7 | Electrical Permit | Commercial | Tenant Improvement | Completed | Installation / Repair - Commercial - Install LED light fixtures, receptacles, vacancy sensors switch, run branch circuits, run Data lines, >BP: #301 & 302 Interior alterations to the existing Office (Shell) space to demise into 2 units (301 & 302) and complete tenant Improvements in unit 301 for a new Health Care Office Tenant in the existing commercial building on this site. Scope of work: - # 301 - demo of ceiling T-bar & fixtures, new partitions, millwork, new accessible washroom, plumbing fixtures & lighting, flooring & painting OK for field review per D. Langevin October 14, 2022 Note: - Separate Building permit and energy upgrade will be required prior to future occupancy of suite 302. - Building Sprinklered – Separate sprinkler permit required for proposed sprinkler work Schedule A & B - Architect - Mohammed Saeed Jhatam - 778.688.1966 Energy Upgrade: E2 - Lighting - Upgrade to incorporate Scheduled Shutoff (per 9.4.1.1.(i) of ASHRAE 90.1-2016) Note: Energy checklist is currently no longer required with your Building Permit (BP) application. Some supporting documents are still required at BP stage, specifically Envelope and HVAC, if applicable. Service Water Heating and Lighting supporting documents, if applicable, must be submitted with your related trades permits (e.g. electrical and plumbing). All energy upgrades will be checked during inspections stage. It is the applicant’s responsibility to identify and note all required upgrades including energy upgrades on their BP drawings at BP stage. | Marcel Electric Inc
SP-2022-01907 | 2022-12-09 | 555 W 12TH AVENUE, Vancouver, BC V5Z 3X7 | Sprinkler Permit | Commercial | Tenant Improvement | Completed | Commercial - #301 & 302 Sprinkler alterations to the existing Office (Shell) space to demise into 2 units (301 & 302) and complete tenant Improvements in unit 301 for a new Health Care Office Tenant in the existing commercial building on this site. | Priority Fire Systems Ltd
PP-2023-00460 | 2023-02-09 | 555 W 12TH AVENUE, Vancouver, BC V5Z 3X7 | Plumbing Permit | Commercial | Addition | Completed | Commercial - install one backflow preventer as per cross connection control( back flow preventer) inspector >CROSS CONNECTION LETTER UPLOADED | PM Plumbing and Heating Ltd
SP-2023-00152 | 2023-01-26 | 555 W 12TH AVENUE, Vancouver, BC V5Z 3X7 | Sprinkler Permit | Commercial | Tenant Improvement | Completed | Commercial - Relocate and change heads to concealed to suit new layout of the CRU >BP: #132 - upper mall 555 W 12th Ave To alter the interior of unit #132 on the upper mall level of this existing commercial building to provide improvements for the new Health Care Office tenant. New finishes, millwork, plumbing, light fixtures, and interior wall layout. Upgrading sprinklers and HVAC. *****This application does not include any of the following: 1. Not more than 20 sprinklers (add, relocate, or remove), 2. hydraulic calculations, 3. change in occupancy and /or hazard classification, 4. warehouse storage arrangements, 5. mobile compact storage arrangements, 6. alternative solutions, 7. changes to the sprinkler system supply piping (e.g. valves, mains, cross-mains, branch-lines, etc.), or 8. flexible sprinkler pipe | Aqueduct Life Safety Ltd
PP-2023-03210 | 2023-09-13 | 555 W 12TH AVENUE, Vancouver, BC V5Z 3X7 | Plumbing Permit | Commercial | Addition | Completed | Commercial - Adding the vanity to the shop | 1357650 BC Ltd dba Westland Plumbery
EP-2023-08074 | 2023-09-08 | 555 W 12TH AVENUE, Vancouver, BC V5Z 3X7 | Electrical Permit | Commercial | New | Completed | Installation / Repair - Commercial - Installing electrical to a CHatter mobile Kiosk in a mall. - A new panel is to be installed in the kiosk cabinet with a disconnect switch. - New electrical outlets in cabinets - few runs of Low voltage Cat 6e cables. | SINTEC ELECTRIC LTD.
NULL | NULL | 555 W 12TH AVENUE, Vancouver, BC V5Z 3X7 | Electrical Permit | Commercial | New | Withdrawn | Installation / Repair - Commercial - A new Chatter Mobile Kiosk will be installed in the mall. A new electrical Panel with disconnect and new plugs and lights will be installed in the kiosk. | Coastland Electric Ltd
NULL | NULL | 555 W 12TH AVENUE, Vancouver, BC V5Z 3X7 | Mechanical Permit | NULL | NULL | Draft | NULL | NULL
EP-2024-00081 | 2024-01-04 | 555 W 12TH AVENUE, Vancouver, BC V5Z 3X7 | Electrical Permit | Commercial | NULL | Issued | Annual / Operating - Annual/Operating Permit Misc Electrical work throughout EXPIRED PERMIT EP-2023-00030 VALID JANUARY 11th , 2024 until JANUARY 10th, 2025 | Mott Electric General Partnership
EP-2024-00039 | 2024-01-04 | 555 W 12TH AVENUE, Vancouver, BC V5Z 3X7 | Electrical Permit | Commercial | Tenant Improvement | Issued | Installation / Repair - Commercial - Supply and install new feeder cable to Fresh Slice kiosk that is getting built in the mall (Lower Shops West side near the SunGiven Foods); from existing spare meter stack location to a new panelboard in the space. Just feeder cable and panel and no branch circuits (another contractor will be doing that portion-internal EC for Freshslice). | Mott Electric General Partnership
NULL | NULL | 555 W 12TH AVENUE, Vancouver, BC V5Z 3X7 | Plumbing Permit | Commercial | Tenant Improvement | Draft | Commercial - New Hand sink install | NULL
NULL | NULL | 555 W 12TH AVENUE, Vancouver, BC V5Z 3X7 | Plumbing Permit | Commercial | Tenant Improvement | Withdrawn | Commercial - Installation of new hand washing sink | NULL
PP-2024-00187 | 2024-01-25 | 555 W 12TH AVENUE, Vancouver, BC V5Z 3X7 | Plumbing Permit | Commercial | Addition | Issued | Commercial - Adding approximately 70' of 2" System 15 drain line for a stall kiosk from the main floor to the nearest accessible sanitary drain in the parkade. | BC1377624
SP-2023-01781 | 2023-10-30 | 628 W 12TH AVENUE, Vancouver, BC V5Z 1M8 | Sprinkler Permit | Commercial | Renovation | Issued | Commercial - Replacing 10 Pendant heads in solariums with dry type heads to prevent from freezing (no equivalent lengths for calcs required) >>>We need a resolution ASAP as the weather will be getting colder and the pipe will once again break and flood this building which will cost thousands of dollars to the owners once again. | Community Fire Prevention Ltd
EP-2023-08707 | 2023-09-27 | 655 W 12TH AVENUE, Vancouver, BC V5Z 4R4 | Electrical Permit | Commercial | Renovation | Completed | Installation / Repair - Commercial - Supply & install 2 new circuits for new equipment. | Action Electric Ltd
EP-2023-07973 | 2023-09-01 | 655 W 12TH AVENUE, Vancouver, BC V5Z 4R4 | Electrical Permit | Commercial | Renovation | Completed | Installation / Repair - Commercial - F01 Room 0045. Add (2) circuits for relocated printers. | Action Electric Ltd
EP-2023-10618 | 2023-12-06 | 655 W 12TH AVENUE, Vancouver, BC V5Z 4R4 | Electrical Permit | Commercial | Renovation | Issued | Installation / Repair - Commercial - Room P123A. Upgrade electrical to 3 phase, 45Amps, 200 VAC hardwired with disconnect switch and upgrade piping to 0.8/21mm3/4" that runs to 0045 Lane Level Laboratory. -This is for an Air Compressor on Lane Level | Action Electric Ltd
EP-2023-01271 | 2023-02-16 | 655 W 12TH AVENUE, Vancouver, BC V5Z 4R4 | Electrical Permit | Commercial | NULL | Issued | Annual / Operating - Annual Electrical Operating Permit | Action Electric Ltd
EP-2022-09911 | 2022-11-23 | 777 W 12TH AVENUE, Vancouver, BC | Electrical Permit | Commercial | Renovation | Completed | Installation / Repair - Commercial - Fan Coil Controls BACnet Integration | ESC Automation Inc
EP-2022-10713 | 2022-12-22 | 777 W 12TH AVENUE, Vancouver, BC | Electrical Permit | Commercial | Renovation | Completed | Installation / Repair - Commercial - Air Handler Controls, Electric Reheat and VAV low votage controls | ESC Automation Inc
EP-2022-09972 | 2022-12-16 | 855 W 12TH AVENUE, Vancouver, BC | Electrical Permit | Commercial | Renovation | Issued | Installation / Repair - Commercial - Electrical maintenance on the elevator and Voluntary upgrade of existing fire alarm system as per Bulletin 2018-004-BU/EL Option 1 – C Install new lobby phones (supplied by others) in front lobbies next to fire alarm panel c/w 120V power and 1" EMT to elevator shaft. Install CAT 6 cable from the telephone room to lobby phone and from lobby phone to machine room. Install new exit signs as per drawings. Replace top of shaft heat detector with a new smoke detector. Replace elevator disconnects with new c/w connections to controllers. Replace cab light disconnects with new c/w connections to controllers. Replace the machine room light switch with new one. Replace receptacles in machine rooms and pits with new GFCI receptacles. Install new relays in machine rooms for elevator recall. Install new ground wire in the machine room from building ground c/w ground bus if required. Replace fixtures in the machine room and pits with new 4' LED fixtures c/w cages. Install machine room phone (supplied by others). Existing machine room exhaust fans and thermostats are to remain. Install new addressable smoke detectors in elevator lobbies as per drawings. New device will be connected to the closest initiating device using surface Wiremold. >BP: Interior alterations only to provide elevator modernization to seven elevators in this existing Leon Blackmore Pavilion (hospital) building with an existing two stage addressable fire alarm system. Scope of work: modernization of elevator equipment relays for elevator recall connection of the fire alarm system to provide elevator recall replace fire detector in elevator machine room ***Reviewed under VBBL 2019*** Building Review Branch Notes: - Electrical Permit required | Sasco Contractors Ltd
EP-2022-08564 | 2022-10-11 | 855 W 12TH AVENUE, Vancouver, BC | Electrical Permit | Commercial | Tenant Improvement | Completed | Installation / Repair - Commercial - Install Cat6 cables for the WiFi on Ground, 1st , 2nd, 6th, 7th, 9th floors | Houle Electric Limited
EP-2023-10789 | 2023-12-12 | 899 W 12TH AVENUE, Vancouver, BC V5Z 1M9 | Electrical Permit | Commercial | Tenant Improvement | Completed | Installation / Repair - Commercial - Install receptacles and panelboard - Print Shop Room #T39, Blackmore Pavillion, Basement Level. | Mott Electric General Partnership
EP-2024-00134 | 2024-01-05 | 899 W 12TH AVENUE, Vancouver, BC V5Z 1M9 | Electrical Permit | Commercial | Addition | Issued | Installation / Repair - Commercial - Install (3) Cat6 dual drops in room 1800. | Houle Electric Limited
PP-2024-00037 | 2024-01-18 | 899 W 12TH AVENUE, Vancouver, BC V5Z 1M9 | Plumbing Permit | Commercial | Renovation | Completed | Commercial - Addition of a toilet at Vancouver General Hospital | Four Lakes Mechanical
EP-2024-00545 | 2024-02-01 | 899 W 12TH AVENUE, Vancouver, BC V5Z 1M9 | Electrical Permit | Commercial | Addition | Issued | Installation / Repair - Commercial - Remove Existing Lights. Install power supply to door operator. There is no new lighting on this project. | MDE Enterprises Ltd
EP-2023-08291 | 2023-09-15 | 899 W 12TH AVENUE, Vancouver, BC V5Z 1M9 | Electrical Permit | Commercial | Tenant Improvement | Issued | Installation / Repair - Commercial - Installation of cabling, conduit and connections for new EV chargers. EV Infrastructure by others. | Action Electric Ltd
EP-2023-10320 | 2023-12-04 | 899 W 12TH AVENUE, Vancouver, BC V5Z 1M9 | Electrical Permit | Commercial | Tenant Improvement | Issued | Installation / Repair - Commercial - Add electrical panel and receptacles, communication cabling.No Lighting | Mott Electric General Partnership
EP-2023-09443 | 2023-10-30 | 899 W 12TH AVENUE, Vancouver, BC V5Z 1M9 | Electrical Permit | Commercial | Addition | Issued | Installation / Repair - Commercial - VGH Blackmore Pavilion - supply & install 1x CAT6 cables for CCTV in Rooms 222, 202Q & 285. Terminate in closet 231. | Houle Electric Limited
EP-2023-09429 | 2023-10-30 | 899 W 12TH AVENUE, Vancouver, BC V5Z 1M9 | Electrical Permit | Commercial | Addition | Issued | Installation / Repair - Commercial - VGH JPN Immunology Department: Install 2x CAT6 cables in Room 1378 and install 4x CAT6 cables in Room 1569. | Houle Electric Limited
NULL | NULL | 899 W 12TH AVENUE, Vancouver, BC V5Z 1M9 | Electrical Permit | Commercial | New | Draft | Installation / Repair - Commercial - Install 2x CAT6 cables in Rm 1378; install 4x CAT6 cables in Rm 1569. | Houle Electric Limited
EP-2023-09118 | 2023-10-11 | 899 W 12TH AVENUE, Vancouver, BC V5Z 1M9 | Electrical Permit | Commercial | Addition | Issued | Installation / Repair - Commercial - Supply & install: 3x CAT6 cables in Room 547; 3x CAT6 cables in Room 550. Terminate in closet 513. | Houle Electric Limited
EP-2023-09203 | 2023-10-13 | 899 W 12TH AVENUE, Vancouver, BC V5Z 1M9 | Electrical Permit | Commercial | Addition | Issued | Installation / Repair - Commercial - Installation of Low Voltage Controls. | Ainsworth Inc
EP-2022-08563 | 2022-10-11 | 899 W 12TH AVENUE, Vancouver, BC V5Z 1M9 | Electrical Permit | Commercial | Tenant Improvement | Completed | Installation / Repair - Commercial - Install Cat6 cables for the WiFi on Ground, 1st , 2nd, 4th, 12th, 15th floors. Interior alterations to the Jim Pattison Pavilion South on floors B, 4, 5, 6, 7, 8, 9, 10, 11, 12, 14, 15 and 16 to accommodate a new food service model. No grease laden cooking proposed on site, reheating prepared foods only, K3 has been submitted. | Houle Electric Limited
EP-2022-10715 | 2022-12-21 | 899 W 12TH AVENUE, Vancouver, BC V5Z 1M9 | Electrical Permit | Commercial | Renovation | Issued | Installation / Repair - Commercial - Fan Coil Controls, Exhaust Fan Controls, RTU Controls >BP: Exterior and interior alterations to renovate the two cath labs in Jim Pattison Pavilion (south building). The scope include to put outdoor condensing units with fencing enclosure (black chain link fencing) facing Laurel Street | ESC Automation Inc
EP-2022-10768 | 2022-12-23 | 899 W 12TH AVENUE, Vancouver, BC V5Z 1M9 | Electrical Permit | Commercial | Renovation | Completed | Installation / Repair - Commercial - Installation of Fan Coil Controls, VAV Controls | ESC Automation Inc
EP-2023-00090 | 2023-01-06 | 899 W 12TH AVENUE, Vancouver, BC V5Z 1M9 | Electrical Permit | Commercial | Renovation | Expired | Installation / Repair - Commercial - Install (2) Cat6 cables & Install (1) 15amp receptacle in 1st floor, Room 1800A, Cryogenics - will terminal in close 1L3. | Houle Electric Limited
EP-2023-00386 | 2023-01-18 | 899 W 12TH AVENUE, Vancouver, BC V5Z 1M9 | Electrical Permit | Commercial | Addition | Completed | Installation / Repair - Commercial - Install Cat3 25pr cable from the Command Ctr. to the 3rd floor communication room. | Houle Electric Limited
EP-2023-00346 | 2023-01-16 | 899 W 12TH AVENUE, Vancouver, BC V5Z 1M9 | Electrical Permit | Commercial | New | Completed | Installation / Repair - Commercial - install nurse call system | Logical Solutions Ltd
EP-2022-07033 | 2022-08-23 | 899 W 12TH AVENUE, Vancouver, BC V5Z 1M9 | Electrical Permit | Commercial | NULL | Expired | Annual / Operating - ANNUAL OPERATING PERMIT VALID FROM: JULY 20/2022 TO JULY 19/2023 EXPIRED PERMIT: EP-2021-05714 Provide an Annual Operating Permit for the VGH Facility and manage the maintenance program and inspections at this facility. | Accurate Power Group Ltd
EP-2022-05911 | 2022-07-14 | 899 W 12TH AVENUE, Vancouver, BC V5Z 1M9 | Electrical Permit | Commercial | Renovation | Completed | Installation / Repair - Commercial - Supply and Install Communications cabling (DIV 27) NO MAG LOCKS | PALADIN TECHNOLOGIES INC
EP-2023-01054 | 2023-02-27 | 899 W 12TH AVENUE, Vancouver, BC V5Z 1M9 | Electrical Permit | Commercial | Addition | Completed | Installation / Repair - Commercial - EV-Ready Infrastructure - Wiring installation for future installation of electric vehicle supply equipment (EVSE). Install car chargers, distribution, wiring and raceways as per attached drawings. Install a 75 kVA transformer 600:480V supplying 2 DCFC load sharing. Install a 15 kVA transformer 600:208V supplying 6 Level 2 chargers with 4:1 load sharing. | Western Pacific Enterprises Ltd
EP-2023-03523 | 2023-04-25 | 899 W 12TH AVENUE, Vancouver, BC V5Z 1M9 | Electrical Permit | Commercial | Addition | Completed | Installation / Repair - Commercial - install 4 Cat6 cables in room 1300 | Houle Electric Limited
EP-2023-02893 | 2023-04-03 | 899 W 12TH AVENUE, Vancouver, BC V5Z 1M9 | Electrical Permit | Commercial | Addition | Completed | Installation / Repair - Commercial - Supply and install (2) x CAT6 drops @ VGH - Blackmore Pavilion, 5th Floor / RM 551 (Palliative Care). | Houle Electric Limited
EP-2023-02813 | 2023-03-31 | 899 W 12TH AVENUE, Vancouver, BC V5Z 1M9 | Electrical Permit | Commercial | Addition | Completed | Installation / Repair - Commercial - Install (4) cat6 cables in main lobby. | Houle Electric Limited
EP-2023-05834 | 2023-06-28 | 899 W 12TH AVENUE, Vancouver, BC V5Z 1M9 | Electrical Permit | Commercial | Renovation | Completed | Installation / Repair - Commercial - Install cables for nurse call system | Logical Solutions Ltd
EP-2023-05352 | 2023-06-15 | 899 W 12TH AVENUE, Vancouver, BC V5Z 1M9 | Electrical Permit | Commercial | Renovation | Issued | Installation / Repair - Commercial - VGH AP Lab: install cat6 data cabling, fiber cabling and communication racks; access controls and intercom system. | Houle Electric Limited
EP-2023-05833 | 2023-06-28 | 899 W 12TH AVENUE, Vancouver, BC V5Z 1M9 | Electrical Permit | Commercial | Renovation | Completed | Installation / Repair - Commercial - Install cables for nurse call system | Logical Solutions Ltd
EP-2023-06018 | 2023-07-05 | 899 W 12TH AVENUE, Vancouver, BC V5Z 1M9 | Electrical Permit | Commercial | Addition | Completed | Installation / Repair - Commercial - Install (2) Cat6 cables in room G220. | Houle Electric Limited
EP-2023-06016 | 2023-07-05 | 899 W 12TH AVENUE, Vancouver, BC V5Z 1M9 | Electrical Permit | Commercial | Addition | Completed | Installation / Repair - Commercial - Install (2) Cat6 cables in room Microbiology Room 1107. | Houle Electric Limited
EP-2023-06078 | 2023-07-13 | 899 W 12TH AVENUE, Vancouver, BC V5Z 1M9 | Electrical Permit | Commercial | NULL | Issued | Annual / Operating - Maintenance of existing operating electrical equipment. RENEWAL OF EP-2022-07033 VALID FROM: JULY 20/2023 TO JULY 19/2024 Provide an Annual Operating Permit for the VGH Facility and manage the maintenance program and inspections at this facility. Amend: July 20, 2023 The connected load has increased from 17,904kVA to 25,904kVA. | Accurate Power Group Ltd
EP-2023-06855 | 2023-07-27 | 899 W 12TH AVENUE, Vancouver, BC V5Z 1M9 | Electrical Permit | Commercial | Renovation | Issued | Installation / Repair - Commercial - Replacement of feeders and installation of one new panel board to accommodate new compressors. | Status Electrical Corporation
EP-2023-06919 | 2023-07-31 | 899 W 12TH AVENUE, Vancouver, BC V5Z 1M9 | Electrical Permit | Commercial | Renovation | Completed | Installation / Repair - Commercial - Installation of Low Voltage Chiller Controls. | Ainsworth Inc
EP-2023-06448 | 2023-07-18 | 899 W 12TH AVENUE, Vancouver, BC V5Z 1M9 | Electrical Permit | Commercial | Addition | Completed | Installation / Repair - Commercial - Install 2x CAT6 cables in Rm 2810 | Houle Electric Limited
EP-2023-06455 | 2023-07-18 | 899 W 12TH AVENUE, Vancouver, BC V5Z 1M9 | Electrical Permit | Commercial | Addition | Completed | Installation / Repair - Commercial - install (6) cat6 cables at VGH Blackmore in room G27 | Houle Electric Limited
EP-2022-00272 | 2022-01-21 | 899 W 12TH AVENUE, Vancouver, BC V5Z 1M9 | Electrical Permit | Commercial | Tenant Improvement | Completed | Installation / Repair - Commercial - Adding 2 vital circuits and 1 UPS circuit to each of the 16 Operating rooms in JPN level 3. | Houle Electric Limited
NULL | NULL | 899 W 12TH AVENUE, Vancouver, BC V5Z 1M9 | Electrical Permit | Commercial | Addition | Withdrawn | Installation / Repair - Commercial - test | Houle Electric Limited
SP-2022-00507 | 2022-07-15 | 899 W 12TH AVENUE, Vancouver, BC V5Z 1M9 | Sprinkler Permit | Commercial | Tenant Improvement | Issued | Commercial - For sprinkler system alterations to the 2019 VBBL, NFPA 13, 2013 and NFPA 14, 2013 for the retroactive installation of a Watts Series 757 8" DCVA Notes: 1. Fire protection Engineer of record Liang Xin Peng P.Eng. of Viking Fire Protection Inc. T: (604) 324-7122 E: lpeng@vikingfire.ca 2. Separate permit and documents required for any electrical or fire alarm related work. | Viking Fire Protection Inc
SP-2022-00531 | 2022-04-20 | 899 W 12TH AVENUE, Vancouver, BC V5Z 1M9 | Sprinkler Permit | Commercial | Tenant Improvement | Completed | Commercial - RELOCATE AND REPLACE WITH NEW SPRINKLER HEADS >BP: Exterior and interior alterations to renovate the two cath labs in Jim Pattison Pavilion (south building). The scope include to put outdoor condensing units with fencing enclosure (black chain link fencing) facing Laurel Street OK for DB per Benjamin Dufix Letter of assurance provided by: Schedule A & B (Architectural): Patrick Yue, 778-688-7317 Schedule B (Structural): Brett Halicki, P.Eng., 604-688-9861 Schedule B (Mechanical & Plumbing): Mark Yeung, P.Eng., 604-559-8809 Schedule B (Electrical): Gary Yeung, 604-662-3555 *****This application does not include any of the following: 1. Not more than 20 sprinklers (add, relocate, or remove), 2. hydraulic calculations, 3. change in occupancy and /or hazard classification, 4. warehouse storage arrangements, 5. mobile compact storage arrangements, 6. alternative solutions, 7. changes to the sprinkler system supply piping (e.g. valves, mains, cross-mains, branch-lines, etc.), or 8. flexible sprinkler pipe | Viking Fire Protection Inc
EP-2022-02920 | 2022-04-13 | 899 W 12TH AVENUE, Vancouver, BC V5Z 1M9 | Electrical Permit | Commercial | Renovation | Completed | Installation / Repair - Commercial - Replace existing lighting | MDE Enterprises Ltd
EP-2022-02212 | 2022-03-22 | 899 W 12TH AVENUE, Vancouver, BC V5Z 1M9 | Electrical Permit | Commercial | Addition | Issued | Installation / Repair - Commercial - Domestic water heat trace | Price Beat Electric Ltd.
PP-2022-00848 | 2022-03-16 | 899 W 12TH AVENUE, Vancouver, BC V5Z 1M9 | Plumbing Permit | Commercial | Addition | Completed | Commercial - Adding a water line to feed a dialysis machine at VGH JPN building. We will be installing an RPBP and running the lines from one floor above the final location | Modern Niagara Vancouver Inc
PP-2022-02047 | 2022-06-17 | 899 W 12TH AVENUE, Vancouver, BC V5Z 1M9 | Plumbing Permit | Commercial | Renovation | Completed | Commercial - New Scrub sink to be installed. & Tie in new domestic water and vent to existing Exterior and interior alterations to renovate the two cath labs in Jim Pattison Pavilion (south building). The scope include to put outdoor condensing units with fencing enclosure (black chain link fencing) facing Laurel Street | Black & McDonald Limited
EP-2022-04568 | 2022-06-01 | 899 W 12TH AVENUE, Vancouver, BC V5Z 1M9 | Electrical Permit | Commercial | Renovation | Completed | Installation / Repair - Commercial - Supply and install all electrical panels, lighting and devices for Cath Labs 1 & 2. | Status Electrical Corporation
PP-2022-01801 | 2022-07-11 | 899 W 12TH AVENUE, Vancouver, BC V5Z 1M9 | Plumbing Permit | Commercial | Addition | Completed | Commercial - Installation of the following: Hand hygiene sink, including associated pipework CT Condensate Line Water Meter >BP: CT Suite 4 - Interior alterations to CT Suite 4 on the ground floor at 899 W 12th Av (Jim Pattison Pavilion) in this existing Hospital building. Scope of Work includes: alterations to remove door, wall finishes, plumbing fixtures/piping/ducting, flooring, ceiling tiles, lighting, millwork and medical equipment; new finishes such as flooring, wall protection, ceiling tiles, light fixtures, new millwork, door, medical equipment, sink, piping, HVAC and fire stopping. Structural seismic support of new medical equipment. OK for field review as per J.Bal - Oct 7/21 Notes: ~ Energy Upgrade: E2 - Lighting - Upgrade to Local Control (per 9.4.1.1.(a) of ASHRAE 90.1-2016) ~ Building Sprinklered – Building inspector to determine on site if a separate sprinkler permit is required. No SP required per DBI. ~ Schedule A and Schedule B Architectural submitted by Patrick Yue, Architect AIBC of Bau Studio+ Architecture Inc., Tel: 778-688-7317. ~ Schedule B Structural submitted by Brett Halicki, P. Eng. of Bush, Bohlman & Partners LLP, Tel: 604 688-9861. ~ Schedule B Mechanical and Plumbing submitted by Sean Mac Aodh, P. Eng. of BES-Building Energy Solutions Ltd., Tel: 778.829.2441. ~ Schedule B Electrical submitted by Reuben James, P. Eng. of BES-Building Energy Solutions Ltd., Tel: 778.829.2441. | Black & McDonald Limited
PP-2023-02560 | 2023-07-19 | 900 W 12TH AVENUE, Vancouver, BC V5Z 1N3 | Plumbing Permit | Residential | Addition | Completed | Residential - Installation of multiple backflow devices on site as per city inspector | PML Professional Mechanical Ltd
NULL | NULL | 900 W 12TH AVENUE, Vancouver, BC V5Z 1N3 | Mechanical Permit | NULL | NULL | Withdrawn | NULL | Black & McDonald Limited
EP-2023-00145 | 2023-01-12 | 900 W 12TH AVENUE, Vancouver, BC V5Z 1N3 | Electrical Permit | Commercial | Renovation | Completed | Installation / Repair - Commercial - Supply distribution, power and controls to new rooftop chillers and associated pumps. There is currently 1 Large chiller that is going to be removed and 2 smaller Chillers being installed in the same rough location. | Bridge Electric Corp
EP-2022-01470 | 2022-02-24 | 1088 W 12TH AVENUE, Vancouver, BC V6H 1L4 | Electrical Permit | Commercial | Renovation | Issued | Installation / Repair - Commercial - Replacement of faulty fire alarm control panel. Note: This permit has been issued based on Bulletin 2018-004-BU/EL. | 0777792 BC Ltd
EP-2022-02105 | 2022-03-17 | 4070 W 13TH AVENUE, Vancouver, BC V6R 2T4 | Electrical Permit | Residential | Tenant Improvement | Cancelled | Installation / Repair - Residential - Electrical upgrade from 100 amps to 200 amps. | Moore And Russell Heating And Air Conditioning Ltd
GP-2023-02490 | 2023-08-25 | 4085 W 13TH AVENUE, Vancouver, BC V6R 2T3 | Gas Permit | Residential | Renovation | Completed | Residential - replace hot water tank | Hillcrest Plumbing & Heating (1991) Ltd
PP-2022-00317 | 2022-02-01 | 4396 W 12TH AVENUE, Vancouver, BC V6R 2R1 | Plumbing Permit | Commercial | Renovation | Completed | Commercial - Installation of 1 WC, 1 Lav, 1 SH, 2 FDs To alter the interior of this existing Fire Hall building to provide a new women’s toilet room and shower in the existing store room and to enclose a pole station on the second floor. AMEND: FEB 2/2022 Change 2 roof drains to 2 floor drains, there are no roof drains at this installation. Total number of fixtures will remain 5. | Broadway Refrigeration & Air Conditioning Co
EP-2022-00200 | 2022-01-14 | 4396 W 12TH AVENUE, Vancouver, BC V6R 2R1 | Electrical Permit | Commercial | Renovation | Completed | Installation / Repair - Commercial - New lighting, heater and power for washroom addition >BP: To alter the interior of this existing Fire Hall building to provide a new women’s toilet room and shower in the existing store room and to enclose a pole station on the second floor. Note: This application is reviewed under VBBL 2019. | Keystone Electric Ltd
GP-2022-01355 | 2022-05-03 | 4401 W 12TH AVENUE, Vancouver, BC V6R 2R3 | Gas Permit | Residential | Tenant Improvement | Completed | Residential - UPGRADE A HWT AND BOILER TO A TANKLESS COMBI SYSTEM | Hillcrest Plumbing & Heating (1967) Ltd
GP-2023-04112 | 2023-12-19 | 4410 W 12TH AVENUE, Vancouver, BC V6R 2R2 | Gas Permit | Residential | Renovation | Issued | Residential - Re & Re boiler | Eaton's Heating Ltd
EP-2022-06523 | 2022-08-18 | 1468 W 14TH AVENUE, Vancouver, BC V6H 0A2 | Electrical Permit | Commercial | Addition | Issued | Installation / Repair - Commercial - Run conduit and wiring for a new EV charger. Install One 208-volt 50-amp circuit intended for an EVSE, a 6-50r receptacle is to be installed. | Santec Electric Inc
EP-2023-10051 | NULL | 1504 W 14TH AVENUE, Vancouver, BC | Electrical Permit | Commercial | Tenant Improvement | Application Incomplete | Installation / Repair - Commercial - Re/Re common area lighting, emergency lighting, smoke detectors, baseboard heaters and plugs - this is in the common areas only which include the hallways and front entry. No structural work is being done. There is no cutting through any walls, drywall or fire-rated walls | F & S Electrical Ltd
GP-2022-00914 | 2022-03-23 | 1545 W 14TH AVENUE, Vancouver, BC V6J 2J1 | Gas Permit | Commercial | Tenant Improvement | Completed | Commercial - Re and Re of 2 gas dryers . Location: Laundry Room ** Amend 04/01/2022** correct address is 1545 W 14th instead of 1445 W 14th | Spears Sales & Service Ltd
MP-2023-01930 | 2023-10-27 | 4215 W 13TH AVENUE, Vancouver, BC V6R 2T7 | Mechanical Permit | NULL | NULL | Issued | NULL | Lally Plumbing & Heating Ltd
GP-2023-03509 | 2023-11-14 | 4215 W 13TH AVENUE, Vancouver, BC V6R 2T7 | Gas Permit | Residential | New | Issued | Residential - 2 Ranges & 2 BBQ's BBQ piping only >BP: To construct a two and a half storey + basement two-family dwelling ($787,500), with a detached accessory building (garage) at the rear providing 2 parking spaces, having vehicular access from the lane. | Lally Plumbing & Heating Ltd
PP-2023-03705 | 2023-10-20 | 4215 W 13TH AVENUE, Vancouver, BC V6R 2T7 | Plumbing Permit | Residential | New | Issued | Residential - 2FD - FRONT - 4215 W 13TH AV - #1 BACK - 4215 W 13TH AV - #2 Plumbing >DB: To construct a two and a half storey + basement two-family dwelling, with a detached accessory building (garage) at the rear providing 2 parking spaces, having vehicular access from the lane. Note: This is a 2 storey building pursuant to the Zoning and Development By-Law 1. No A/C units proposed 2. No Bar sinks proposed ***This permit is issued under the VBBL 2019, with updated energy requirements as per bylaw # 12997 effective Jan 01, 2022.*** | Lally Plumbing & Heating Ltd
PP-2023-02948 | 2023-08-21 | 4215 W 13TH AVENUE, Vancouver, BC V6R 2T7 | Plumbing Permit | Residential | New | Issued | Residential - one sump with pump one sump without pump NOTE: Engineering Assurance letter will be submitted to the Plumbing Inspector on the site. Letter shall conform to the requirements of Vancouver Bulletin 2000-008-EL/PL. | Bhullar Excavating and Demolition
EP-2023-11246 | 2023-12-19 | 4215 W 13TH AVENUE, Vancouver, BC V6R 2T7 | Electrical Permit | Residential | New | Issued | Installation / Repair - Residential - tv/data/tel/audio system/video doorbell/alarm/CCTV rough in and completion >BP: >BP: To construct a two and a half storey + basement two-family dwelling ($787,500), with a detached accessory building (garage) at the rear providing 2 parking spaces, having vehicular access from the lane. Note: This is a 2 storey building pursuant to the Zoning and Development By-Law 1. No A/C units proposed 2. No Bar sinks proposed 3. Schedule B: Jason Hui, 778.319.3403 Structural & Geotechnical 4. HPO: Residential Builder - Doost Enterprises Ltd. ***This permit is issued under the VBBL 2019, with updated energy requirements as per bylaw # 12997 effective Jan 01, 2022.*** | Jingwei Security Systems Ltd
EP-2023-11242 | 2024-01-08 | 4215 W 13TH AVENUE, Vancouver, BC V6R 2T7 | Electrical Permit | Residential | New | Issued | Installation / Repair - Residential - New duplex houses with detached garages >BP: To construct a two and a half storey + basement two-family dwelling ($787,500), with a detached accessory building (garage) at the rear providing 2 parking spaces, having vehicular access from the lane. Note: This is a 2 storey building pursuant to the Zoning and Development By-Law 1. No A/C units proposed 2. No Bar sinks proposed 3. Schedule B: Jason Hui, 778.319.3403 Structural & Geotechnical 4. HPO: Residential Builder - Doost Enterprises Ltd. ***This permit is issued under the VBBL 2019, with updated energy requirements as per bylaw # 12997 effective Jan 01, 2022.*** | Arise Electrical Ltd
SP-2023-02176 | 2023-12-04 | 4215 W 13TH AVENUE, Vancouver, BC V6R 2T7 | Sprinkler Permit | Residential | New | Issued | Residential - Install Sprinkler Heads >BP: To construct a two and a half storey + basement two-family dwelling , with a detached accessory building (garage) at the rear providing 2 parking spaces, having vehicular access from the lane. Note: This is a 2 storey building pursuant to the Zoning and Development By-Law 1. No A/C units proposed 2. No Bar sinks proposed 3. Schedule B: Jason Hui, 778.319.3403 Structural & Geotechnical 4. HPO: Residential Builder - Doost Enterprises Ltd. | RAHELU PLUMBING & HEATING LTD.
EP-2023-04016 | 2023-05-08 | 4215 W 13TH AVENUE, Vancouver, BC V6R 2T7 | Electrical Permit | Residential | New | Issued | Temporary Power - Residential - To provide temporary power. | Arise Electrical Ltd
SP-2023-00766 | 2023-05-03 | 4227 W 13TH AVENUE, Vancouver, BC V6R 2T7 | Sprinkler Permit | Residential | New | Issued | Residential - 1FD - Install sprinklers in SFD >DB: To construct a 2.5 storey + cellar one-family dwelling sprinklered to NFPA 13D requirements, with a detached accessory building (garage), at the rear providing 3 parking spaces, having vehicular access from the lane. Note: This is a 2.5 storey building pursuant to the Zoning and Development By-Law 1- Bar/Sink proposed in Cellar 2- A/C unit proposed in rear yard and upper floor 6- The entire building to be sprinklered to NFPA 13D. | Gold Key Fire Protection Ltd
GP-2023-01554 | 2023-05-15 | 4227 W 13TH AVENUE, Vancouver, BC V6R 2T7 | Gas Permit | Residential | New | Issued | Residential - install 1 gas fireplace in new home construction, vent up and out 10ft thru exterior wall , vent and connect only >BP: To construct a 2.5 storey + cellar one-family dwelling sprinklered to NFPA 13D requirements, with a detached accessory building (garage), at the rear providing 3 parking spaces, having vehicular access from the lane. | The LM Fireplace Warehouse Ltd.
PP-2023-00375 | 2023-02-03 | 4227 W 13TH AVENUE, Vancouver, BC V6R 2T7 | Plumbing Permit | Residential | New | Issued | Residential - 1FD - new house plumbing >DB: To construct a 2.5 storey + cellar one-family dwelling sprinklered to NFPA 13D requirements, with a detached accessory building (garage), at the rear providing 3 parking spaces, having vehicular access from the lane. Note: This is a 2.5 storey building pursuant to the Zoning and Development By-Law 1- Bar/Sink proposed in Cellar 2- A/C unit proposed in rear yard and upper floor 3- Schedule B: Antony Wang, P.Eng. (604-618-6236) Structural & Arch.#1.5 4- Schedule B: Jason Hui, P. Eng. (778-319-3403) Geotechnical 5- HPO: Residential Builder - Milestone Development Construction & Building Supplies Inc. 6- The entire building to be sprinklered to NFPA 13D. | ALI & ALI PLUMBING & HEATING LTD
MP-2023-00236 | 2023-02-27 | 4227 W 13TH AVENUE, Vancouver, BC V6R 2T7 | Mechanical Permit | NULL | NULL | Issued | NULL | ALI & ALI PLUMBING & HEATING LTD
GP-2023-01309 | 2023-04-25 | 4227 W 13TH AVENUE, Vancouver, BC V6R 2T7 | Gas Permit | Residential | New | Issued | Residential - 1FD - To install boiler range fireplace 2 BBQ There is pipping for fireplace and 2 BBQ >DB: To construct a 2.5 storey + cellar one-family dwelling sprinklered to NFPA 13Drequirements, with a detached accessory building (garage), at the rear providing 3 parking spaces, having vehicular access from the lane. Note: This is a 2.5 storey building pursuant to the Zoning and Development By-Law 1- Bar/Sink proposed in Cellar 2- A/C unit proposed in rear yard and upper floor 6- The entire building to be sprinklered to NFPA 13D. AMEND: JUN 12/2023 PER DPI Please remove the gas boiler from the permit. There is electrical boiler | JOT MECHANICAL LTD
EP-2022-06574 | 2022-08-05 | 4227 W 13TH AVENUE, Vancouver, BC V6R 2T7 | Electrical Permit | Residential | New | Expired | Temporary Power - Residential - To provide temporary power. | Aidea Solutions Ltd
EP-2022-07732 | 2022-09-15 | 4227 W 13TH AVENUE, Vancouver, BC V6R 2T7 | Electrical Permit | Residential | New | Issued | Installation / Repair - Residential - This is a new single house: single-phase service, all outlets, roughing and connection, lighting system, and all electrical equipment connection. In rough in procedure also pre-wire the data and TV communication cables. One Electrical Meter system. Main consumer's service: 200A. Main House Service:150A Sub panel 100 A To construct a 2.5 storey + cellar one-family dwelling sprinklered to NFPA 13Drequirements, with a detached accessory building (garage), at the rear providing 3 parking spaces, having vehicular access from the lane. Note: This is a 2.5 storey building pursuant to the Zoning and Development By-Law 1- Bar/Sink proposed in Cellar 2- A/C unit proposed in rear yard and upper floor 3- Schedule B: Antony Wang, P.Eng. (604-618-6236) Structural & Arch.#1.5 4- Schedule B: Jason Hui, P. Eng. (778-319-3403) Geotechnical 5- HPO: Residential Builder - Milestone Development Construction & Building Supplies Inc. 6- The entire building to be sprinklered to NFPA 13D. | Aidea Solutions Ltd
PP-2022-03402 | 2022-09-27 | 4227 W 13TH AVENUE, Vancouver, BC V6R 2T7 | Plumbing Permit | Residential | New | Issued | Residential - SUMPS | J B Siteworks Inc
EP-2022-06288 | 2022-07-27 | 4228 W 13TH AVENUE, Vancouver, BC V6R 2T8 | Electrical Permit | Residential | Renovation | Issued | Installation / Repair - Residential - New 200a overhead service to the detached garage, renovation of main house, lifting house and adding lower floor, complete gut Exterior and interior alterations to convert the existing crawl space into habitable space and add a new rear deck off the main floor for this existing two and half storey plus cellar one family dwelling on this inside with lane site. | Reliable Electrical Contracting Ltd
PP-2023-01444 | 2023-04-25 | 4228 W 13TH AVENUE, Vancouver, BC V6R 2T8 | Plumbing Permit | Residential | Renovation | Issued | Residential - New Storm Sump NW side of property in front of house | L Walter Zdebiak House Raising Co Ltd
SP-2023-00737 | 2023-04-28 | 4228 W 13TH AVENUE, Vancouver, BC V6R 2T8 | Sprinkler Permit | Residential | Renovation - Dwelling Unit(s) only | Completed | Residential - install sprinklers in the new basement area >BP: Exterior and interior alterations to convert the existing crawl space into habitable space and add a new rear deck off the main floor for this existing two and half storey plus cellar one family dwelling on this inside with lane site. | Alpine Sprinkler Systems Ltd
GP-2023-00904 | 2023-03-15 | 4228 W 13TH AVENUE, Vancouver, BC V6R 2T8 | Gas Permit | Residential | Renovation | Completed | Residential - full house renovation >BP: Exterior and interior alterations to convert the existing crawl space into habitable space and add a new rear deck off the main floor for this existing two and half storey plus cellar one family dwelling on this inside with lane site. | Sean Michael Regan
PP-2023-00823 | 2023-03-13 | 4228 W 13TH AVENUE, Vancouver, BC V6R 2T8 | Plumbing Permit | Residential | Renovation | Issued | Residential - Whole house renovation >DB: Exterior and interior alterations to convert the existing crawl space into habitable space and add a new rear deck off the main floor for this existing two and half storey plus cellar one family dwelling on this inside with lane site. Note: No secondary suite will be permitted in the cellar. | Sean Michael Regan
NULL | NULL | 4228 W 13TH AVENUE, Vancouver, BC V6R 2T8 | Gas Permit | Residential | Renovation | Withdrawn | Residential - full house renovation | Sean Michael Regan
MP-2023-00883 | 2023-05-18 | 4228 W 13TH AVENUE, Vancouver, BC V6R 2T8 | Mechanical Permit | NULL | NULL | Completed | NULL | Sean Michael Regan
GP-2023-01600 | 2023-05-23 | 4228 W 13TH AVENUE, Vancouver, BC V6R 2T8 | Gas Permit | Residential | Renovation | Completed | Residential - installation of 1 gas fireplace -venting and hook up only >BP: Exterior and interior alterations to convert the existing crawl space into habitable space and add a new rear deck off the main floor for this existing two and half storey plus cellar one family dwelling on this inside with lane site. | Urban Fireplaces Ltd
EP-2022-03213 | 2022-05-02 | 4246 W 13TH AVENUE, Vancouver, BC V6R 2T8 | Electrical Permit | Residential | Renovation | Completed | Installation / Repair - Residential - Replace old FEP panel. -There will be an EVSE 7200W @240V. (CF-2022-004064) Amend: Jan 26th, 2023 Service should be Reconnect/Relocate | Bordignon Electrical Services Ltd
GP-2022-00208 | 2022-01-25 | 3803 W 11TH AVENUE, Vancouver, BC V6R 2K8 | Gas Permit | Residential | Tenant Improvement | Completed | Residential - Replacing old high efechincy furnace with new one | Flame Co Heating Services Ltd
GP-2022-01187 | 2022-04-19 | 3807 W 11TH AVENUE, Vancouver, BC V6R 2K8 | Gas Permit | Residential | Renovation | Completed | Residential - Installation of 1 gas fireplace - venting and hook up only | Urban Fireplaces Ltd
GP-2022-03793 | 2022-11-30 | 3814 W 11TH AVENUE, Vancouver, BC V6R 2K9 | Gas Permit | Residential | Renovation | Completed | Residential - Replacing the mid-efficiency furnace with a high-efficiency option | BCRC Plumbing and Heating Ltd
GP-2022-01100 | 2022-04-07 | 2575 W 10TH AVENUE, Vancouver, BC V6K 2J5 | Gas Permit | Residential | Renovation | Completed | Residential - Re&Re Boiler BTU: 120.000 | Milani Plumbing Heating & Air Conditioning Ltd
EP-2023-04455 | 2023-05-31 | 2610 W 10TH AVENUE, Vancouver, BC V6K 2J7 | Electrical Permit | Residential | Renovation | Cancelled | Installation / Repair - Residential - rewire upstairs, service upgrade to 200 amps, rewire bath room in basement suit, add lights in basement suit (CF-2022-003803) >BP: Exterior and Interior alterations and change of use from Multiple Conversion Dwelling containing no dwelling on the lower floor, dwelling unit on the main floor and 2 housekeeping units on the second floor to Multiple Conversion Dwelling containing one dwelling unit on the lower floor to be utilized as a secondary suite and one dwelling unit on the main and second floor at this existing 3 storey building on site. Scope of work includes: 1) Exterior alterations to remove exterior side door, storage and laundry room at the underside of the deck. Okay to retain one wall on the east side of the building. 2) Exterior alterations to the east elevation to lower a portion of the firefighter access path above the bump out of the main floor to provide the minimum ceiling height clearance of 6'6". 3) Exterior alterations to remove exterior stairs from the deck on the second level to the deck on the main floor. 4) Removal of unauthorized attic space. Stairs between the second floor and attic space will be removed. A portion of the second floor will be over 12 feet in height from top of floor joist to underside of ridge beam. 5) Interior alterations 4 additional plumbing fixtures (1 LAV, 1 WC, 1 Shower, 1 Bathtub) Schedule B (Struct + Geo): P. Khorram #40507, 604-506-4446, Builtex Engineering Group Ltd. ReUP: required 3 pts, provided 4 pts Minor air sealing, Uninsulated/exposed space insulation, electric panel upgrade, appliance fuel-switch | PNW Electric Limited
PP-2023-02799 | 2023-08-08 | 2610 W 10TH AVENUE, Vancouver, BC V6K 2J7 | Plumbing Permit | Residential | Renovation | Issued | Residential - MCD - Full re-piping and fixture installations >DB: Exterior and Interior alterations and change of use from Multiple Conversion Dwelling containing no dwelling on the lower floor, dwelling unit on the main floor and 2 housekeeping units on the second floor to Multiple Conversion Dwelling containing one dwelling unit on the lower floor to be utilized as a secondary suite and one dwelling unit on the main and second floor at this existing 3 storey building on site. Scope of work includes: 1) Exterior alterations to remove exterior side door, storage and laundry room at the underside of the deck. Okay to retain one wall on the east side of the building. 2) Exterior alterations to the east elevation to lower a portion of the firefighter access path above the bump out of the main floor to provide the minimum ceiling height clearance of 6'6". 3) Exterior alterations to remove exterior stairs from the deck on the second level to the deck on the main floor. 4) Removal of unauthorized attic space. Stairs between the second floor and attic space will be removed. A portion of the second floor will be over 12 feet in height from top of floor joist to underside of ridge beam. 5) Interior alterations 4 additional plumbing fixtures (1 LAV, 1 WC, 1 Shower, 1 Bathtub) | AVATAR PLUMBING AND HEATING LTD
EP-2023-07080 | 2023-08-17 | 2610 W 10TH AVENUE, Vancouver, BC V6K 2J7 | Electrical Permit | Residential | Renovation | Issued | Installation / Repair - Residential - This renovation project.Prewire new electrical cable for lighting and receptacle ,plus electrical appliances.Upgrade the service from 100amp to 200amp,relocation the meter font inside to outside permanent pole. Main unit 2610 W 10th ave. with 200 amps panel.Legal suite 60 amps panel.One meter system. RE: CF-2022-003803 | AIGO TECHNOLOGY INC
MP-2023-02075 | 2023-11-24 | 2610 W 10TH AVENUE, Vancouver, BC V6K 2J7 | Mechanical Permit | NULL | NULL | Issued | NULL | AVATAR PLUMBING AND HEATING LTD
NULL | NULL | 2610 W 10TH AVENUE, Vancouver, BC V6K 2J7 | Plumbing Permit | Residential | Renovation | Draft | Residential - Radiant floor heating for 2 upper floors and baseboard radiators for basement | AVATAR PLUMBING AND HEATING LTD
GP-2023-02751 | 2023-09-22 | 2610 W 10TH AVENUE, Vancouver, BC V6K 2J7 | Gas Permit | Residential | Renovation | Issued | Residential - 1 Range, 1 Boiler & 1 Range Existing appliances replaced with new ones. Rough-in piping had to be altered a bit. New plastic venting trough the roof replacing old one (Chimney) >BP: Exterior and Interior alterations and change of use from Multiple Conversion Dwelling containing no dwelling on the lower floor, dwelling unit on the main floor and 2 housekeeping units on the second floor to Multiple Conversion Dwelling containing one dwelling unit on the lower floor to be utilized as a secondary suite and one dwelling unit on the main and second floor at this existing 3 storey building on site. Scope of work includes: 1) Exterior alterations to remove exterior side door, storage and laundry room at the underside of the deck. Okay to retain one wall on the east side of the building. 2) Exterior alterations to the east elevation to lower a portion of the firefighter access path above the bump out of the main floor to provide the minimum ceiling height clearance of 6'6". 3) Exterior alterations to remove exterior stairs from the deck on the second level to the deck on the main floor. 4) Removal of unauthorized attic space. Stairs between the second floor and attic space will be removed. A portion of the second floor will be over 12 feet in height from top of floor joist to underside of ridge beam. 5) Interior alterations 4 additional plumbing fixtures (1 LAV, 1 WC, 1 Shower, 1 Bathtub) Schedule B (Struct + Geo): P. Khorram #40507, 604-506-4446, Builtex Engineering Group Ltd. ReUP: required 3 pts, provided 4 pts Minor air sealing, Uninsulated/exposed space insulation, electric panel upgrade, appliance fuel-switch (CF-2022-003803) | AVATAR PLUMBING AND HEATING LTD
NULL | NULL | 1715 W 11TH AVENUE, Vancouver, BC V6J 2C2 | Electrical Permit | Commercial | Tenant Improvement | Draft | Installation / Repair - Commercial - ti | Whitley Electric Ltd
EP-2022-00274 | 2022-01-18 | 1766 W 11TH AVENUE, Vancouver, BC V6J 2C3 | Electrical Permit | Commercial | Renovation - Dwelling Unit(s) only | Completed | Installation / Repair - Commercial - Properly reconnect electrical that has been exposed or cut in # unit 203 and# 303. Re install baseboard heaters. -No, service will not be affected. They are repairing the patio in the units, and some electrical were exposed and cut, I'm just reconnecting existing wiring. >BP: Exterior alterations to repair all (4) balconies on the 3rd Floor, to replace glass block windows on the east and west elevation of the 2nd and 3rd floor and to replace windows at south elevation (rear) of 2nd and 3rd floor with smaller windows at this existing multiple dwelling building on this site. | Onsum Contracting Ltd
GP-2022-03440 | 2022-11-04 | 3611 W 12TH AVENUE, Vancouver, BC V6R 2N5 | Gas Permit | Residential | Renovation - Dwelling Unit(s) only | Completed | Residential - Installing combination gas boiler | Reid Brothers Plumbing & Heating Ltd
EP-2022-09529 | 2022-11-10 | 3732 W 12TH AVENUE, Vancouver, BC V6R 2N6 | Electrical Permit | Residential | Tenant Improvement | Completed | Installation / Repair - Residential - electrical to outdoor heat pump. MP-2022-00541 | 0994152 BC Ltd
GP-2022-03502 | 2022-11-09 | 3732 W 12TH AVENUE, Vancouver, BC V6R 2N6 | Gas Permit | Residential | Tenant Improvement | Completed | Residential - decommissioning and removal of gas furnace | 0994152 BC Ltd
MP-2022-00541 | 2022-11-09 | 3732 W 12TH AVENUE, Vancouver, BC V6R 2N6 | Mechanical Permit | NULL | NULL | Completed | NULL | 0994152 BC Ltd
GP-2023-01269 | 2023-04-19 | 3737 W 12TH AVENUE, Vancouver, BC V6R 2N7 | Gas Permit | Residential | Addition | Completed | Residential - Installing tankless water heater | Cangas Heating Service Ltd
GP-2022-01152 | 2022-04-12 | 4213 W 11TH AVENUE, Vancouver, BC V6R 2L8 | Gas Permit | Residential | Tenant Improvement | Completed | Residential - Boiler Replacement. | Wah Fai Plumbing & Heating Inc
EP-2023-01483 | 2023-02-22 | 3105 W 12TH AVENUE, Vancouver, BC V6K 2R6 | Electrical Permit | Residential | Addition | Completed | Installation / Repair - Residential - Moving service from main house to laneway house, service stays same 100 amp main *EP-2023-01482/ LWH - #3 *EP-2023-01483/ 1FD RE-CONNECT Amend: July 17, 2023 EP-2023-01482/LWH-#3 change to EP-2033-01486 - # 3 | O J ELECTRIC LTD
GP-2022-03202 | 2022-10-18 | 3125 W 12TH AVENUE, Vancouver, BC V6K 2R6 | Gas Permit | Residential | Renovation | Completed | Residential - Furnace replacement_American Standard | Maple Furnace Heating & Air Conditioning
GP-2023-02487 | 2023-08-25 | 4464 W 12TH AVENUE, Vancouver, BC V6R 2R2 | Gas Permit | Residential | Tenant Improvement | Completed | Residential - Installing furnace. | Gandy Installations Ltd
GP-2023-03042 | 2023-10-13 | 4465 W 12TH AVENUE, Vancouver, BC V6R 2R3 | Gas Permit | Residential | Renovation | Completed | Residential - installation of 1 gas fireplace -venting and hook up only | Urban Fireplaces Ltd
PP-2023-04369 | 2023-12-19 | 4490 W 12TH AVENUE, Vancouver, BC V6R 2R2 | Plumbing Permit | Residential | New | Issued | Residential - Two Sumps 1 Pumped | CANADIAN EXCAVATING LTD.
EP-2023-11227 | 2023-12-18 | 4490 W 12TH AVENUE, Vancouver, BC V6R 2R2 | Electrical Permit | Residential | New | Issued | Temporary Power - Residential - To provide temporary power. Valid December 18th, 2023 until December 17th, 2024 | FC Electric Inc
GP-2023-00234 | 2023-01-19 | 4494 W 12TH AVENUE, Vancouver, BC V6R 2R2 | Gas Permit | Residential | Renovation - Dwelling Unit(s) only | Completed | Residential - Installing gas furnace | Reid Brothers Plumbing & Heating Ltd
NULL | NULL | 4514 W 12TH AVENUE, Vancouver, BC V6R 2R5 | Plumbing Permit | Residential | New | Draft | Residential - drain work | NULL
NULL | NULL | 4533 W 12TH AVENUE, Vancouver, BC V6R 2R4 | Mechanical Permit | NULL | NULL | Withdrawn | NULL | DYNAMIC MECHANICAL SERVICES LTD
EP-2023-09297 | 2023-12-15 | 4533 W 12TH AVENUE, Vancouver, BC V6R 2R4 | Electrical Permit | Residential | Addition | Issued | Installation / Repair - Residential - Install electrical circuit for new heat pump MP-2023-02217: Issued (Cooling) -There is an unused circuit for a wall oven that has been removed. We will install a junction box in the kitchen, where the wall oven used to be and run new wire from the junction box, out the east wall, and to the location of outdoor unit in the backyard at north-east corner of the house. | DYNAMIC MECHANICAL SERVICES LTD
MP-2023-02217 | 2023-12-13 | 4533 W 12TH AVENUE, Vancouver, BC V6R 2R4 | Mechanical Permit | NULL | NULL | Issued | NULL | DYNAMIC MECHANICAL SERVICES LTD
GP-2022-03923 | 2022-12-08 | 4533 W 12TH AVENUE, Vancouver, BC V6R 2R4 | Gas Permit | Residential | Addition | Completed | Residential - Furnace installation | Aquaflame Heating & Cooling Ltd
EP-2022-02432 | 2022-05-05 | 4544 W 12TH AVENUE, Vancouver, BC V6R 2R5 | Electrical Permit | Residential | Tenant Improvement | Completed | Installation / Repair - Residential - -Add plugs. -Install ground fault receptacles. -Upgrade service from 100 to 200 amp -Replace fixtures. -Add 1 interconnected smoke detectors in each hall. -We are running BX cable on the surface through closet to smoke detectors on each floor. | BPM Electric Ltd
GP-2023-02579 | 2023-09-11 | 4559 W 12TH AVENUE, Vancouver, BC V6R 2R4 | Gas Permit | Residential | Renovation | Completed | Residential - REPLACE A TANKLESS | SUNFLOWER HOME SERVICE LTD
PP-2022-00824 | 2022-03-10 | 4573 W 12TH AVENUE, Vancouver, BC V6R 2R4 | Plumbing Permit | Residential | New | Completed | Residential - 1FD - new irrigation system To construct a 2 storey + cellar one-family dwelling with one open parking space at the rear, having vehicular access from the lane. 1. Building Permit DB-2020-02053 has been suspended pending completion of the associated (green) Demolition Permit BP-2019-02054. 2. No Strata Titling permitted 3. No A/C Unit proposed | Lucky Five Eight Plumbing & Heating Ltd
GP-2023-02315 | 2023-08-08 | 2995 W 12TH AVENUE, Vancouver, BC V6K 2R2 | Gas Permit | Residential | New | Completed | Residential - 1 Range Fisher & Paykel 48" Dual Fuel Range | Han Appliances & Refrigeration Ltd
GP-2022-04142 | 2022-12-27 | 3015 W 12TH AVENUE, Vancouver, BC V6K 2R4 | Gas Permit | Residential | Addition | Completed | Residential - RE & RE FURNACE | B C Furnace Service Ltd
GP-2023-03238 | 2023-10-27 | 3018 W 12TH AVENUE, Vancouver, BC V6K 2R5 | Gas Permit | Residential | Tenant Improvement | Completed | Residential - replace gas fireplace | Campbell Care Plumbing, Heating & Air Ltd.
GP-2023-00950 | 2023-03-17 | 4277 W 13TH AVENUE, Vancouver, BC V6R 2T7 | Gas Permit | Residential | Renovation | Completed | Residential - Remove existing boiler and replace with new | Sure Heating Services Ltd
GP-2023-02754 | 2023-09-20 | 4285 W 13TH AVENUE, Vancouver, BC V6R 2T7 | Gas Permit | Residential | Renovation | Completed | Residential - re&re HOT WATER TANK | Milani Plumbing Heating & Air Conditioning Ltd
GP-2022-00494 | 2022-02-16 | 2995 W 14TH AVENUE, Vancouver, BC V6K 2X5 | Gas Permit | Residential | Renovation | Completed | Residential - installation of a high Efficiency furnace @ 60,000 | Best Way Heating Inc
EP-2022-04061 | 2022-05-17 | 3004 W 14TH AVENUE, Vancouver, BC V6K 2X8 | Electrical Permit | Residential | New | Expired | Temporary Power - Residential - To provide temporary power. | David Stein
EP-2023-10666 | 2023-11-28 | 3004 W 14TH AVENUE, Vancouver, BC V6K 2X8 | Electrical Permit | Residential | New | Completed | Installation / Repair - Residential - Completion of Alarm >BP: To construct a two and a half storey two-family dwelling ($704,550), with a detached accessory building (garage) at the rear providing 2 parking spaces, having vehicular access from the lane. 1. A/C units proposed in rear yard 2. No Bar sinks proposed 3. Schedule B: Scott Ash-Anderson (604.228.0518) Structural 4. Schedule B: Ward Phillips (604.716.8881) Geotechnical 5. HPO: Residential Builder - Cavendish Contracting Ltd ******THIS PERMIT HAS BEEN ISSUED UNDER THE REQUIREMENTS OF VBBL #12511 (2019)****** | Atlas Alarms Ltd
GP-2023-00974 | 2023-03-20 | 3004 W 14TH AVENUE, Vancouver, BC V6K 2X8 | Gas Permit | Residential | New | Issued | Residential - 2 Water Heaters, 2 Fireplaces & 2 BBQ's >BP: To construct a two and a half storey two-family dwelling ($704,550), with a detached accessory building (garage) at the rear providing 2 parking spaces, having vehicular access from the lane. | PRIDE GAS & HEATING LTD.
EP-2023-03048 | 2023-04-06 | 3004 W 14TH AVENUE, Vancouver, BC V6K 2X8 | Electrical Permit | Residential | New | Completed | Installation / Repair - Residential - Install security prewire only, cable, networking. >BP: To construct a two and a half storey two-family dwelling ($704,550), with a detached accessory building (garage) at the rear providing 2 parking spaces, having vehicular access from the lane. Note: This Building Permit will remain in a suspended status until the associated (green) Demolition Permit BP-2021-04723 is completed. 1. A/C units proposed in rear yard 2. No Bar sinks proposed 3. Schedule B: Scott Ash-Anderson (604.228.0518) Structural 4. Schedule B: Ward Phillips (604.716.8881) Geotechnical 5. HPO: Residential Builder - Cavendish Contracting Ltd ******THIS PERMIT HAS BEEN ISSUED UNDER THE REQUIREMENTS OF VBBL #12511 (2019)****** | Wiresmart Installations Ltd
SP-2023-00369 | 2023-03-02 | 3004 W 14TH AVENUE, Vancouver, BC V6K 2X8 | Sprinkler Permit | Residential | New | Issued | Residential - 2FD - NORTH - 3004 W 1TH AV SOUTH - 3031 CARNARVON ST Installation of new fire sprinkler system >DB: To construct a two and a half storey two-family dwelling with a detached accessory building (garage) at the rear providing 2 parking spaces, having vehicular access from the lane. 1. A/C units proposed in rear yard 2. No Bar sinks proposed The entire building, INCLUDING THE ATTACHED GARAGE (if applicable), to be sprinklered to 2 x NFPA 13D. | Fire Busters Inc
MP-2023-00314 | 2023-03-07 | 3004 W 14TH AVENUE, Vancouver, BC V6K 2X8 | Mechanical Permit | NULL | NULL | Issued | NULL | Lumi HVAC Ltd
EP-2023-00866 | 2023-02-07 | 3004 W 14TH AVENUE, Vancouver, BC V6K 2X8 | Electrical Permit | Residential | New | Completed | Installation / Repair - Residential - wiring of the two units and garages as well >To construct a two and a half storey two-family dwelling ($704,550), with a detached accessory building (garage) at the rear providing 2 parking spaces, having vehicular access from the lane. Note: This Building Permit will remain in a suspended status until the associated (green) Demolition Permit BP-2021-04723 is completed. 1. A/C units proposed in rear yard 2. No Bar sinks proposed 3. Schedule B: Scott Ash-Anderson (604.228.0518) Structural 4. Schedule B: Ward Phillips (604.716.8881) Geotechnical 5. HPO: Residential Builder - Cavendish Contracting Ltd ******THIS PERMIT HAS BEEN ISSUED UNDER THE REQUIREMENTS OF VBBL #12511 (2019)****** | David Stein
PP-2023-00546 | 2023-02-15 | 3004 W 14TH AVENUE, Vancouver, BC V6K 2X8 | Plumbing Permit | Residential | New | Issued | Residential - plumbing >BP: To construct a two and a half storey two-family dwelling , with a detached accessory building (garage) at the rear providing 2 parking spaces, having vehicular access from the lane. 1. A/C units proposed in rear yard 2. No Bar sinks proposed 3. Schedule B: Scott Ash-Anderson (604.228.0518) Structural 4. Schedule B: Ward Phillips (604.716.8881) Geotechnical 5. HPO: Residential Builder - Cavendish Contracting Ltd | SKY HIGH PLUMBING & HEATING LTD
PP-2022-04023 | 2022-11-07 | 3004 W 14TH AVENUE, Vancouver, BC V6K 2X8 | Plumbing Permit | Residential | New | Issued | Residential - Sump | J & R Excavation & Demolition Ltd.
GP-2023-03198 | 2023-10-24 | 3020 W 14TH AVENUE, Vancouver, BC V6K 2X8 | Gas Permit | Residential | Renovation | Completed | Residential - Install Rinnai tankless water heater | Lambert Plumbing & Heating
GP-2022-01674 | 2022-06-01 | 3033 W 14TH AVENUE, Vancouver, BC V6K 2X7 | Gas Permit | Residential | Renovation - Dwelling Unit(s) only | Completed | Residential - Installing a combination boiler | Reid Brothers Plumbing & Heating Ltd
GP-2023-00394 | 2023-02-02 | 3035 W 14TH AVENUE, Vancouver, BC V6K 2X7 | Gas Permit | Residential | Renovation | Completed | Residential - Re&re furnace | Milani Plumbing Heating & Air Conditioning Ltd
GP-2022-01764 | 2022-06-09 | 3041 W 14TH AVENUE, Vancouver, BC V6K 2X7 | Gas Permit | Residential | Addition | Completed | Residential - Gas fireplace installation | Vaglio Fireplace LTD
EP-2023-10550 | 2023-11-22 | 3125 W 14TH AVENUE, Vancouver, BC V6K 2X9 | Electrical Permit | Residential | New | Issued | Installation / Repair - Residential - Low voltage including security, CCTV, Intercom, structured wiring and Home automation -complete security alarm installation >BP: Interior and Exterior alterations to remove detached garage, deck, porch, walls and stairs; build a new deck, porch and stairs at the rear, new rain screen and cladding, new walls, stairs, kitchen and bathroom updates and finishes throughout in this existing 2 storey and basement, single detached house (character) and to construct a new detached two (2) car garage having vehicular access from the lane on this inside with lane site. Revision #1 - Changes to interior layout & exterior cladding material - Update windows dimensions to reflect existing condition, new window on North EL, and replace windows on S & E EL - New doors, interior wall removed, remove closet and convert to wet bar in the basement, layout changes to bathrooms on upper fl - Increase construction cost of 36,200.00 | Moda Smart Home Inc
EP-2023-09645 | 2023-11-28 | 3125 W 14TH AVENUE, Vancouver, BC V6K 2X9 | Electrical Permit | Residential | Renovation | Issued | Installation / Repair - Residential - ¦ 1FD- 200A SERVICE UPGRADE/ HP/ RENO ¦ Rewire of single family home including new detached garage and 200A service upgrade *An approved mechanical permit is required for the installation of air conditioning or heat pump unit at the time of installation before a final electrical inspection will be performed >BP: Interior and Exterior alterations to remove detached garage, deck, porch, walls and stairs; build a new deck, porch and stairs at the rear, new rain screen and cladding, new walls, stairs, kitchen and bathroom updates and finishes throughout in this existing 2 storey and basement, single detached house (character) and to construct a new detached two (2) car garage having vehicular access from the lane on this inside with lane site. Revision #1 - Changes to interior layout & exterior cladding material - Update windows dimensions to reflect existing condition, new window on North EL, and replace windows on S & E EL - New doors, interior wall removed, remove closet and convert to wet bar in the basement, layout changes to bathrooms on upper fl - Increase construction cost of 36,200.00 Schedule B Structural and Geotechnical submitted by Shazhe Guo, P. Eng. of Continuity Structural Engineering Inc., Tel: (778) 926-0525. Notes: ~ Energy Upgrade: As per REUP ~ Classified as a Minor Renovation under Part 11, upgrades as per Table 11.2.1.4.(1)-A, -B and -C. ~ This permit has been issued under the VBBL 2019, with updated energy requirements as per bylaw # 12997 effective Jan 01, 2022. | Fairley Electric Ltd
PP-2023-03570 | 2023-10-11 | 3125 W 14TH AVENUE, Vancouver, BC V6K 2X9 | Plumbing Permit | Residential | Renovation | Issued | Residential - 1FD - to install 1 outside sump | Adam Kosel
GP-2023-03384 | 2023-11-07 | 3125 W 14TH AVENUE, Vancouver, BC V6K 2X9 | Gas Permit | Residential | Renovation | Issued | Residential - Installation of 2 gas fireplaces - venting and hook up only >BP: Interior and Exterior alterations to remove detached garage, deck, porch, walls and stairs; build a new deck, porch and stairs at the rear, new rain screen and cladding, new walls, stairs, kitchen and bathroom updates and finishes throughout in this existing 2 storey and basement, single detached house (character) and to construct a new detached two (2) car garage having vehicular access from the lane on this inside with lane site. Revision #1 - Changes to interior layout & exterior cladding material - Update windows dimensions to reflect existing condition, new window on North EL, and replace windows on S & E EL - New doors, interior wall removed, remove closet and convert to wet bar in the basement, layout changes to bathrooms on upper fl - Increase construction cost of 36,200.00 | Urban Fireplaces Ltd
SP-2023-02084 | 2023-11-15 | 3125 W 14TH AVENUE, Vancouver, BC V6K 2X9 | Sprinkler Permit | Residential | New | Issued | Residential - installation of a new fire sprinkler system >DB: Interior and Exterior alterations to remove detached garage, deck, porch, walls and stairs; build a new deck, porch and stairs at the rear, new rain screen and cladding, new walls, stairs, kitchen and bathroom updates and finishes throughout in this existing 2 storey and basement, single detached house (character) and to construct a new detached two (2) car garage having vehicular access from the lane on this inside with lane site. | CENTRE LINE FIRE SPRINKLERS LTD
PP-2023-03395 | 2023-09-25 | 3125 W 14TH AVENUE, Vancouver, BC V6K 2X9 | Plumbing Permit | Residential | Renovation | Issued | Residential - Renovation of all 3 floors of home. Complete new drainage & water lines throughout. >BP: Interior and Exterior alterations to remove detached garage, deck, porch, walls and stairs; build a new deck, porch and stairs at the rear, new rain screen and cladding, new walls, stairs, kitchen and bathroom updates and finishes throughout in this existing 2 storey and basement, single detached house (character) and to construct a new detached two (2) car garage having vehicular access from the lane on this inside with lane site. Revision #1 - Changes to interior layout & exterior cladding material - Update windows dimensions to reflect existing condition, new window on North EL, and replace windows on S & E EL - New doors, interior wall removed, remove closet and convert to wet bar in the basement, layout changes to bathrooms on upper fl - Increase construction cost of 36,200.00 | Link Plumbing & Heating Ltd
GP-2023-02785 | 2023-09-25 | 3125 W 14TH AVENUE, Vancouver, BC V6K 2X9 | Gas Permit | Residential | Renovation | Issued | Residential - 2 Tankless Water Heaters and 2 Fireplaces -Supply & install 2x Navien tankless water heaters -Supply & install gas piping serving 2x fireplaces (fireplaces supplied & installed by others) (CF-2020-000161) | Link Plumbing & Heating Ltd
PP-2023-00786 | 2023-03-08 | 3156 W 14TH AVENUE, Vancouver, BC V6K 2Y1 | Plumbing Permit | Residential | New | Completed | Residential - 1FD - #1 - Irrigation System >DB: To construct a 2 storey + basement one-family dwelling with a rear yard outdoor pool and 1 surface parking space, having vehicular access from the lane. Note: This is a 2 storey building pursuant to the Zoning and Development By-Law 1- Bar/Sink proposed in the cellar 2- A/C unit proposed in the rear yard | Crawford Irrigation & Rainwater Systems Inc
GP-2023-01033 | 2023-03-27 | 3156 W 14TH AVENUE, Vancouver, BC V6K 2Y1 | Gas Permit | Residential | New | Completed | Residential - 1 -Samsung 30" Slide-in Gas Range >BP: To construct a 2 storey + basement one-family dwelling ($834,750.00) with a rear yard outdoor pool and 1 surface parking space, having vehicular access from the lane. | Han Appliances & Refrigeration Ltd
PP-2022-00578 | 2022-02-18 | 3156 W 14TH AVENUE, Vancouver, BC V6K 2Y1 | Plumbing Permit | Residential | New | Completed | Residential - 1FD - #1 - Plumbing in all three floors To construct a 2 storey + basement one-family dwelling with a rear yard outdoor pool and 1 surface parking space, having vehicular access from the lane. Note: This is a 2 storey building pursuant to the Zoning and Development By-Law 1- Bar/Sink proposed in the cellar 2- A/C unit proposed in the rear yard | Aquaman Plumbing And Heating Ltd
EP-2022-00157 | 2022-01-11 | 3156 W 14TH AVENUE, Vancouver, BC V6K 2Y1 | Electrical Permit | Residential | New | Completed | Installation / Repair - Residential - NEW ELECTRICAL WIRING WILL BE INSATAL To construct a 2 storey + basement one-family dwelling with a rear yard outdoor pool and 1 surface parking space, having vehicular access from the lane. Note: This is a 2 storey building pursuant to the Zoning and Development By-Law 1- Bar/Sink proposed in the cellar 2- A/C unit proposed in the rear yard 3- Schedule B: G.I. Crudu, P.Eng. (604-553-4984) Structural and Geotechnical B. Klarich, P.Eng. (604-619-8875) Structural and Geotechnical 4-HPO: Residential Builder - Building Space Custom Homes Ltd. | AMJ ELECTRIC SERVICES INC
GP-2022-01734 | 2022-06-08 | 3156 W 14TH AVENUE, Vancouver, BC V6K 2Y1 | Gas Permit | Residential | New | Completed | Residential - New piping and venting **Amend 12/12/2022** Adding a fire table @ 40,000 | Aquaman Plumbing And Heating Ltd
GP-2022-01168 | 2022-04-14 | 3156 W 14TH AVENUE, Vancouver, BC V6K 2Y1 | Gas Permit | Residential | New | Completed | Residential - Zero Clearance Gas Fireplace to New SFD Vent & Gas Hookup Only | Encore Fireplaces Ltd
SP-2022-00587 | 2022-04-22 | 3156 W 14TH AVENUE, Vancouver, BC V6K 2Y1 | Sprinkler Permit | Residential | New | Completed | Residential - new fire sprinkler system installation >BP: To construct a 2 storey + basement one-family dwelling ($834,750.00) with a rear yard outdoor pool and 1 surface parking space, having vehicular access from the lane. Note: This is a 2 storey building pursuant to the Zoning and Development By-Law 1- Bar/Sink proposed in the cellar 2- A/C unit proposed in the rear yard 3- Schedule B: G.I. Crudu, P.Eng. (604-553-4984) Structural and Geotechnical B. Klarich, P.Eng. (604-619-8875) Structural and Geotechnical 4-HPO: Residential Builder - Building Space Custom Homes Ltd. Addressing Information: Building 1 #1-3156 W 14th Av - One Family Dwelling (2-storey with basement) Address and suite number assigned as per approved plans for Fire and Emergency response. The address number is to be posted to the building to be visible from the street and the suite number is to be posted at the suite entry in accordance with the Building By-law prior to final inspection. ******THIS PERMIT HAS BEEN ISSUED UNDER THE REQUIREMENTS OF VBBL #12511 (2019)****** | CENTRE LINE FIRE SPRINKLERS LTD
PP-2024-00115 | 2024-01-15 | 3165 W 14TH AVENUE, Vancouver, BC V6K 2X9 | Plumbing Permit | Residential | New | Issued | Residential - one sump no pump | Canadian Excavating Ltd
EP-2024-00133 | 2024-01-05 | 3165 W 14TH AVENUE, Vancouver, BC V6K 2X9 | Electrical Permit | Residential | New | Issued | Temporary Power - Residential - To provide temporary power. | FC Electric Inc
GP-2023-03539 | 2023-11-17 | 2274 UPLAND DRIVE, Vancouver, BC V5P 2E3 | Gas Permit | Residential | Renovation | Issued | Residential - A GAS BOILER AND TANKLESS REPLACED | Vanheat Services Ltd
NULL | NULL | 1895 VENABLES STREET, Vancouver, BC V5L 2H6 | Electrical Permit | Commercial | Addition | Draft | Installation / Repair - Commercial - two fire alarm horns will be added to existing loop to ensure coverage of existing area | NULL
EP-2022-08830 | 2022-10-19 | 1895 VENABLES STREET, Vancouver, BC V5L 2H6 | Electrical Permit | Commercial | Renovation | Issued | Installation / Repair - Commercial - Maintenance replacement of fire alarm panel - the control unit and indicating devices [bells]. Note: This permit has been issued based on Bulletin 2018-004-BU/EL. | Fina Electrical Systems Ltd
PP-2022-02350 | 2022-07-06 | 1895 VENABLES STREET, Vancouver, BC V5L 2H6 | Plumbing Permit | Commercial | Renovation | Completed | Commercial - Renovation to bathroom on ground floor >Interior alterations to renovate the washrooms in this existing culture centre. Scope of work: Demo & install partition walls & doors, plumbing fixtures, lighting & finishes. OK for field review as per Dan Honan, Nov 25th, 2021 Energy Upgrade: E2 - Lighting - Upgrade to incorporate Automatic Full OFF (per 9.4.1.1.(h) of ASHRAE 90.1-2016) Note: Energy checklist is currently no longer required with your Building Permit (BP) application. Some supporting documents are still required at BP stage, specifically Envelope and HVAC, if applicable. Service Water Heating and Lighting supporting documents, if applicable, must be submitted with your related trades permits (e.g. electrical and plumbing). All energy upgrades will be checked during inspections stage. It is the applicant’s responsibility to identify and note all required upgrades including energy upgrades on their BP drawings at BP stage. Schedule A & Schedule B Architectural submitted per Mohammed Saeed Jhatam, 778-688-1966 Schedule B Mechanical & Plumbing submitted per Jason Le, P. Eng, 604-200-9087 Schedule B Electrical submitted per Cameron Ballard, 604-347-9722 | Lambert Plumbing & Heating Ltd
EP-2022-05412 | 2022-06-24 | 1895 VENABLES STREET, Vancouver, BC V5L 2H6 | Electrical Permit | Commercial | Renovation | Completed | Installation / Repair - Commercial - Change out old lighting for new. Interior alterations to renovate the washrooms in this existing culture centre. Scope of work: Demo & install partition walls & doors, plumbing fixtures, lighting & finishes. >>>Amend: Aug. 10th -amend the electrical permit to include fire alarm system installations and class 2 wiring. However, the speakers referenced by the electrical inspector are sound speakers, not fire alarm speakers: they are not fire alarm products. We need to remove the proposed amendment to include fire alarm system installations. | Fitterer Electric Ltd
SP-2022-00711 | 2022-05-09 | 1895 VENABLES STREET, Vancouver, BC V5L 2H6 | Sprinkler Permit | Commercial | Tenant Improvement | Completed | Commercial - relocate and add sprinkler heads Interior alterations to renovate the washrooms in this existing culture centre. Scope of work: Demo & install partition walls & doors, plumbing fixtures, lighting & finishes. *****This application does not include any of the following: 1. Not more than 20 sprinklers (add, relocate, or remove), 2. hydraulic calculations, 3. change in occupancy and /or hazard classification, 4. warehouse storage arrangements, 5. mobile compact storage arrangements, 6. alternative solutions, 7. changes to the sprinkler system supply piping (e.g. valves, mains, cross-mains, branch-lines, etc.), or 8. flexible sprinkler pipe. | Viking Fire Protection Inc
PP-2022-01022 | 2022-03-28 | 1938 VENABLES STREET, Vancouver, BC V5L 2H8 | Plumbing Permit | Residential | New | Completed | Residential - 2FD - FRONT UNIT - 1938 VENABLES ST BACK UNIT - 1940 VENABLES ST Plumbing all 3 floors To construct a 2.5 storey two-family dwelling, with an open parking pad and detached accessory building (garage) at the rear providing 3 parking spaces, having vehicular access from the lane. 1. A/C units proposed on second storey | Atlantis Plumbing & Heating Ltd
EP-2022-01235 | 2022-02-22 | 1938 VENABLES STREET, Vancouver, BC V5L 2H8 | Electrical Permit | Residential | New | Completed | Installation / Repair - Residential - WIRING AND FINISHING OF DUPLEX >BP: To construct a 2.5 storey two-family dwelling ($768,885) , with an open parking pad and detached accessory building (garage) at the rear providing 3 parking spaces, having vehicular access from the lane. 1. A/C units proposed on second storey 2. Schedule B: Tsung-Hua Yang Structural & Geotechnical 3. HPO: Residential Builder - Apple Construction Ltd. Address Note: FRONT UNIT 1938 Venables St - One Family Dwelling (north portion of 1st-3rd floor) BACK UNIT 1940 Venables St - One Family Dwelling (south portion of 1st-3rd floor) Address numbers assigned as per approved plans for Fire and Emergency response. The address numbers are to be posted to the building to be visible from the street and in accordance with the Building By-law prior to final inspection. ******THIS PERMIT HAS BEEN ISSUED UNDER THE REQUIREMENTS OF VBBL #12511 (2019)****** | STAT ELECTRICS LIMITED
PP-2022-00515 | 2022-02-15 | 1938 VENABLES STREET, Vancouver, BC V5L 2H8 | Plumbing Permit | Residential | New | Completed | Residential - Sump, rain water leaders and drain tile | SOURCE ONE EXCAVATING LTD
EP-2022-06192 | 2022-07-22 | 1938 VENABLES STREET, Vancouver, BC V5L 2H8 | Electrical Permit | Residential | New | Completed | Installation / Repair - Residential - Electrical low voltage-cable,telephone,internet,door bell,alarm system,cameras pre-wire & finish | Gigabyte Security Solutions Inc.
GP-2022-02146 | 2022-07-22 | 1938 VENABLES STREET, Vancouver, BC V5L 2H8 | Gas Permit | Residential | New | Completed | Residential - 2FD - FRONT - 1938 VENABLES ST BACK - 1940 VENABLES ST gas lines To construct a 2.5 storey two-family dwelling , with an open parking pad and detached accessory building (garage) at the rear providing 3 parking spaces, having vehicular access from the lane. 1. A/C units proposed on second storey | K & E Gas Services Ltd
SP-2022-01281 | 2022-08-11 | 1938 VENABLES STREET, Vancouver, BC V5L 2H8 | Sprinkler Permit | Residential | New | Completed | Residential - new sprinkler system >To construct a 2.5 storey two-family dwelling ($768,885) , with an open parking pad and detached accessory building (garage) at the rear providing 3 parking spaces, having vehicular access from the lane. 1. A/C units proposed on second storey 2. Schedule B: Tsung-Hua Yang Structural & Geotechnical 3. HPO: Residential Builder - Apple Construction Ltd. ******THIS PERMIT HAS BEEN ISSUED UNDER THE REQUIREMENTS OF VBBL #12511 (2019)****** | Haven Fire Protection Ltd
SP-2022-01051 | 2022-06-27 | 1942 VENABLES STREET, Vancouver, BC V5L 2H8 | Sprinkler Permit | Residential | New | Completed | Residential - New sprinkler system >BP: To construct a two-storey two-family dwelling ($751,000), with a detached accessory building (garage) at the rear providing 2 parking spaces, having vehicular access from the lane. | Haven Fire Protection Ltd
NULL | NULL | 1942 VENABLES STREET, Vancouver, BC V5L 2H8 | Gas Permit | Residential | New | Draft | Residential - new gas lines | NULL
GP-2022-01877 | 2022-06-23 | 1942 VENABLES STREET, Vancouver, BC V5L 2H8 | Gas Permit | Residential | New | Completed | Residential - NEW GAS LINES To construct a two-storey two-family dwelling , with a detached accessory building (garage) at the rear providing 2 parking spaces, having vehicular access from the lane. Note: This is a 2 storey building pursuant to the Zoning and Development By-Law. 1. A/C units proposed in the rear yard 2. No bar sinks proposed 3. Schedule B: TSUNG-HUA YANG - 604-729-0585 Structural & Geotechnical 4. HPO: Residential Builder - Apple Construction Ltd. | K & E Gas Services Ltd
EP-2022-05116 | 2022-06-21 | 1942 VENABLES STREET, Vancouver, BC V5L 2H8 | Electrical Permit | Residential | New | Completed | Installation / Repair - Residential - Electrical low voltage-cable,tel,internet,bell,alarm system,surveillance system,sound etc pre-wire ONLY >BP: To construct a two-storey two-family dwelling ($751,000), with a detached accessory building (garage) at the rear providing 2 parking spaces, having vehicular access from the lane. Note: This Building Permit will remain in a suspended status until the associated (green) Demolition Permit BP-2021-02073 is completed. Note: This is a 2 storey building pursuant to the Zoning and Development By-Law. 1. A/C units proposed in the rear yard 2. No bar sinks proposed 3. Schedule B: TSUNG-HUA YANG - 604-729-0585 Structural & Geotechnical 4. HPO: Residential Builder - Apple Construction Ltd. Address number assigned as per approved plans for Fire and Emergency response. The address number is to be posted and to the building and to be visible from the street in accordance with the Building By-law prior to final inspection. ******THIS PERMIT HAS BEEN ISSUED UNDER THE REQUIREMENTS OF VBBL #12511 (2019)****** Amend: July 13, 2022 security business license for Gigabyte Security Solutions in the attached file and kindly change the permit description from low voltage pre-wire only to finishing aswell. | Gigabyte Security Solutions Inc.
GP-2022-04150 | 2023-01-03 | 1942 VENABLES STREET, Vancouver, BC V5L 2H8 | Gas Permit | Residential | New | Completed | Residential - Install Gas range. Gas connection is available, need to install 2 psi to 1/2 psi pressure regulator, install isolation valve and install gas range. >BP: To construct a two-story two-family dwelling , with a detached accessory building (garage) at the rear providing 2 parking spaces, having vehicular access from the lane. Note: This Building Permit will remain in a suspended status until the associated (green) Demolition Permit BP-2021-02073 is completed. Note: This is a 2 storey building pursuant to the Zoning and Development By-Law. 1. A/C units proposed in the rear yard 2. No bar sinks proposed 3. Schedule B: TSUNG-HUA YANG - 604-729-0585 Structural & Geotechnical 4. HPO: Residential Builder - Apple Construction Ltd. Jan 3/23 AMEND: please correct the site address. It is 1942 Venables Street, Vancouver and 1944 Venables Street Vancouver. It is a duplex unit | MAPLE APPLIANCE LTD
EP-2022-01234 | 2022-02-22 | 1942 VENABLES STREET, Vancouver, BC V5L 2H8 | Electrical Permit | Residential | New | Completed | Installation / Repair - Residential - WIRING AND FINISHING OF DUPLEX HOUSE >BP: To construct a two-storey two-family dwelling ($751,000), with a detached accessory building (garage) at the rear providing 2 parking spaces, having vehicular access from the lane. Note: This Building Permit will remain in a suspended status until the associated (green) Demolition Permit BP-2021-02073 is completed. Note: This is a 2 storey building pursuant to the Zoning and Development By-Law. 1. A/C units proposed in the rear yard 2. No bar sinks proposed 3. Schedule B: TSUNG-HUA YANG - 604-729-0585 Structural & Geotechnical 4. HPO: Residential Builder - Apple Construction Ltd. Address number assigned as per approved plans for Fire and Emergency response. The address number is to be posted and to the building and to be visible from the street in accordance with the Building By-law prior to final inspection. ******THIS PERMIT HAS BEEN ISSUED UNDER THE REQUIREMENTS OF VBBL #12511 (2019)****** Amend: Dec 12, 2022 To add AC | STAT ELECTRICS LIMITED
PP-2022-00665 | 2022-02-25 | 1942 VENABLES STREET, Vancouver, BC V5L 2H8 | Plumbing Permit | Residential | New | Completed | Residential - 2FD - FRONT UNIT - 1942 VENABLES ST BACK UNIT - 1944 VENABLES ST Plumbing on all 3 floors To construct a two-storey two-family dwelling, with a detached accessory building (garage) at the rear providing 2 parking spaces, having vehicular access from the lane. Note: This is a 2 storey building pursuant to the Zoning and Development By-Law. 1. A/C units proposed in the rear yard 2. No bar sinks proposed | Atlantis Plumbing & Heating Ltd
NULL | NULL | 1942 VENABLES STREET, Vancouver, BC V5L 2H8 | Plumbing Permit | Residential | New | Draft | Residential - Drain tile, rain water leaders and sump installation | SOURCE ONE EXCAVATING LTD
PP-2022-00362 | 2022-02-10 | 1942 VENABLES STREET, Vancouver, BC V5L 2H8 | Plumbing Permit | Residential | New | Completed | Residential - Installation of drain tile, rain water leaders, sump | SOURCE ONE EXCAVATING LTD
GP-2022-01095 | 2022-04-07 | 1957 VENABLES STREET, Vancouver, BC V5L 2H9 | Gas Permit | Residential | Renovation - Dwelling Unit(s) only | Completed | Residential - Furnace replacement | General Heating Ltd
GP-2023-03967 | 2023-12-11 | 4515 VICTORIA DRIVE, Vancouver, BC V5N 4N7 | Gas Permit | Residential | Renovation | Completed | Residential - Furnace replacement | House Smart Home Improvements Ltd
GP-2022-01725 | 2022-06-06 | 7138 VIVIAN DRIVE, Vancouver, BC V5S 2V1 | Gas Permit | Residential | Addition | Completed | Residential - Furnace re/re 70,000 BTU | HAMZEH GERAMI Dba Nation Heating & Cooling
GP-2023-00349 | 2023-01-31 | 7212 VIVIAN DRIVE, Vancouver, BC V5S 2V1 | Gas Permit | Residential | Renovation | Completed | Residential - FURNACE RE/RE | Reliance Comfort Limited Partnership
EP-2023-05814 | 2023-07-11 | 7375 VIVIAN DRIVE, Vancouver, BC V5S 2V4 | Electrical Permit | Residential | Addition | Completed | Installation / Repair - Residential - Provide power for the AC unit -Customer has no electrical range. *MP-2023-01218: Issued (Heating and Cooling) | JDM ELECTRICAL LTD
GP-2023-01892 | 2023-06-22 | 7375 VIVIAN DRIVE, Vancouver, BC V5S 2V4 | Gas Permit | Residential | Tenant Improvement | Completed | Residential - Re + re tankless HWT Amend: July 4th: Decommission/ capped gas line for the furnace to accommodate replacement of heat pump | Lambert Plumbing & Heating
MP-2023-01218 | 2023-07-04 | 7375 VIVIAN DRIVE, Vancouver, BC V5S 2V4 | Mechanical Permit | NULL | NULL | Issued | NULL | Lambert Plumbing & Heating
EP-2023-05712 | 2023-06-28 | 7477 VIVIAN DRIVE, Vancouver, BC V5S 2V5 | Electrical Permit | Residential | Renovation - Dwelling Unit(s) only | Completed | Installation / Repair - Residential - Service upgrade Current service is a 70 Amp Stab-lok panel. Due to safety issues regarding the panel the owner wants to upgrade it to a 200 Amp 1p/3w service. | Man Kin Marco Wong
PP-2023-04057 | 2023-11-22 | 7836 VIVIAN DRIVE, Vancouver, BC V5S 2V9 | Plumbing Permit | Residential | New | Issued | Residential - Full site servicing for a new laneway house. Sanitary, storm, draintile, rainwater leaders, sump | King Kubota Services Ltd
EP-2023-08728 | 2023-10-18 | 7836 VIVIAN DRIVE, Vancouver, BC V5S 2V9 | Electrical Permit | Residential | Renovation | Issued | Installation / Repair - Residential - ¦ 1FD + 1SS- 200A SERVICE UPGRADE/ RENO ¦ Electrical Renovation -everything has been removed from the home. So new wiring for everything. Lighting, plugs, new appliances and new mechanical. There will be a suite with its own panel. -service underground upgrade from 100 amps to 200 amps 240 volts and single phase. There will also be some data work as well , very minor though -Wall oven: 2880W *An approved mechanical permit is required for the installation of air conditioning or heat pump unit at the time of installation before an electrical inspection will be performed >BP: Exterior and interior alterations to provide improvements, and to change the use of this existing Single Detached House to Single Detached House with Secondary Suite at this existing inside with lane site. Scope of work includes removal of the existing attached carport and construction of a new accessory building detached garage providing 3 parking spaces with access from the lane, new elevator at the rear of the house, change in grade at various section of the site, roof replacement, recladding of exterior walls with upgraded insulation, window replacement, new electrical and mechanical system. Note: - Bar sink located at Lower level - Heat pump located at Lower level - No strata titling is permitted. - This is a three-storey building pursuant to the Zoning and Development By-law. - Install interconnected, hardwired, 120 volt smoke alarms with battery back-up and silencing feature, in each sleeping unit and within 5 m outside each sleeping area on each storey as per Building By-law 9.1019. - Install carbon monoxide alarm as per Building By-la 9.32.4.2. & Bulletin 2007-007-BU/EL. | Brighter Electric Ltd
GP-2023-03376 | 2023-11-05 | 7878 VIVIAN DRIVE, Vancouver, BC V5S 2V9 | Gas Permit | Residential | Tenant Improvement | Issued | Residential - Furnace replacement | All West Heating Ltd
MP-2023-00473 | 2023-03-23 | 7887 VIVIAN DRIVE, Vancouver, BC V5S 2V7 | Mechanical Permit | NULL | NULL | Issued | NULL | Ashton Service Group/Ashton Mechanical Ltd.
GP-2023-01249 | 2023-04-17 | 7887 VIVIAN DRIVE, Vancouver, BC V5S 2V7 | Gas Permit | Residential | Renovation | Issued | Residential - Decommission and removal of old furnace and installing a heat pump | Ashton Service Group/Ashton Mechanical Ltd.
GP-2023-03756 | 2023-11-28 | 6076 VIVIAN STREET, Vancouver, BC V5S 2S6 | Gas Permit | Residential | Renovation - Dwelling Unit(s) only | Issued | Residential - TANKLESS REPLACEMENT | CoStar Home Energy Ltd
EP-2023-04101 | 2023-06-16 | 8403 VICTORIA DRIVE, Vancouver, BC V5P 4A8 | Electrical Permit | Residential | Addition | Completed | Installation / Repair - Residential - EV Charger installation | Vancity Electric Inc
GP-2023-02161 | 2023-07-20 | 8466 VICTORIA DRIVE, Vancouver, BC | Gas Permit | Residential | Renovation | Completed | Residential - 1 FURNACE & 1 HWT RE&RE July 24, 2023 - Amend - add 1 HWT | Ferenc Nagy
EP-2023-09396 | 2023-10-30 | 3532 VIMY CRESCENT, Vancouver, BC V5M 4B7 | Electrical Permit | Residential | Addition | Issued | Installation / Repair - Residential - service change from main house to meters located on the side of the laneway house. -main house has a 150A panel | Bindi Electrical Services Ltd
GP-2023-01969 | 2023-06-29 | 2191 VENABLES STREET, Vancouver, BC V5L 2J3 | Gas Permit | Residential | Renovation | Completed | Residential - Water heater re and re | Superior Gas Installations & Service Ltd
NULL | NULL | 251 UNION STREET, Vancouver, BC V6A 4C3 | Electrical Permit | Residential | Renovation | Withdrawn | Installation / Repair - Residential - Electrical Installation of breaker, disconnect & wiring of new Air Conditioner being installed by HVAC contractor | NULL
EP-2023-07337 | 2023-08-28 | 251 UNION STREET, Vancouver, BC V6A 4C3 | Electrical Permit | Residential | Renovation | Completed | Installation / Repair - Residential - - Electrical Installation of disconnect & wiring of new Air Conditioner being installed by HVAC contractor - - Wiring for Air Conditioner disconnect non fusible. MP-2023-01481 | Valley Electric & Solar Ltd
MP-2023-01481 | 2023-08-14 | 251 UNION STREET, Vancouver, BC V6A 4C3 | Mechanical Permit | NULL | NULL | Completed | NULL | Hammers Heating and Cooling Incorporated
EP-2022-09991 | 2022-11-25 | 316 UNION STREET, Vancouver, BC V6A 2B5 | Electrical Permit | Residential | Renovation | Completed | Installation / Repair - Residential - Electrical Panel upgrade form 100amps to 200 amps | JZ Electric Ltd
NULL | NULL | 316 UNION STREET, Vancouver, BC V6A 2B5 | Electrical Permit | Residential | Renovation | Draft | Installation / Repair - Residential - Upgrading the house to 100 amp service and replacing old knob and tube wiring to meet current building codes. | NULL
GP-2022-00613 | 2022-02-25 | 4541 TODD STREET, Vancouver, BC V5R 3P7 | Gas Permit | Residential | Renovation | Completed | Residential - Furnace Replacement | Hillcrest Plumbing & Heating (1991) Ltd
GP-2023-00652 | 2023-02-22 | 4558 TODD STREET, Vancouver, BC V5R 3P8 | Gas Permit | Residential | Renovation | Completed | Residential - Re & Re HWT Gas | Milani Plumbing Heating & Air Conditioning Ltd
GP-2023-03523 | 2023-11-14 | 4559 TODD STREET, Vancouver, BC V5R 3P7 | Gas Permit | Residential | Renovation | Issued | Residential - replace a tankless | SUNFLOWER HOME SERVICE LTD
EP-2023-01312 | 2023-02-15 | 4747 VICTORIA DRIVE, Vancouver, BC V5N 4P2 | Electrical Permit | Residential | Renovation | Completed | Installation / Repair - Residential - Upgrade services from 100amp to 200amp | Gold Medal Electric Ltd
MP-2023-00706 | 2023-04-28 | 4753 VICTORIA DRIVE, Vancouver, BC | Mechanical Permit | NULL | NULL | Completed | NULL | Prima Plumbing & Heating Ltd
EP-2023-02771 | 2023-04-14 | 4753 VICTORIA DRIVE, Vancouver, BC | Electrical Permit | Residential | Addition | Completed | Installation / Repair - Residential - Install a dedicated 40A 240V dedicated circuit to serve a new outdoor unit heat pump/AC. NO MECHANICAL PERMIT AT THIS TIME. | Capmar Electric Limited
GP-2023-01526 | 2023-05-10 | 4759 VICTORIA DRIVE, Vancouver, BC V5N 4P2 | Gas Permit | Residential | Tenant Improvement | Completed | Residential - RE & RE COMBI BOILER | 484081 BC LTD
GP-2022-03270 | 2022-10-23 | 2218 VENABLES STREET, Vancouver, BC V5L 2J6 | Gas Permit | Residential | Addition | Completed | Residential - Furnace re/re 70,000 BTU | HAMZEH GERAMI Dba Nation Heating & Cooling
EP-2023-11155 | 2023-12-13 | 2428 VENABLES STREET, Vancouver, BC V5K 2P9 | Electrical Permit | Residential | Renovation | Completed | Installation / Repair - Residential - Remove the second range , food fan power . To alter the exterior and interior of this existing single-detached house to remove the sundeck covers at the front and rear of the building, to remove the rear deck extension and enclosure and restore the carport by removing the kitchen and interior walls. | Gold Medal Electric Ltd
GP-2022-00556 | 2022-02-22 | 2312 TURNER STREET, Vancouver, BC V5L 2A7 | Gas Permit | Residential | Addition | Completed | Residential - re and re gas range | Christopher Sterling
EP-2023-10599 | NULL | 2312 TURNER STREET, Vancouver, BC V5L 2A7 | Electrical Permit | Residential | Renovation | Applicant Revisions | Installation / Repair - Residential - electric connection for heat pump | Milani Electric Limited
MP-2023-02073 | 2023-11-23 | 2312 TURNER STREET, Vancouver, BC V5L 2A7 | Mechanical Permit | NULL | NULL | Issued | NULL | Milani Plumbing Heating & Air Conditioning Ltd
GP-2022-00988 | 2022-03-31 | 6238 VIVIAN STREET, Vancouver, BC V5S 2S7 | Gas Permit | Residential | Renovation | Completed | Residential - Installing a furnace - remove and replace 80,000 BTU | Eaton's Heating Ltd
EP-2023-01476 | 2023-02-21 | 1226 VICTORIA DRIVE, Vancouver, BC V5L 4G6 | Electrical Permit | Residential | New | Issued | Temporary Power - Residential - To provide temporary power. | Prabhjot Singh Battu
GP-2023-03666 | 2023-11-21 | 1232 VICTORIA DRIVE, Vancouver, BC V5L 4G6 | Gas Permit | Residential | Renovation | Issued | Residential - re/re of hot water tank with tankless water heater | 1236318 BC Ltd DBA Aquatech Vancouver
EP-2021-08184 | 2022-04-27 | 1240 VICTORIA DRIVE, Vancouver, BC V5L 4G6 | Electrical Permit | Residential | New | Issued | Installation / Repair - Residential - Install New Fire Alarm System >BP: To provide interior and exterior alterations by adding approximately 742.0 square feet to this existing private Seniors Supportive or Assisted Housing building (9 units), with an accessory building and three (3) parking spaces having vehicular access from the lane, on this site. Class-1 Cooking operation Revision #1 - Minor amendment to accommodate mechanical equipment as approved by DP-2019-01022 - issued 2020-01-30 Revision #2 - Change of Electrical Engineer of Record - issued April 1, 2021 | Apna Fire & Electrical Service Ltd
SP-2020-00519 | 2022-08-17 | 1240 VICTORIA DRIVE, Vancouver, BC V5L 4G6 | Sprinkler Permit | Commercial | New | Issued | Commercial - To install sprinklers to NFPA 13R 2013 and standpipes to NFPA 14 2013 through out this private Seniors Supportive or Assisted Housing building (9 units), with an accessory building and three (3) parking spaces having vehicular access from the lane, on this site. | H20 Fire Systems Ltd
MP-2023-01794 | 2023-10-10 | 1422 VICTORIA DRIVE, Vancouver, BC V5L 4G9 | Mechanical Permit | NULL | NULL | Issued | NULL | Campbell Care Plumbing, Heating & Air Ltd.
EP-2023-09095 | NULL | 1422 VICTORIA DRIVE, Vancouver, BC V5L 4G9 | Electrical Permit | Residential | New | Applicant Revisions | Installation / Repair - Residential - Heat Pump wiring installation *MP-2023-01794: Issued (Heating and Cooling) | Delport Electric 2000 Ltd
GP-2023-02620 | 2023-09-07 | 1422 VICTORIA DRIVE, Vancouver, BC V5L 4G9 | Gas Permit | Residential | Tenant Improvement | Completed | Residential - replace furnace | Campbell Care Plumbing, Heating & Air Ltd.
PP-2022-03832 | NULL | 1425 VICTORIA DRIVE, Vancouver, BC | Plumbing Permit | Commercial | Renovation | Draft | Commercial - Installation of prv valve cew1589480. | Water Design-COV - Paolo Bandiera
MP-2023-00992 | 2023-06-02 | 3698 VIMY CRESCENT, Vancouver, BC V5M 4B7 | Mechanical Permit | NULL | NULL | Completed | NULL | Pro Ace Heating & Air Conditioning Services Ltd
EP-2023-04696 | 2023-06-16 | 3698 VIMY CRESCENT, Vancouver, BC V5M 4B7 | Electrical Permit | Residential | Addition | Completed | Installation / Repair - Residential - Installation for outdoor condenser unit Heat Pump *MP-2023-00992: Issued (Heating and Cooling) | Daniel Topping
EP-2022-02750 | 2022-04-07 | 1535 VINE STREET, Vancouver, BC V6K 3J1 | Electrical Permit | Residential | Renovation | Completed | Installation / Repair - Residential - To replace two (2) lights, one (1) plug and one (1) disconnect switch [3ph,, 100A] in elevator machine room, and one (1) light and one (1) outlet in pit. Run ground wire to bond disconnect and phone line from electrical to machine room. | Fina Electrical Systems Ltd
MP-2023-01260 | 2023-07-10 | 1855 VINE STREET, Vancouver, BC V6K 3J8 | Mechanical Permit | NULL | NULL | Completed | NULL | Atmosphere AC Systems Ltd
GP-2023-01511 | 2023-05-09 | 1311 THE CRESCENT, Vancouver, BC V6H 1T7 | Gas Permit | Residential | Tenant Improvement | Completed | Residential - Install boiler and water heater May 11/2023-AMEND -to add one appliance to this permit, replacing an additional hot water tank at this location. | Gandy Installations Ltd
SP-2023-02073 | NULL | 1363 THE CRESCENT, Vancouver, BC V6H 1T7 | Sprinkler Permit | Residential | Renovation | Submitted | Residential - Fire sprinklers >BP: Building Permit for DP-2022-00089 Interior and exterior alterations and major horizontal and vertical addition to this existing 3-storey First Shaughnessy Heritage Conservation Area Heritage B Single Detached House to convert to a 4-storey Part 3 building. Scope of work includes: - Restoration of the upper balcony on the West Elevation - Addition to the rear of the house at the basement, main and second floors - Demolition of existing detached garage - New attached underground 5 car garage - Removing existing outdoor pool, to be replaced by a reflecting pond with yoga deck. The upgrade requirements are determined by Table 11.2.1.4.(1) - A, B and C and Table 11.2.1.4.(2). Building envelope and environmental separation as per Part 5 design: Schedule A, Schedule B (Architectural), Schedule D, Richard Kadulski Architect, AIBC Schedule B (Structural) Dan Wicke, Struct. Eng. Schedule B (Geotechnical) Paul A. Davies, P.Eng. Building Review Branch Notes: 1. This permit has been reviewed under the requirements of VBBL 2019 2. Entire building to be sprinklered to NFPA 13D 3. 4-storey, Part 3, 1 dwelling building. 4. AL-2023-00132 5. AL-2023-00133 6. AL-2023-00222 | Titan Fire Protection Ltd
GP-2023-00403 | 2023-02-03 | 1398 THE CRESCENT, Vancouver, BC V6H 1T5 | Gas Permit | Residential | Renovation | Completed | Residential - Gas Boiler Installation | Reid Brothers Plumbing & Heating Ltd
GP-2023-00604 | 2023-02-17 | 3338 THE CRESCENT, Vancouver, BC V6H 1T8 | Gas Permit | Residential | Renovation | Completed | Residential - Boiler Installation | Reid Brothers Plumbing & Heating Ltd
EP-2023-09384 | 2023-10-18 | 3351 THE CRESCENT, Vancouver, BC V6H 1T6 | Electrical Permit | Residential | Renovation | Issued | Installation / Repair - Residential - INSTALLATION OF EXTRA LOW VOLTAGE ALARM SYSTEM. >BP: Exterior and interior alterations to this existing Municipally Designated Heritage ‘B’ Single Detached House (residence for the Japanese consulate) with a detached accessory building (garage) at the rear and carport on the side of house. Related to the DP-2023-00400 Scope of work includes kitchen reno and upgrading existing ventilation with new NFPA 96 exhaust system, upgrading ventilation system with 5 new rooftop units for air control, south addition to roof deck with new accessible entry, replace existing roof finish with a new roof membrane and interior wall reconfigurations ReUP: 6 pts - Heat pump replacement and Electric DHW Sch B (Arch): Barry McGinn, 604-473-9866, Barry McGinn Architect (Mech & Plumb): Navjot S. Brar, MEC Engineering Consulting (Struct & Geo): Tim Lam, 604-255-7670, Ennova Structural Engineers (Elec): Bin Ou-Yang, 604-569-6500, AES Engineering (Mech + Fire): Alex P.L. Lee, 604-324-8763, Leeson Engineering Ok for Field Review as per Kirat Kang - August 8, 2023 | Telus Custom Security Systems Inc
EP-2023-09663 | 2023-11-24 | 3351 THE CRESCENT, Vancouver, BC V6H 1T6 | Electrical Permit | Residential | Renovation | Issued | Installation / Repair - Residential - Demo, additional 100A 1Phase panel 240V, lighting, switching, receptacles, branch circuits, equipment connections, fire alarm *An approved mechanical permit is required for the installation "5 new rooftop units for air control" before a final electrical inspection will be performed >BP: Exterior and interior alterations to this existing Municipally Designated Heritage ‘B’ Single Detached House (residence for the Japanese consulate) with a detached accessory building (garage) at the rear and carport on the side of house. Related to the DP-2023-00400 Scope of work includes kitchen reno and upgrading existing ventilation with new NFPA 96 exhaust system, upgrading ventilation system with 5 new rooftop units for air control, south addition to roof deck with new accessible entry, replace existing roof finish with a new roof membrane and interior wall reconfigurations ReUP: 6 pts - Heat pump replacement and Electric DHW | Kybe Electrical Contracting Ltd
SP-2023-02244 | 2023-12-19 | 3351 THE CRESCENT, Vancouver, BC V6H 1T6 | Sprinkler Permit | Residential | Renovation | Issued | Residential - Changing old sprinkler heads with new heads with same K factor. >BP: Exterior and interior alterations to this existing Municipally Designated Heritage ‘B’ Single Detached House (residence for the Japanese consulate) with a detached accessory building (garage) at the rear and carport on the side of house. Related to the DP-2023-00400 Scope of work includes kitchen reno and upgrading existing ventilation with new NFPA 96 exhaust system, upgrading ventilation system with 5 new rooftop units for air control, south addition to roof deck with new accessible entry, replace existing roof finish with a new roof membrane and interior wall reconfigurations ReUP: 6 pts - Heat pump replacement and Electric DHW Sch B (Arch): Barry McGinn, 604-473-9866, Barry McGinn Architect (Mech & Plumb): Navjot S. Brar, MEC Engineering Consulting (Struct & Geo): Tim Lam, 604-255-7670, Ennova Structural Engineers (Elec): Bin Ou-Yang, 604-569-6500, AES Engineering (Mech + Fire): Alex P.L. Lee, 604-324-8763, Leeson Engineering Ok for Field Review as per Kirat Kang - August 8, 2023 | Advantage Fire Protection Ltd
MP-2022-00724 | 2022-12-16 | 7611 THORNHILL DRIVE, Vancouver, BC V5P 3T3 | Mechanical Permit | NULL | NULL | Completed | NULL | Perfect Air Solutions Ltd
NULL | NULL | 7611 THORNHILL DRIVE, Vancouver, BC V5P 3T3 | Mechanical Permit | NULL | NULL | Draft | NULL | Perfect Air Solutions Ltd
GP-2023-01989 | 2023-07-03 | 7647 THORNHILL DRIVE, Vancouver, BC V5P 3T3 | Gas Permit | Residential | New | Completed | Residential - replace exisiting furnace with navien and iflow | Reactive Plumbing & Heating Ltd
GP-2022-01551 | 2022-05-20 | 7647 THORNHILL DRIVE, Vancouver, BC V5P 3T3 | Gas Permit | Residential | New | Completed | Residential - Thermal Compression Heat Pump | Slopeside Mechanical Systems Ltd
GP-2022-01336 | 2022-04-29 | 7725 THORNHILL DRIVE, Vancouver, BC V5P 3T4 | Gas Permit | Residential | Renovation - Dwelling Unit(s) only | Completed | Residential - FURNACE REPLACMENT | CoStar Home Energy Ltd
GP-2023-01961 | 2023-06-30 | 7755 THORNHILL DRIVE, Vancouver, BC V5P 3T4 | Gas Permit | Residential | New | Issued | Residential - This is a new house with 6 appliances -Fire Place & Fire Pit are rough in and everything is complete. >BP: To construct a 2 storey + basement one-family dwelling with a secondary suite ($857,562.20) located in the basement. | AKAL Plumbing & Heating Ltd
EP-2023-05853 | 2023-07-11 | 7755 THORNHILL DRIVE, Vancouver, BC V5P 3T4 | Electrical Permit | Residential | New | Issued | Installation / Repair - Residential - New house including coach home and suite roughin and finishing with 400A overhead service separate meter for house, suite and coach home MP-2023-00342 >BP: o construct a 2 storey + basement one-family dwelling with a secondary suite ($857,562.20) located in the basement. Note: Parking for the site has been provided under DB-2021-05400 (Laneway House) Note: Covenant to be registered prior to sheathing inspection. 1- No strata titling permitted 2- No Bar sink proposed 3- A/C unit proposed in rear yard 4- Schedule B: Antony Wang P.Eng (604.618.6236) Architectural, Structural, & Geotechnical 5- HPO: Residential Builder- JHD Development Ltd. ******THIS PERMIT HAS BEEN ISSUED UNDER THE REQUIREMENTS OF VBBL #12511 (2019)****** | 0814152 BC Ltd
SP-2023-00406 | 2023-03-10 | 7755 THORNHILL DRIVE, Vancouver, BC V5P 3T4 | Sprinkler Permit | Residential | New | Issued | Residential - Installation of a new fire sprinkler system >BP: To construct a 2 storey + basement one-family dwelling with a secondary suite located in the basement. Note: Parking for the site has been provided under DB-2021-05400 (Laneway House) Note: Covenant to be registered prior to sheathing inspection. 1- No strata titling permitted 2- No Bar sink proposed 3- A/C unit proposed in rear yard 4- Schedule B: Antony Wang P.Eng (604.618.6236) Architectural, Structural, & Geotechnical 5- HPO: Residential Builder- JHD Development Ltd. July 26/2023-AMEND Add 1 sprinkler in cabana on roof. Revised drawings attached | CENTRE LINE FIRE SPRINKLERS LTD
MP-2023-00342 | 2023-03-10 | 7755 THORNHILL DRIVE, Vancouver, BC V5P 3T4 | Mechanical Permit | NULL | NULL | Issued | NULL | AKAL Plumbing & Heating Ltd
PP-2023-00563 | 2023-02-16 | 7755 THORNHILL DRIVE, Vancouver, BC V5P 3T4 | Plumbing Permit | Residential | New | Issued | Residential - 1FD+SS - #1 & #2 - This is a new house with 24 fixtures >DB: To construct a 2 storey + basement one-family dwelling with a secondary suite located in the basement. Note: Parking for the site has been provided under DB-2021-05400 (Laneway House) Note: Covenant to be registered prior to sheathing inspection. 1- No strata titling permitted 2- No Bar sink proposed 3- A/C unit proposed in rear yard Amend: July 5, 2023 add 8 deck drain on this permit | AKAL Plumbing & Heating Ltd
EP-2023-03204 | 2023-04-13 | 7755 THORNHILL DRIVE, Vancouver, BC V5P 3T4 | Electrical Permit | Residential | New | Issued | Installation / Repair - Residential - Extra low voltage, Tv, Data Intercom, Vacuum Alarm and security systems. >BP: To construct a 2 storey + basement one-family dwelling with a secondary suite ($857,562.20) located in the basement. Note: Parking for the site has been provided under DB-2021-05400 (Laneway House) Note: Covenant to be registered prior to sheathing inspection. 1- No strata titling permitted 2- No Bar sink proposed 3- A/C unit proposed in rear yard 4- Schedule B: Antony Wang P.Eng (604.618.6236) Architectural, Structural, & Geotechnical 5- HPO: Residential Builder- JHD Development Ltd. ******THIS PERMIT HAS BEEN ISSUED UNDER THE REQUIREMENTS OF VBBL #12511 (2019)****** | Orbit Home Automation Ltd
PP-2022-03371 | NULL | 7755 THORNHILL DRIVE, Vancouver, BC V5P 3T4 | Plumbing Permit | Residential | New | Withdrawn | Residential - Installing 2 Sumps | Hans Demolition and Excavating Ltd.
PP-2022-02797 | 2022-08-12 | 7755 THORNHILL DRIVE, Vancouver, BC V5P 3T4 | Plumbing Permit | Residential | New | Issued | Residential - Sumps | Hans Demolition and Excavating Ltd.
PP-2022-01411 | 2022-04-27 | 7840 THORNHILL DRIVE, Vancouver, BC V5P 3T5 | Plumbing Permit | Residential | New | Completed | Residential - LWH - #3 - Laneway To construct a 2 storey laneway house building with an open parking pad, providing 1 parking space, having vehicular access from the lane. Garage alteration permit issued under BP-2021-03016 to provide two car garage. Note: This is a 1 ½ storey building pursuant to the Zoning & Development By-law Note: Bldg 1 (principal bldg) addressed #1 - 7840 Thornhill Drive retained on site. 1. No A/C unit proposed | JAI Plumbing & Heating Ltd
EP-2022-02030 | 2022-03-15 | 7840 THORNHILL DRIVE, Vancouver, BC V5P 3T5 | Electrical Permit | Residential | New | Completed | Installation / Repair - Residential - Relocating main service for construction of new laneway home and electrical work on new laneway home. >BP: To construct a 2 storey laneway house building ($225,000) with an open parking pad, providing 1 parking space, having vehicular access from the lane. Garage alteration permit issued under BP-2021-03016 to provide two car garage. Note: This is a 1 ½ storey building pursuant to the Zoning & Development By-law Note: Bldg 1 (principal bldg) addressed #1 - 7840 Thornhill Drive retained on site. 1. No A/C unit proposed 2. Schedule B: P. Eng SHAHIDUL ALAM - (604-653-7475). Structural & Geotechnical 3. HPO: Residential Builder- Rubbix Creations Ltd BUILDING 2 #3-7840 Thornhill Dr - Laneway House (1.5 storey) Address and suite number assigned as per approved plans for Fire and Emergency response. The address number is to be posted to the building to be visible from the street and the suite number is to be posted at the suite entry in accordance with the Building By-law prior to final inspection. Note: As a result of the addition of a laneway house, the main house / principal dwelling will be assigned a suite number and the site will be as follows: #1-7840 Thornhill Dr - Principal Dwelling ****ALL PROJECT COORINATOR NOTES HAS BEEN ACCEPTED BY THE APPLICANT**** ******THIS PERMIT HAS BEEN ISSUED UNDER THE REQUIREMENTS OF VBBL #12511 (2019)****** | Nulight Electric Ltd.
EP-2022-02071 | 2022-03-15 | 7840 THORNHILL DRIVE, Vancouver, BC V5P 3T5 | Electrical Permit | Residential | New | Completed | Installation / Repair - Residential - Relocate meter base 200amp of main house. >BP: Exterior alterations to change the existing three-car garage into two-car garage and add a new retaining wall Notes: 1. Rock pit to the satisfaction of the District Building Inspector 2. The attic space (of accessory building) is not to be developed and/or used as habitable space at any time OK for field review per Jamie Zhang, Jun.15/21 | Nulight Electric Ltd.
GP-2023-03829 | 2023-12-02 | 2327 TURNER STREET, Vancouver, BC V5L 2A6 | Gas Permit | Residential | Renovation - Dwelling Unit(s) only | Completed | Residential - Furnace Replacement | General Heating Ltd
GP-2023-00831 | 2023-03-09 | 2356 TURNER STREET, Vancouver, BC V5L 2A7 | Gas Permit | Residential | Addition | Completed | Residential - Gas fireplace installation | Vaglio Fireplace LTD
GP-2023-00624 | 2023-02-24 | 2356 TURNER STREET, Vancouver, BC V5L 2A7 | Gas Permit | Residential | Renovation | Completed | Residential - 1 Fireplace & 1 Hot Water Heater gas fitting to 2 x appliances note: fireplace is piping only | R J Gas Ltd
GP-2023-01574 | 2023-05-16 | 2416 TURNER STREET, Vancouver, BC V5K 2E6 | Gas Permit | Residential | Renovation | Completed | Residential - hwt re&re | Ferenc Nagy
EP-2023-06275 | 2023-07-12 | 2464 TURNER STREET, Vancouver, BC V5K 2E6 | Electrical Permit | Residential | New | Issued | Temporary Power - Residential - To provide temporary power. | Maple Leaf Electrical Ltd
PP-2023-02550 | 2023-07-18 | 2464 TURNER STREET, Vancouver, BC V5K 2E6 | Plumbing Permit | Residential | New | Issued | Residential - 2FD+2SS - Rain water leaders, sump, sanitary | Prive Excavating Ltd
PP-2023-02676 | 2023-07-28 | 2464 TURNER STREET, Vancouver, BC V5K 2E6 | Plumbing Permit | Residential | New | Issued | Residential - Installation of new plumbing fixtures. >BP: To construct a two-storey two-family dwelling with two secondary suites located on the main floor, with a detached accessory building (garage) at the rear providing 2 parking spaces and an open parking pad, having vehicular access from the lane. Note: The entire building, INCLUDING THE ATTACHED GARAGE (if applicable), to be sprinklered to 2 x NFPA 13D. 1. Covenant to be registered prior to sheathing inspection. 2. No strata titling permitted 3. A/C units proposed on main & third storey 4. No Bar sinks proposed 5. Schedule B: Md. Shahidul Alam (604.653.7475) Structural & Geotechnical 6. HPO: Residential Builder - Jet Custom Homes Ltd. | 24/7 PLUMBING & HEATING LTD.
MP-2024-00007 | 2024-01-03 | 2464 TURNER STREET, Vancouver, BC V5K 2E6 | Mechanical Permit | NULL | NULL | Issued | NULL | 24/7 PLUMBING & HEATING LTD.
GP-2024-00014 | 2024-01-03 | 2472 TURNER STREET, Vancouver, BC V5K 2E6 | Gas Permit | Residential | Renovation | Completed | Residential - Re & re furnace | Centigrade Mechanical Ltd
GP-2022-00333 | 2022-02-02 | 2504 TURNER STREET, Vancouver, BC V5K 2E8 | Gas Permit | Residential | Renovation | Completed | Residential - Re&Re Furnace & Tankless Furnace: BTU 45000 Tankless: BTU 160000 | Milani Plumbing Heating & Air Conditioning Ltd
EP-2023-08609 | 2023-10-16 | 2504 TURNER STREET, Vancouver, BC V5K 2E8 | Electrical Permit | Residential | Renovation | Completed | Installation / Repair - Residential - ***HOMEOWNER PERMIT*** Renovation of 100sf kitchen with new appliances and lighting. Electrical work involves the installation of new dedicated appliance and lighting ciricuits. | NULL
EP-2023-06343 | 2023-07-13 | 2528 TURNER STREET, Vancouver, BC V5K 2E8 | Electrical Permit | Residential | Renovation | Issued | Temporary Power - Residential - To provide temporary power. | Wespac Electrical Contractor Ltd
GP-2022-03593 | 2022-11-16 | 2529 VENABLES STREET, Vancouver, BC V5K 2R2 | Gas Permit | Residential | Renovation - Dwelling Unit(s) only | Completed | Residential - Replacement of furnace and hot water tank | General Heating Ltd
EP-2023-07043 | NULL | 2398 VANNESS AVENUE, Vancouver, BC V5N 2M4 | Electrical Permit | Residential | Addition | Application Incomplete | Installation / Repair - Residential - A/C WIRING BREAKER TO UNIT | Macrae&King Power Inc
EP-2023-05042 | 2023-06-07 | 2398 VANNESS AVENUE, Vancouver, BC V5N 2M4 | Electrical Permit | Residential | Tenant Improvement | Issued | Installation / Repair - Residential - Service Upgrade from 100A to 200A. | Macrae&King Power Inc
GP-2023-02384 | 2023-08-15 | 2398 VANNESS AVENUE, Vancouver, BC V5N 2M4 | Gas Permit | Residential | Tenant Improvement | Completed | Residential - replace furnace and water heater | Coleman Heating Inc
MP-2023-01515 | 2023-08-17 | 2398 VANNESS AVENUE, Vancouver, BC V5N 2M4 | Mechanical Permit | NULL | NULL | Completed | NULL | Ferenc Nagy
EP-2023-01048 | 2023-02-08 | 2570 VENABLES STREET, Vancouver, BC V5K 2R1 | Electrical Permit | Residential | Renovation | Completed | Installation / Repair - Residential - 200 amps electrical service upgrade, from 100 amps | Wirechief Electric Ltd
GP-2023-02848 | 2023-09-28 | 2581 VENABLES STREET, Vancouver, BC V5K 2R2 | Gas Permit | Residential | Renovation | Completed | Residential - Replacement of furnace | Royal Pro Heating Ltd
EP-2024-00683 | 2024-01-31 | 2587 VENABLES STREET, Vancouver, BC V5K 2R2 | Electrical Permit | Residential | New | Issued | Temporary Power - Residential - To provide temporary power. NOTE: Work authorized by this permit is for placement of a temporary power pole only and does not authorize any site construction and/or excavation. A separate Building Permit will be required prior to commencement of any other work on this site. | AMTEK Electric Ltd
GP-2022-02756 | 2022-09-14 | 2610 VENABLES STREET, Vancouver, BC V5K 2R3 | Gas Permit | Residential | Addition | Completed | Residential - re and re gas range | Christopher Sterling
EP-2022-02055 | 2022-04-05 | 2646 VENABLES STREET, Vancouver, BC V5K 2R3 | Electrical Permit | Residential | New | Completed | Installation / Repair - Residential - Extra Low Voltage TV,data,telephone,doorbell, security system, &sound. >BP: To construct a 2 storey two-family dwelling with 2 secondary suites located in the Basement ($935,250) with a detached accessory building (garage) and 2 open parking at the rear providing 2 parking spaces, having vehicular access from the lane. 1. Covenant registered at the Land Title Office under CA9110188 2. A/C proposed – Exterior component located in rear yard, Interior component located in the Laundry Room, Second Floor. 3. Schedule B: (YATENDRA KUMAR SHARMA) P.Eng (778.863.7076) Structural 4. Schedule B: (ZHAO GUAN) P.Eng (778.868.5635) Geotechnical 5. HPO: Residential Builder- (GOLDENLILNE HOMES LTD) Note: This is a 2 storey building pursuant to the Zoning and Development By-Law Address Information: West Unit #1-2646 Venables St - One Family Dwelling (1st - 2nd floor) #2-2646 Venables St - Secondary Suite (basement) East Unit #1-2648 Venables St - One Family Dwelling (1st - 2nd floor) #2-2648 Venables St - Secondary Suite (basement) Address and suite numbers assigned as per approved plans for Fire and Emergency response. The address numbers are to be posted to the building to be visible from the street and the suite numbers are to be posted at the suite entries in accordance with the Building By-law prior to final inspection. **THIS PERMIT HAS BEEN ISSUED UNDER THE REQUIREMENTS OF VBBL #12511 (2019)** | Charanjit Singh
EP-2022-02045 | 2022-03-16 | 2646 VENABLES STREET, Vancouver, BC V5K 2R3 | Electrical Permit | Residential | New | Completed | Installation / Repair - Residential - Rough wire and finishing of duplex units. >BP: To construct a 2 storey two-family dwelling with 2 secondary suites located in the Basement ($935,250) with a detached accessory building (garage) and 2 open parking at the rear providing 2 parking spaces, having vehicular access from the lane. 1. Covenant registered at the Land Title Office under CA9110188 2. A/C proposed – Exterior component located in rear yard, Interior component located in the Laundry Room, Second Floor. 3. Schedule B: (YATENDRA KUMAR SHARMA) P.Eng (778.863.7076) Structural 4. Schedule B: (ZHAO GUAN) P.Eng (778.868.5635) Geotechnical 5. HPO: Residential Builder- (GOLDENLILNE HOMES LTD) Note: This is a 2 storey building pursuant to the Zoning and Development By-Law Address Information: West Unit #1-2646 Venables St - One Family Dwelling (1st - 2nd floor) #2-2646 Venables St - Secondary Suite (basement) East Unit #1-2648 Venables St - One Family Dwelling (1st - 2nd floor) #2-2648 Venables St - Secondary Suite (basement) Address and suite numbers assigned as per approved plans for Fire and Emergency response. The address numbers are to be posted to the building to be visible from the street and the suite numbers are to be posted at the suite entries in accordance with the Building By-law prior to final inspection. **THIS PERMIT HAS BEEN ISSUED UNDER THE REQUIREMENTS OF VBBL #12511 (2019)** | Hayat Electrical Ltd
SP-2022-00278 | 2022-03-02 | 2646 VENABLES STREET, Vancouver, BC V5K 2R3 | Sprinkler Permit | Residential | New | Completed | Residential - install new fire sprinkler system >To construct a 2 storey two-family dwelling with 2 secondary suites located in the Basement ($935,250) with a detached accessory building (garage) and 2 open parking at the rear providing 2 parking spaces, having vehicular access from the lane. 1. Covenant registered at the Land Title Office under CA9110188 2. A/C proposed – Exterior component located in rear yard, Interior component located in the Laundry Room, Second Floor. 3. Schedule B: (YATENDRA KUMAR SHARMA) P.Eng (778.863.7076) Structural 4. Schedule B: (ZHAO GUAN) P.Eng (778.868.5635) Geotechnical 5. HPO: Residential Builder- (GOLDENLILNE HOMES LTD) Note: This is a 2 storey building pursuant to the Zoning and Development By-Law Address Information: West Unit #1-2646 Venables St - One Family Dwelling (1st - 2nd floor) #2-2646 Venables St - Secondary Suite (basement) East Unit #1-2648 Venables St - One Family Dwelling (1st - 2nd floor) #2-2648 Venables St - Secondary Suite (basement) Address and suite numbers assigned as per approved plans for Fire and Emergency response. The address numbers are to be posted to the building to be visible from the street and the suite numbers are to be posted at the suite entries in accordance with the Building By-law prior to final inspection. **THIS PERMIT HAS BEEN ISSUED UNDER THE REQUIREMENTS OF VBBL #12511 (2019)** | CENTRE LINE FIRE SPRINKLERS LTD
GP-2022-01030 | 2022-04-04 | 2646 VENABLES STREET, Vancouver, BC V5K 2R3 | Gas Permit | Residential | New | Completed | Residential - Boiler and venting , 2 ranges installation and bbq piping only. To construct a 2 storey two-family dwelling with 2 secondary suites located in the Basement with a detached accessory building (garage) and 2 open parking at the rear providing 2 parking spaces, having vehicular access from the lane. | MSN Gas & Heating Ltd
GP-2022-00648 | 2022-03-03 | 2662 VENABLES STREET, Vancouver, BC V5K 2R3 | Gas Permit | Residential | New | Completed | Residential - all black iron piping includes fittings.2psi gas pressure.complete installation for boiler and water heater. Piping only for one range and one BBQ.. >To construct a 2 storey + basement one-family dwelling with a secondary suite ($634,420) located in the basement with an open parking pad, at the rear providing 1 parking space, having vehicular access from the lane. | POLLY MECHANICAL LTD
EP-2022-02015 | 2022-03-16 | 2662 VENABLES STREET, Vancouver, BC V5K 2R3 | Electrical Permit | Residential | New | Completed | Installation / Repair - Residential - Cable, Telephone, Data, Doorbell >BP: To construct a 2 storey + basement one-family dwelling with a secondary suite ($634,420) located in the basement with an open parking pad, at the rear providing 1 parking space, having vehicular access from the lane. Note: This Building Permit will remain in a suspended status until the associated (green) Demolition Permit BP-2021-01320 is completed. Note: This is a 2 storey building pursuant to the Zoning and Development By-Law 1- Covenant registered at the Land Title Office under CA8943489 2- No strata titling permitted 3- No A/C unit proposed 4- Schedule B: Tsung-Hua Yang, P. Eng. (604-729-0585) Structural Zhao Guan, P.Eng (778-868-5635) Geotechnical 5- HPO: Residential Builder - T.A.R.F. Holdings Address Note: #1-2662 Venables St - One Family Dwelling (1st & 2nd floor) #2-2662 Venables St - Secondary Suite (basement) Address and suite numbers assigned as per approved plans for Fire and Emergency response. The address number is to be posted on the building to be visible from the street and the suite numbers are to be posted at the suite entries in accordance with the Building By-law prior to final inspection. ******THIS PERMIT HAS BEEN ISSUED UNDER THE REQUIREMENTS OF VBBL #12511 (2019)****** | Cititech Security & Sound Inc.
SP-2022-00237 | 2022-02-22 | 2662 VENABLES STREET, Vancouver, BC V5K 2R3 | Sprinkler Permit | Residential | New | Completed | Residential - new sprinkler To construct a 2 storey + basement one-family dwelling with a secondary suite located in the basement with an open parking pad, at the rear providing 1 parking space, having vehicular access from the lane. Note: This is a 2 storey building pursuant to the Zoning and Development By-Law 1- Covenant registered at the Land Title Office under CA8943489 2- No strata titling permitted 3- No A/C unit proposed 4- Schedule B: Tsung-Hua Yang, P. Eng. (604-729-0585) Structural Zhao Guan, P.Eng (778-868-5635) Geotechnical 5- HPO: Residential Builder - T.A.R.F. Holdings | Real Tech Fire Protection Ltd
EP-2022-01189 | 2022-02-24 | 2662 VENABLES STREET, Vancouver, BC V5K 2R3 | Electrical Permit | Residential | New | Completed | Installation / Repair - Residential - rough wiring, finishing and service of new house Main service 200amps LWH 100 amps Main House 150 amps >BP: To construct a 2 storey + basement one-family dwelling with a secondary suite ($634,420) located in the basement with an open parking pad, at the rear providing 1 parking space, having vehicular access from the lane. Note: This Building Permit will remain in a suspended status until the associated (green) Demolition Permit BP-2021-01320 is completed. Note: This is a 2 storey building pursuant to the Zoning and Development By-Law 1- Covenant registered at the Land Title Office under CA8943489 2- No strata titling permitted 3- No A/C unit proposed 4- Schedule B: Tsung-Hua Yang, P. Eng. (604-729-0585) Structural Zhao Guan, P.Eng (778-868-5635) Geotechnical 5- HPO: Residential Builder - T.A.R.F. Holdings Address Note: #1-2662 Venables St - One Family Dwelling (1st & 2nd floor) #2-2662 Venables St - Secondary Suite (basement) Address and suite numbers assigned as per approved plans for Fire and Emergency response. The address number is to be posted on the building to be visible from the street and the suite numbers are to be posted at the suite entries in accordance with the Building By-law prior to final inspection. ******THIS PERMIT HAS BEEN ISSUED UNDER THE REQUIREMENTS OF VBBL #12511 (2019)****** Amend: Mar 31, 2022 load calculation uploaded | OPTIMUM ELECTRICAL LTD
PP-2022-00012 | 2022-01-05 | 2662 VENABLES STREET, Vancouver, BC V5K 2R3 | Plumbing Permit | Residential | New | Completed | Residential - New residential home To construct a 2 storey + basement one-family dwelling with a secondary suite located in the basement with an open parking pad, at the rear providing 1 parking space, having vehicular access from the lane. Note: This is a 2 storey building pursuant to the Zoning and Development By-Law 1- Covenant registered at the Land Title Office under CA8943489 2- No strata titling permitted 3- No A/C unit proposed 4- Schedule B: Tsung-Hua Yang, P. Eng. (604-729-0585) Structural Zhao Guan, P.Eng (778-868-5635) Geotechnical 5- HPO: Residential Builder - T.A.R.F. Holdings | RISER PLUMBING & HEATING LTD
GP-2022-02841 | 2022-09-21 | 2662 VENABLES STREET, Vancouver, BC V5K 2R3 | Gas Permit | Residential | New | Completed | Residential - Complete installation for 1 kitchen range and 1 bbq >BP: To construct a 2 storey + basement one-family dwelling with a secondary suite ($634,420) located in the basement with an open parking pad, at the rear providing 1 parking space, having vehicular access from the lane. | POLLY MECHANICAL LTD
EP-2022-04567 | 2022-06-01 | 2683 VENABLES STREET, Vancouver, BC V5K 2R4 | Electrical Permit | Residential | Tenant Improvement | Issued | Installation / Repair - Residential - Electrical install of heat pump. BP not required. No change to existing service *Amend Jun 01, 2023 -"This install was completed prior to July 1st, 2022 when changes had been made to the permit process - unit was installed in the front yard instead of the original proposed location" | Moore And Russell Heating And Air Conditioning Ltd
EP-2024-00300 | 2024-01-17 | 2716 VENABLES STREET, Vancouver, BC V5K 2R6 | Electrical Permit | Residential | Renovation | Issued | Installation / Repair - Residential - Service upgrade 100 to 200 amps | Coast Current Electric Ltd
EP-2022-07071 | 2022-08-23 | 2431 VINE STREET, Vancouver, BC | Electrical Permit | Residential | Renovation - Dwelling Unit(s) only | Completed | Installation / Repair - Residential - branch circuit safety repairs | UES Electrical Services Incorporated
EP-2022-02332 | 2022-03-24 | 375 W 10TH AVENUE, Vancouver, BC V5Y 3V1 | Electrical Permit | Commercial | Tenant Improvement | Issued | Installation / Repair - Commercial - Repair / retrofit to disconnect. Replace failing switchgear with breaker. | AMS Electrical Services Ltd
EP-2022-01976 | 2022-03-10 | 375 W 10TH AVENUE, Vancouver, BC V5Y 3V1 | Electrical Permit | Residential | Renovation | Issued | Installation / Repair - Residential - Repairing main disconnect | MDE Enterprises Ltd
PP-2021-04158 | 2023-01-16 | 375 W 10TH AVENUE, Vancouver, BC V5Y 3V1 | Plumbing Permit | Commercial | New | Completed | Commercial - Install 4" DCVA as per COV requirements Have COV requirements letter onsite for inspection | Trinity Plumbing Heating & Gas Incorporated
EP-2022-03061 | NULL | 515 W 10TH AVENUE, Vancouver, BC V5Z 4A8 | Electrical Permit | Residential | New | Draft | Installation / Repair - Residential - 11 | NULL
EP-2022-08256 | 2022-10-03 | 515 W 10TH AVENUE, Vancouver, BC V5Z 4A8 | Electrical Permit | Commercial | Renovation | Completed | Installation / Repair - Commercial - Low voltage data work & electrical outlets | 4th Utility Inc
EP-2022-09416 | 2022-11-07 | 515 W 10TH AVENUE, Vancouver, BC V5Z 4A8 | Electrical Permit | Commercial | Renovation | Completed | Installation / Repair - Commercial - UNIT #200 - 2ND FLOOR - Furniture upgrade relocated & reterminate power and data. Add new data drops as required. >BP: #200 - 2nd Floor Interior alterations only to provide improvements to the North-East corner of this existing General Office use on the 2nd floor of this existing commercial VanCity building on the site. Scope of work: Remove/construct wall, new entry door with card security system, lighting, HVAC and electrical work. TENANT: City of Vancouver - Auditor General Department | 4th Utility Inc
EP-2022-08732 | 2022-10-17 | 515 W 10TH AVENUE, Vancouver, BC V5Z 4A8 | Electrical Permit | Commercial | Renovation | Completed | Installation / Repair - Commercial - To add additional receptacles, tel and data outlets for new office, install vacancy sensors on existing office lighting, and install additional emergency lighting and exit lighting. -No lighting fixtures are being added, we are changing some existing switches to vacancy sensor switches on existing lighting circuits. >BP: Interior alterations only to provide improvements to the North-East corner of this existing General Office use on the 2nd floor of this existing commercial VanCity building on the site. Scope of work: Remove/construct wall, new entry door with card security system, lighting, HVAC and electrical work. TENANT: City of Vancouver - Auditor General Department Letters of Assurance submitted: Schedule A and Architectural Schedule B by D Lucio Picciano, Architect, AIBC. 778.889.6849 Electrical Schedule B by Blaike Shine, P.Eng.,604.346.5131 Plumbing/Mechanical Schedule B by Charles Powell, P.Eng., 604.595.4869 OK for Field Review as per S. Yu on July 13, 2022 Building Sprinklered – Building inspector to determine on site if a separate sprinkler permit is required. E2 - Lighting - Upgrade to incorporate Automatic Full OFF (per 9.4.1.1.(h) of ASHRAE 90.1-2016) Energy checklist is currently no longer required with your Building Permit (BP) application. Some supporting documents are still required at BP stage, specifically Envelope and HVAC, if applicable. Service Water Heating and Lighting supporting documents, if applicable, must be submitted with your related trades permits (e.g. electrical and plumbing). All energy upgrades will be checked during inspections stage. It is the applicant’s responsibility to identify and note all required upgrades including energy upgrades on their BP drawings at BP stage. | ARC Electric Ltd
EP-2022-10469 | 2022-12-12 | 515 W 10TH AVENUE, Vancouver, BC V5Z 4A8 | Electrical Permit | Commercial | Addition | Completed | Installation / Repair - Commercial - Addition to existing Access Control System. NO MAGLOCKS | Rose Security Services Inc
PP-2023-01065 | 2023-03-28 | 515 W 10TH AVENUE, Vancouver, BC V5Z 4A8 | Plumbing Permit | Commercial | Tenant Improvement | Completed | Commercial - Fixtures >BP: #200 - 2nd Floor (common washroom) Interior alterations only to provide improvements to the common washroom of this existing General Office use on the 2nd floor of this existing commercial VanCity building on the site. Scope of work: Construct new interior walls, new accessible washroom, entry door with card swipe security system, HVAC, electrical and plumbing work. Demolish suspended ceiling and millwork. | DAVIDSON BROS MECHANICAL CONTRACTORS
EP-2023-02794 | 2023-03-30 | 515 W 10TH AVENUE, Vancouver, BC V5Z 4A8 | Electrical Permit | Commercial | Renovation | Completed | Installation / Repair - Commercial - To relocate existing electrical, to accommodate new washroom, including plugs, lights, and emergency light. >BP: Interior alterations only to provide improvements to the common washroom of this existing General Office use on the 2nd floor of this existing commercial VanCity building on the site. Scope of work: Construct new interior walls, new accessible washroom, entry door with card swipe security system, HVAC, electrical and plumbing work. Demolish suspended ceiling and millwork. TENANT: City Of Vancouver Letters of Assurance submitted: Schedule A and Architectural Schedule B by D. Lucio Picciano, Architect, AIBC, 778.889.6849 Electrical Schedule B by Blake Shine, P.Eng., 604.346.5131 Plumbing/Mechanical Schedule B by Charles Powell, P.Eng., 604.595.4869 E2 - Lighting - Upgrade to incorporate Automatic Full OFF (per 9.4.1.1.(h) of ASHRAE 90.1-2016) Energy checklist is currently no longer required with your Building Permit (BP) application. Some supporting documents are still required at BP stage, specifically Envelope and HVAC, if applicable. Service Water Heating and Lighting supporting documents, if applicable, must be submitted with your related trades permits (e.g. electrical and plumbing). All energy upgrades will be checked during inspections stage. It is the applicant’s responsibility to identify and note all required upgrades including energy upgrades on their BP drawings at BP stage. | ARC Electric Ltd
EP-2023-06137 | 2023-07-10 | 515 W 10TH AVENUE, Vancouver, BC V5Z 4A8 | Electrical Permit | Commercial | Renovation | Completed | Installation / Repair - Commercial - Install power CCT for auto door opener - south door at West Annex 2L. Door opener installed and commissioned by others. | 4th Utility Inc
EP-2023-05653 | 2023-06-26 | 515 W 10TH AVENUE, Vancouver, BC V5Z 4A8 | Electrical Permit | Commercial | Renovation | Completed | Installation / Repair - Commercial - Relocate and reterminate 60 Cat 5E data drops and install 10 customer supplied furniture pac poles. Please note that we will supply and install new standalone power pac pole for 8 additional WS. >Amend: Aug. 1st to remove BP-2022-05229 from this EP | 4th Utility Inc
EP-2023-07625 | 2023-08-25 | 515 W 10TH AVENUE, Vancouver, BC V5Z 4A8 | Electrical Permit | Commercial | Renovation | Completed | Installation / Repair - Commercial - Install 120V power connection to auto door opener at West Annex Lobby Doors. >BP: #200 - 2nd Floor (common washroom) Interior alterations only to provide improvements to the common washroom of this existing General Office use on the 2nd floor of this existing commercial VanCity building on the site.. Scope of work: Construct new interior walls, new accessible washroom, entry door with card swipe security system, HVAC, electrical and plumbing work. Demolish suspended ceiling and millwork. TENANT: City Of Vancouver | 4th Utility Inc
EP-2023-10204 | 2023-11-24 | 515 W 10TH AVENUE, Vancouver, BC V5Z 4A8 | Electrical Permit | Commercial | Renovation | Issued | Installation / Repair - Commercial - Direct like for like Replacement of heat pump on the 4th floor | Just Mechanical Ltd
EP-2023-10385 | 2023-11-28 | 515 W 10TH AVENUE, Vancouver, BC V5Z 4A8 | Electrical Permit | Commercial | Renovation | Completed | Installation / Repair - Commercial - Relocate & reterminate 30 existing Cat5E drops (data - low voltage) and connect 7 furniture pac poles. | 4th Utility Inc
EP-2022-10088 | 2022-11-30 | 525 W 10TH AVENUE, Vancouver, BC V5Z 1K9 | Electrical Permit | Commercial | Addition | Completed | Installation / Repair - Commercial - Addition to existing security access system - no maglocks | Chubb Fire & Security Canada Corp
PP-2022-01951 | NULL | 525 W 10TH AVENUE, Vancouver, BC V5Z 1K9 | Plumbing Permit | Commercial | Renovation | Withdrawn | Commercial - plumbing | NULL
EP-2022-04844 | 2022-06-09 | 600 W 10TH AVENUE, Vancouver, BC | Electrical Permit | Commercial | Addition | Issued | Installation / Repair - Commercial - Access Control, CCTV, Intrusion and Panic System in Pharmacy. Strike locks only - no mag locks. >BP: Exterior and interior alterations to provide improvements to a new pharmacy and dispensary space on the level 6 of this BC Cancer Centre on this site. Exterior alterations includes to install new rooftop units and replace the transparent glazing and replacing with spandrel glass on the west elevation. OK for DB per David Cha and Hamid Shayan OK for field review per Jamie Zhang. letters of assurance submitted by: Kristen Reite, 604-831-0810, Reg. Architect, AIBC, Schedule A, Architectural Schedule B.,Schedule D. Randa Khalil, 604-358-8551, P.Eng, Electrical Schedule B. Mark Yeung, 604-559-8809, P.Eng, Mechanical and Plumbing Schedule B. Mark Anderson, 604-688-9861, P.Eng, Struct. Eng, Structural Schedule B. Energy checklist is currently no longer required with your Building Permit (BP) application. Some supporting documents are still required at BP stage, specifically Envelope and HVAC, if applicable. Service Water Heating and Lighting supporting documents, if applicable, must be submitted with your related Trades permits (e.g. electrical and plumbing). All energy upgrades will be checked during inspections stage. It is the applicant’s responsibility to identify and note all required upgrades including energy upgrades on their BP drawings at BP stage. | Houle Electric Limited
EP-2022-03543 | 2022-05-02 | 600 W 10TH AVENUE, Vancouver, BC | Electrical Permit | Commercial | Renovation | Completed | Installation / Repair - Commercial - add 3 circuits (20A 120v) outside for re-cladding work - no building permit needed for this | Ampac Electric Ltd
EP-2022-02090 | 2022-03-16 | 600 W 10TH AVENUE, Vancouver, BC | Electrical Permit | Commercial | NULL | Expired | Annual / Operating - Annual Electrical Permit to enable us to carry out the electrical work in the above-noted site or building during the next 12 calendar months, effective from the date of issuance, in accordance with the City of Vancouver Electrical By-Law No. 5563, Sections 5.12 & 5.13; Section 28 of the Electrical Safety Standards Act; Sections 18 &19 of Safety Standards General Regulation; and Section 14 of the Electrical Safety Regulation. Annual Operating Permit Renewal of: EP-2021-00473 Valid: March 13, 2022 - March 12, 2023 | BC Cancer Agency
PP-2022-04360 | 2023-02-08 | 600 W 10TH AVENUE, Vancouver, BC | Plumbing Permit | Commercial | Tenant Improvement | Issued | Commercial - Level 5: Demo 6 sinks, 1 water closet and 1 eyewash/shower, with associated piping; and install 6 new sinks, 1 shower, 1 floor drain, and associated piping to correspond with new floor layout. Level 6: Demo 3 sinks,1 rain water leader, 1 eyewash/shower station, 1 water closet, 1 floor drain, with associated piping; and install 6 new sinks, 1 eyewash/shower station, 1 floor drain, 1 dishwasher, and associated piping to correspond with new floor layout >DB: Exterior and interior alterations to provide improvements to a new pharmacy and dispensary space on the level 6 of this BC Cancer Centre on this site. Exterior alterations includes to install new rooftop units and replace the transparent glazing and replacing with spandrel glass on the west elevation. | Modern Niagara Vancouver Inc
SP-2023-00118 | 2023-05-02 | 600 W 10TH AVENUE, Vancouver, BC | Sprinkler Permit | Commercial | Tenant Improvement | Issued | Commercial - For sprinkler system alterations to the 2019 VBBL and NFPA 13, 2013 for the tenant improvements to provide exterior and interior alterations for a new pharmacy and dispensary space on the level 6 of this BC Cancer Centre on this site. Notes: - Engineer of Record: Liang Xin Peng; 604-324-7122; lpeng@vancouver.ca - HD 1 (Chemotherapy) 648 is not to be used as a laboratory. No mixing of chemicals or drugs is permitted. | Viking Fire Protection Inc
EP-2022-09868 | 2022-12-07 | 600 W 10TH AVENUE, Vancouver, BC | Electrical Permit | Commercial | Renovation | Issued | Installation / Repair - Commercial - Renovation of the pharmacy on level 6. Supply and install all the electrical receptacles, lighting and two panels. Remove and reinstall 5 new panels in the mechanical room. >Permit Amendment Dec 04, 2023 -"Fire Alarm VI" *Document(s) uploaded to "Application Documents" tab for Electrical Inspector review. Documents are at pending status at time of permit amendment approval DB: Exterior and interior alterations to provide improvements to a new pharmacy and dispensary space on the level 6 of this BC Cancer Centre on this site. Exterior alterations includes to install new rooftop units and replace the transparent glazing and replacing with spandrel glass on the west elevation. OK for DB per David Cha and Hamid Shayan OK for field review per Jamie Zhang. letters of assurance submitted by: Kristen Reite, 604-831-0810, Reg. Architect, AIBC, Schedule A, Architectural Schedule B.,Schedule D. Randa Khalil, 604-358-8551, P.Eng, Electrical Schedule B. Mark Yeung, 604-559-8809, P.Eng, Mechanical and Plumbing Schedule B. Mark Anderson, 604-688-9861, P.Eng, Struct. Eng, Structural Schedule B. Energy checklist is currently no longer required with your Building Permit (BP) application. Some supporting documents are still required at BP stage, specifically Envelope and HVAC, if applicable. Service Water Heating and Lighting supporting documents, if applicable, must be submitted with your related Trades permits (e.g. electrical and plumbing). All energy upgrades will be checked during inspections stage. It is the applicant’s responsibility to identify and note all required upgrades including energy upgrades on their BP drawings at BP stage. | Status Electrical Corporation
EP-2022-09838 | 2022-11-22 | 600 W 10TH AVENUE, Vancouver, BC | Electrical Permit | Commercial | Addition | Completed | Installation / Repair - Commercial - Panel 4RE2-B Upgrade - Supply and install as per tender scope documents. | Houle Electric Limited
EP-2022-05835 | 2022-07-13 | 600 W 10TH AVENUE, Vancouver, BC | Electrical Permit | Commercial | Addition | Completed | Installation / Repair - Commercial - "1. Demo the existing UPS B, UPS B Batteries, UPS Panel B, UPS B Bypass, feeders and (21) receptacles to source. 2. Demo existing underfloor UPS seismic bracket 3. Supply and install new underfloor UPS seismic bracket 4. Install New UPS Panel B (supplied by Houle) and UPS B Bypass (Supplied by owner) fed from existing emergency panel. To be installed beside existing EM panel 4RE2B. Leave space for future upsizing of 4RE2B. 5. Install new 3P-125A breaker in existing Panel 4RE2B. 6. Install new customer supplied Eaton 93PM UPS and owner supplied battery cabinet. 7. Supply and install (7) new L21-30 receptacles to cabinets in center of room from new UPS, 1x L21-30 from 4RE2-C to rack A01. 8. Supply and install (4) new L6-30 receptacles – 3 from new UPS to RR1-3 and 1x from 4RE2-C to RR1. 9. Demo the existing UPS A, UPS A Batteries, UPS Panel A, UPS A Bypass, feeders and the (7) receptacles connected to this. 10. Demo Wiremold and associated wire, cable, connectors etc. to server racks and racks RR1-3. Removed breakers, wire and equip to be left for BCCA staff to remove and store for future. 11. Install new Customer Supplied Battery Cabinet to existing UPS (near panel 4RE2-C). 12. Allows for shutdowns to tie in the New Panel and the New UPS. 13. Mount customer supplied PDU’s on RR1-3. " -No structural work, just installing a mount for the ups to sit on the concrete floor. | Houle Electric Limited
EP-2023-05866 | 2023-06-29 | 600 W 10TH AVENUE, Vancouver, BC | Electrical Permit | Commercial | Renovation | Cancelled | Installation / Repair - Commercial - Install Belden or Commscope cabling infrastructure for new data or voice runs, as per the "Issued for Tender" drawings and specifications rovided,dated January 31, 2023 Mag locks: NO Site Contact:: William Woo at 604-671-1129 >BP: 3rd floor Exterior and interior alterations to provide improvements in the medical imaging room for this existing tenant in this existing institutional building on this site. Scope of work: Renovate the existing Fluoroscopy room (medical imaging room), including equipment replacement, new finishes, and structural changes to suit. Also includes two new heat pump units on the exterior corridor on the north side of the building and coring of the slab for new ducting to suit. Ok for Field Review as per Kirat Kang - March 6, 2023 Notes: - This building is sprinklered. A separate sprinkler permit is required for all related work. Letters Assurance submitted by: Schedule A & B, Architectural, Patrick Yue, Architect, 778-688-7317 Schedule B, Structural, Brett Halicki, P.Eng, 604-688-9861 Schedule B, Mechanical and Plumbing, Jason Le, P.Eng, 604-200-9087 Schedule B, Electrical, Patrick Krzesinski, P.Eng, 604-986-4128 Energy checklist is currently no longer required with your Building Permit application. Some supporting documents are still required at BP stage, specifically Envelope and HVAC, if applicable. Service Water Heating and Lighting supporting documents, if applicable, must be submitted with your related trades permits (e.g. electrical and plumbing). | Paladin Technologies Inc
EP-2023-05839 | 2023-06-28 | 600 W 10TH AVENUE, Vancouver, BC | Electrical Permit | Commercial | Addition | Issued | Installation / Repair - Commercial - Install Cat6 cables on Floors 1, 2, 4 and 5 o 1st floor rooms – 1411, 1438, main entrance and corridor 007 o 2nd floor rooms – 2229, corridor 0006 and 2573 o 4th floor rooms – 4255 and 4237 o 5th floor rooms – 550, 554A, 554b, 554c, 554e, 557, 562, 564 and 557a | Houle Electric Limited
SP-2023-01152 | 2023-06-27 | 600 W 10TH AVENUE, Vancouver, BC | Sprinkler Permit | Commercial | Tenant Improvement | Completed | Commercial - Add and Relocated Sprinkler Heads >BP: 3rd floor Exterior and interior alterations to provide improvements in the medical imaging room for this existing tenant in this existing institutional building on this site. Scope of work: Renovate the existing Fluoroscopy room (medical imaging room), including equipment replacement, new finishes, and structural changes to suit. Also includes two new heat pump units on the exterior corridor on the north side of the building and coring of the slab for new ducting to suit. *****This application does not include any of the following: 1. Not more than 20 sprinklers (add, relocate, or remove), 2. hydraulic calculations, 3. change in occupancy and /or hazard classification, 4. warehouse storage arrangements, 5. mobile compact storage arrangements, 6. alternative solutions, 7. changes to the sprinkler system supply piping (e.g. valves, mains, cross-mains, branch-lines, etc.), or 8. flexible sprinkler pipe. | Viking Fire Protection Inc
PP-2023-01803 | 2023-06-16 | 600 W 10TH AVENUE, Vancouver, BC | Plumbing Permit | Commercial | Renovation | Completed | Commercial - Supply and install one sink and one hand hygiene sink >BP: 3rd floor Exterior and interior alterations to provide improvements in the medical imaging room for this existing tenant in this existing institutional building on this site. Scope of work: Renovate the existing Fluoroscopy room (medical imaging room), including equipment replacement, new finishes, and structural changes to suit. Also includes two new heat pump units on the exterior corridor on the north side of the building and coring of the slab for new ducting to suit. | Mountain West Mechanical Ltd
EP-2023-02580 | 2023-03-27 | 600 W 10TH AVENUE, Vancouver, BC | Electrical Permit | Commercial | Renovation | Completed | Installation / Repair - Commercial - Heat trace install on new rooftop pipes. Total 10 pipes. >BP: Exterior and interior alterations to provide improvements to a new pharmacy and dispensary space on the level 6 of this BC Cancer Centre on this site. Exterior alterations includes to install new rooftop units and replace the transparent glazing and replacing with spandrel glass on the west elevation. | Brian Wuttke
EP-2023-01793 | 2023-03-08 | 600 W 10TH AVENUE, Vancouver, BC | Electrical Permit | Commercial | Renovation | Completed | Installation / Repair - Commercial - Lighting alterations and upgrade to LED. (4) rooms total in a healthcare facility. | Michael Krznaric
EP-2023-00921 | 2023-02-03 | 600 W 10TH AVENUE, Vancouver, BC | Electrical Permit | Commercial | Renovation | Issued | Installation / Repair - Commercial - install 16 receptacles for CST Project | Ampac Electric Ltd
EP-2023-00790 | 2023-01-31 | 600 W 10TH AVENUE, Vancouver, BC | Electrical Permit | Commercial | Renovation | Issued | Installation / Repair - Commercial - Electrical Installation of DDC Controls- | Mountain Pacific Electrical Ltd
EP-2023-01553 | 2023-02-23 | 600 W 10TH AVENUE, Vancouver, BC | Electrical Permit | Commercial | Tenant Improvement | Issued | Installation / Repair - Commercial - Installation of data cabling >BP: Exterior and interior alterations to provide improvements to a new pharmacy and dispensary space on the level 6 of this BC Cancer Centre on this site. Exterior alterations includes to install new rooftop units and replace the transparent glazing and replacing with spandrel glass on the west elevation. OK for DB per David Cha and Hamid Shayan OK for field review per Jamie Zhang. letters of assurance submitted by: Kristen Reite, 604-831-0810, Reg. Architect, AIBC, Schedule A, Architectural Schedule B.,Schedule D. Randa Khalil, 604-358-8551, P.Eng, Electrical Schedule B. Mark Yeung, 604-559-8809, P.Eng, Mechanical and Plumbing Schedule B. Mark Anderson, 604-688-9861, P.Eng, Struct. Eng, Structural Schedule B. Energy checklist is currently no longer required with your Building Permit (BP) application. Some supporting documents are still required at BP stage, specifically Envelope and HVAC, if applicable. Service Water Heating and Lighting supporting documents, if applicable, must be submitted with your related Trades permits (e.g. electrical and plumbing). All energy upgrades will be checked during inspections stage. It is the applicant’s responsibility to identify and note all required upgrades including energy upgrades on their BP drawings at BP stage. | Western Pacific Enterprises Ltd
EP-2023-01802 | 2023-03-06 | 600 W 10TH AVENUE, Vancouver, BC | Electrical Permit | Commercial | NULL | Issued | Annual / Operating - Annual Operating Permit Renewal of: EP-2022-02090 Valid: March 13, 2023 - March 12, 2024 Annual Electrical Permit to enable us to carry out the electrical work in the above-noted site or building during the next 12 calendar months, effective from the date of issuance, in accordance with the City of Vancouver Electrical By-Law No. 5563, Sections 5.12 & 5.13; Section 28 of the Electrical Safety Standards Act; Sections 18 &19 of Safety Standards General Regulation; and Section 14 of the Electrical Safety Regulation. Annual Operating Permit Renewal of: EP-2022-02090 Valid: March 13, 2023 - March 12, 2024 | BC Cancer Agency
EP-2023-09666 | 2023-11-06 | 600 W 10TH AVENUE, Vancouver, BC | Electrical Permit | Commercial | Renovation | Issued | Installation / Repair - Commercial - Reroute security conduit around concrete wall repairs No Maglocks Service tck 497675 Erich Lewand 604-218-9062 > BP: Exterior and interior alterations to repair concrete delamination at slab top surface, suspended levels, slab soffits and columns at this parking garage on this site. Scope of work: Surface and full depth Concrete Delamination repair of slab top surface suspended levels of parkade Schedule A & B (Struct): Jennifer Durham, P.Eng #28038, 604-738-0048, Read Jones Christoffersen Ltd. | Paladin Technologies Inc
EP-2023-07427 | 2023-08-15 | 600 W 10TH AVENUE, Vancouver, BC | Electrical Permit | Commercial | Renovation | Completed | Installation / Repair - Commercial - Install New Panel, Transformer, Lighting, Receptacles, Z32 Testing for a new Fluoroscopy Unit >Permit Amendment Aug 17, 2023 -Document(s) uploaded to "Application Documents" tab for Electrical Inspector review/ approval >BP: Exterior and interior alterations to provide improvements in the medical imaging room for this existing tenant in this existing institutional building on this site. Scope of work: Renovate the existing Fluoroscopy room (medical imaging room), including equipment replacement, new finishes, and structural changes to suit. Also includes two new heat pump units on the exterior corridor on the north side of the building and coring of the slab for new ducting to suit. Ok for Field Review as per Kirat Kang - March 6, 2023 Notes: - This building is sprinklered. A separate sprinkler permit is required for all related work. Letters Assurance submitted by: Schedule A & B, Architectural, Patrick Yue, Architect, 778-688-7317 Schedule B, Structural, Brett Halicki, P.Eng, 604-688-9861 Schedule B, Mechanical and Plumbing, Jason Le, P.Eng, 604-200-9087 Schedule B, Electrical, Patrick Krzesinski, P.Eng, 604-986-4128 Energy checklist is currently no longer required with your Building Permit application. Some supporting documents are still required at BP stage, specifically Envelope and HVAC, if applicable. Service Water Heating and Lighting supporting documents, if applicable, must be submitted with your related trades permits (e.g. electrical and plumbing). | Status Electrical Corporation
EP-2023-07301 | 2023-08-11 | 600 W 10TH AVENUE, Vancouver, BC | Electrical Permit | Commercial | New | Issued | Installation / Repair - Commercial - Install 15-amp receptacles on the Main, 2nd, 4th and 5ft Floor. | Houle Electric Limited
EP-2024-00695 | 2024-02-01 | 600 W 10TH AVENUE, Vancouver, BC | Electrical Permit | Commercial | Renovation | Issued | Installation / Repair - Commercial - Install new sub panels and provide electrical feeders for mechanical equipment. | Black & McDonald Limited
EP-2023-10800 | 2023-12-08 | 600 W 10TH AVENUE, Vancouver, BC | Electrical Permit | Commercial | Tenant Improvement | Completed | Installation / Repair - Commercial - 14 data drops | Western Pacific Enterprises Ltd
PP-2023-04336 | 2023-12-15 | 600 W 10TH AVENUE, Vancouver, BC | Plumbing Permit | Commercial | Renovation | Issued | Commercial - Re & Re of SInk | JQ Mechanical Corporation
EP-2023-01801 | 2023-03-06 | 675 W 10TH AVENUE, Vancouver, BC V5Z 1L3 | Electrical Permit | Commercial | NULL | Issued | Annual / Operating - Annual Operating Permit Renewal of: EP-2022-02091 Valid: March 13 2023 - March 12, 2024 Annual Electrical Permit to enable us to carry out the electrical work in the above-noted site or building during the next 12 calendar months, effective from the date of issuance, in accordance with the City of Vancouver Electrical By-Law No. 5563, Sections 5.12 & 5.13; Section 28 of the Electrical Safety Standards Act; Sections 18 &19 of Safety Standards General Regulation; and Section 14 of the Electrical Safety Regulation. Annual Operating Permit Renewal of: EP-2022-02091 Valid: March 13, 2023 - March 12, 2024 | BC Cancer Agency
EP-2022-02091 | 2022-03-16 | 675 W 10TH AVENUE, Vancouver, BC V5Z 1L3 | Electrical Permit | Commercial | NULL | Expired | Annual / Operating - Annual Electrical Permit to enable us to carry out the electrical work in the above-noted site or building during the next 12 calendar months, effective from the date of issuance, in accordance with the City of Vancouver Electrical By-Law No. 5563, Sections 5.12 & 5.13; Section 28 of the Electrical Safety Standards Act; Sections 18 &19 of Safety Standards General Regulation; and Section 14 of the Electrical Safety Regulation. Annual Operating Permit Renewal of: EP-2021-00477 Valid: March 13 2022 - March 12, 2023 | BC Cancer Agency
EP-2023-02989 | 2023-04-05 | 818 W 10TH AVENUE, Vancouver, BC V5Z 1M9 | Electrical Permit | Commercial | Renovation | Completed | Installation / Repair - Commercial - Install receptacles on 5th floor, (or modification). | 4th Utility Inc
EP-2024-00602 | 2024-01-30 | 818 W 10TH AVENUE, Vancouver, BC V5Z 1M9 | Electrical Permit | Commercial | Addition | Completed | Installation / Repair - Commercial - Install (2) Cat6A cables in room 2462. | Houle Electric Limited
EP-2023-09466 | 2023-10-31 | 818 W 10TH AVENUE, Vancouver, BC V5Z 1M9 | Electrical Permit | Commercial | Renovation | Completed | Installation / Repair - Commercial - Re & Re (2) electrical plugs as part of damaged wall project, moving class 2 low voltage wiring. >BP: Interior alterations to provide improvements to the basement level of this existing Hospital (Blusson Spinal Cord Centre) building on this site. Work to relocate a wall between the data room and boiler room. OK for DTI per W. Wong June 29, 2023 | 4th Utility Inc
EP-2023-03903 | 2023-05-10 | 821 W 10TH AVENUE, Vancouver, BC V5Z 1L7 | Electrical Permit | Commercial | Tenant Improvement | Completed | Installation / Repair - Commercial - -Meter connections | Whitley Electric Ltd
EP-2023-00947 | 2023-04-11 | 835 W 10TH AVENUE, Vancouver, BC V5Z 4E8 | Electrical Permit | Commercial | Tenant Improvement | Completed | Installation / Repair - Commercial - Voluntary upgrade of existing fire alarm system. Modification of existing FAS triggered by elevator modernization with CSA B44. Replace existing Fire alarm panel with new. Replace devices with new addressable devices. Add relays and programming for elevator homing as per B44 and VBBL requirements. Replace light fixtures and Receptacles in elevator machine room and pit Electrical install to add heat pump to machine room Replace disconnects and fuses for elevators as required. Complete verification of the FA panel in conformance with CAN/ULC-S561 >BP: Elevator modernization Interior alterations provide elevator modernization and to replace existing fire alarm control panel with new single stage addressable fire alarm control panel to incorporate emergency recall function for existing elevator to meet the requirements of CSA-B44 in this existing 3-storey Skin Care Centre at Vancouver General Hospital Building, all over four levels of underground parking. Scope of work: - Fully upgrade existing FA system to new addressable single stage fire alarm control panel to suite the automatic emergency elevator recall function. - Modify existing fire alarm annunciator to show automatic emergency elevator recall zones. - Add addressable smoke detectors, heat detectors and pull stations. - Install new elevator controllers, new elevator machines, operating fixtures, relays and reprogram addressable FAS initiation devices to allow for activation of the automatic emergency elevator recall sequence. Building Review Branch Notes: - Elec. B submitted by H. Joo, P. Eng. - Schedule A & Arch. B for elevating devices submitted by W. K. Chang, P. Eng. - Arch. B submitted by J. Emery. - Automatic emergency recall (main - ground floor, alternate - 2nd floor) | Sasco Contractors Ltd
EP-2022-01730 | 2022-03-03 | 865 W 10TH AVENUE, Vancouver, BC V5Z 1L7 | Electrical Permit | Commercial | Renovation | Completed | Installation / Repair - Commercial - Re & Re of a failed exhaust fan | Bisco Electrical Contracting Ltd.
EP-2022-07681 | 2022-09-14 | 865 W 10TH AVENUE, Vancouver, BC V5Z 1L7 | Electrical Permit | Commercial | Tenant Improvement | Completed | Installation / Repair - Commercial - Installation of in-line fan and duct heater within the building. 1x 20A 120v circuit | Haakon Industries (Canada) Ltd.
EP-2023-01857 | 2023-03-07 | 895 W 10TH AVENUE, Vancouver, BC V5Z 1L7 | Electrical Permit | Commercial | Renovation | Completed | Installation / Repair - Commercial - Voice and data cabling, Fiber and Copper backbone. Power and conduit by others. | 4th Utility Inc
EP-2023-02197 | 2023-03-15 | 895 W 10TH AVENUE, Vancouver, BC V5Z 1L7 | Electrical Permit | Commercial | Tenant Improvement | Completed | Installation / Repair - Commercial - Power for server room and office requirements Scope of work: Supply and installation of conduits, 3 - 11/2 EMT from Basment to server room and sleeve to electrical room. Installation of pull strings in all conduit installed, 2 ground busbars, 12x12 jbs on each floor, the building’s Main Electrical System Electrical Ground Cable inside the main electrical room to a new Panduit Busbar on the wall shared with the main communications closet, 6 new circuits and 10 Duplex receptacles in office space and classrooms, 2 dedicated 120v 20amp receptacles in server room, 2 dedicated 30 amp receptacles. Label Breakers and Devices as required. Includes P-Touch Labels. | UES Electrical Services Incorporated
EP-2023-05465 | 2023-06-21 | 895 W 10TH AVENUE, Vancouver, BC V5Z 1L7 | Electrical Permit | Commercial | Renovation | Completed | Installation / Repair - Commercial - Add New receptacles & Z32 Test. | MDE Enterprises Ltd
EP-2023-04611 | 2023-05-25 | 910 W 10TH AVENUE, Vancouver, BC V5Z 1M9 | Electrical Permit | Commercial | Renovation | Issued | Temporary Power - Commercial - To provide temporary power. | Harbourview Electric Ltd
SP-2023-00294 | 2023-05-25 | 910 W 10TH AVENUE, Vancouver, BC V5Z 1M9 | Sprinkler Permit | Commercial | Renovation | Issued | Commercial - For sprinkler system alterations to the 2019 VBBL and NFPA 13, 2013 for the tenant improvements to provide interior alterations to provide improvements to the ground level of this Hospital (UBC Faculty of Medicine & Lab - Jim Pattison Pavilion North) building on this site. Engineer of Record: Liang Xin Peng 604-324-7122 lpeng@vikingfire.ca | Viking Fire Protection Inc
PP-2023-00356 | 2023-03-01 | 910 W 10TH AVENUE, Vancouver, BC V5Z 1M9 | Plumbing Permit | Commercial | Renovation | Completed | Commercial - convert existing locker rooms into two barrier free washrooms and Re&Re of fixtures. >BP: Interior alterations to provide improvements to the ground level of this Hospital (UBC Faculty of Medicine & Lab - Jim Pattison Pavilion North) building on this site. Scope of work includes: re&re interior partition walls and t-bar ceiling to suit new layout, convert existing locker rooms into two barrier free washrooms, reconfigure existing staff offices/break area into new locker rooms/break area, electrical, mechanical | JQ Mechanical Corporation
SP-2023-00241 | 2023-11-03 | 910 W 10TH AVENUE, Vancouver, BC V5Z 1M9 | Sprinkler Permit | Commercial | Tenant Improvement | Issued | Commercial - For sprinkler system alterations to the 2019 VBBL and NFPA 13, 2013 for the tenant improvements to provide exterior and interior alterations to provide improvements to the intensive care unit at second level of this Hospital (UBC Faculty of Medicine & Lab - Jim Pattison Pavilion North) building on this site. Work to add two new roof top units. This application does not include any of the following: • Warehouse storage arrangements, or mobile compact storage arrangements. • Changes to the sprinkler system supply piping (e.g. valves, mains, cross-mains, etc.) except as noted on the drawings. • Flexible sprinkler pipe. • Information Technology Equipment Rooms (e.g. IT Rooms, LAN Rooms, etc.). • New alternative solutions and/or modifications to existing alternative solutions. • Change in occupancy and/or hazard classification. Notes: 1. Fire Suppression system engineer of record Liang Peng, P.Eng. of Viking Fire Protection Inc. T:604 324 7122 E: lpeng@vikingfire.ca 2. One set of approved drawings and permit to be available for viewing at the jobsite. 3. Per July 5, 2023 response from Viking, no fire suppression system related work associated with the Helipad. 4. *** Separate permit and documents required for modifications to the fire alarm system.*** 5. *** Project team to submit updated fire safety plan to VFRS for review comment and acceptance. *** | Viking Fire Protection Inc
EP-2022-09163 | 2023-01-04 | 910 W 10TH AVENUE, Vancouver, BC V5Z 1M9 | Electrical Permit | Commercial | Renovation | Issued | Installation / Repair - Commercial - -Fire alarm system upgrade -Distribution. Modify existing -Devices | MDE Enterprises Ltd
EP-2023-00263 | 2023-01-16 | 910 W 10TH AVENUE, Vancouver, BC V5Z 1M9 | Electrical Permit | Commercial | Renovation | Issued | Installation / Repair - Commercial - Demo of existing AP labs and offices, installation of new electrical panels, lighting, lighting control, power circuits, fire alarm, and Security/Data pathways. >BP: Interior alterations to provide improvements to the ground level of this Hospital (UBC Faculty of Medicine & Lab - Jim Pattison Pavilion North) building on this site. Scope of work includes: re&re interior partition walls and t-bar ceiling to suit new layout, convert existing locker rooms into two barrier free washrooms, reconfigure existing staff offices/break area into new locker rooms/break area, electrical, mechanical Schedule A/Schedule B Architectural - Robert McIntyre, Architect AIBC - 604-255-1169 Schedule B Electrical - Henry Doornberg, P.Engv - 403-313-8270 Schedule B Mechanical/Plumbing - Grant Kidd P.Eng - 780-665-4426 E4 - Lighting - Upgrade all Lighting Controls (per 9.4.1.1 of ASHRAE 90.1-2016) OK for Field Review per S.Dyste | Black & McDonald Limited
EP-2022-10780 | 2023-01-06 | 910 W 10TH AVENUE, Vancouver, BC V5Z 1M9 | Electrical Permit | Commercial | Renovation | Completed | Installation / Repair - Commercial - Power feed to new chiller and chiller pump >BP: Jim Pattison Pavilion North - Basement Exterior and interior alterations to provide improvements for a chiller expansion, medical gas upgrade and extension of existing anesthetic gas scavenging system to Biomedical Engineering workrooms in the basement level of this existing hospital building on this site. | MDE Enterprises Ltd
EP-2023-08914 | 2023-10-11 | 910 W 10TH AVENUE, Vancouver, BC V5Z 1M9 | Electrical Permit | Commercial | Renovation | Issued | Installation / Repair - Commercial - Installing new switchboard and new UPS in preparation for next phase ICU renewal. Relocate and reinstall some existing electrical conduits to clear space for other trades' new work. >BP: Jim Pattison Pavilion North - Basement Exterior and interior alterations to provide improvements for a chiller expansion, medical gas upgrade and extension of existing anesthetic gas scavenging system to Biomedical Engineering workrooms in the basement level of this existing hospital building on this site. | Mott Electric General Partnership
SP-2023-02068 | NULL | 910 W 10TH AVENUE, Vancouver, BC V5Z 1M9 | Sprinkler Permit | Commercial | Renovation | Application Incomplete | Commercial - Relocation of heads to suit new architectural and equipment layout. Additionally, implementation of new heads. >BP: Interior alterations to renovate and replace the existing equipment with new in the medical device reprocessing department in the basement of this existing Hospital building (BC Faculty of Medicine & Lab -Jim Patterson Pavilion North building) on this site. | Fire Pro Fire Protection Ltd.
PP-2023-03425 | 2023-11-21 | 910 W 10TH AVENUE, Vancouver, BC V5Z 1M9 | Plumbing Permit | Commercial | Tenant Improvement | Issued | Commercial - Repipe - Replacing existing cast iron drainage piping with Blueline Fusion - Polypropylene Sch 40 DWV Pipe >BP: Interior alterations a sanitary piping replacement for leaking and preventative maintenance on the ground floor interstice space this two existing Hospital buildings (BC Faculty of Medicine & Lab -Jim Patterson Pavilion North building and Jim Pattison Pavilion South building) on this site. | Trotter and Morton Building Technologies Inc
PP-2023-03426 | 2023-09-27 | 910 W 10TH AVENUE, Vancouver, BC V5Z 1M9 | Plumbing Permit | Commercial | Tenant Improvement | Issued | Commercial - Repipe existing pipe in the already Leve 1 and Level 2 Interstitial Space >BP: 910 W 10th Ave Exterior and interior alterations to provide improvements to the intensive care unit at second level of this Hospital (UBC Faculty of Medicine & Lab - Jim Pattison Pavilion North) building on this site. Work to add two new roof top units. | Trotter and Morton Building Technologies Inc
EP-2023-10878 | 2023-12-11 | 910 W 10TH AVENUE, Vancouver, BC V5Z 1M9 | Electrical Permit | Commercial | Renovation | Issued | Installation / Repair - Commercial - Renovation: Existing service 600V 60A with installation of New Transformer, Devices, Patient care area, Seismic, Z32 Test. >BP: Interior alterations to renovate and replace the existing equipment with new in the medical device reprocessing department in the basement of this existing Hospital building (BC Faculty of Medicine & Lab -Jim Patterson Pavilion North building) on this site. Schedule A provided by Tony Gill Architectural Schedule B provided by Tony Gill Structural Schedule B provided by Thomas Pogorzelec, P.Eng. Electrical Schedule B provided by Patrick Krzesinski, P.Eng. Mechanical/ Plumbing Schedule B provided by Stuart Adamson, P.Eng E2 - Lighting - Upgrade to incorporate Scheduled Shutoff (per 9.4.1.1.(i) of ASHRAE 90.1-2016) | MDE Enterprises Ltd
PP-2023-03353 | 2023-09-26 | 910 W 10TH AVENUE, Vancouver, BC V5Z 1M9 | Plumbing Permit | Commercial | Renovation | Issued | Commercial - Installing new Hand Hygiene sink with some alteration in plumbing scope >BP: Interior alterations to renovate and replace the existing equipment with new in the medical device reprocessing department in the basement of this existing Hospital building (BC Faculty of Medicine & Lab -Jim Patterson Pavilion North building) on this site. Schedule A provided by Tony Gill Architectural Schedule B provided by Tony Gill Structural Schedule B provided by Thomas Pogorzelec, P.Eng. Electrical Schedule B provided by Patrick Krzesinski, P.Eng. Mechanical/ Plumbing Schedule B provided by Stuart Adamson, P.Eng | JQ Mechanical Corporation
EP-2023-11153 | 2023-12-14 | 910 W 10TH AVENUE, Vancouver, BC V5Z 1M9 | Electrical Permit | Commercial | Addition | Issued | Installation / Repair - Commercial - Laundry Freight Elevator: Replace the following with new - elevator disconnect, cab light disconnect, machine room lighting, machine room receptacles, pit receptacle, pit lighting. New phone line from demark, new power for heat pump. New ground from main ground. | Sasco Contractors Ltd
NULL | NULL | 910 W 10TH AVENUE, Vancouver, BC V5Z 1M9 | Electrical Permit | Commercial | Addition | Draft | Installation / Repair - Commercial - Demo and relocate electrically all mech equipment required to be moved or demolished. Provide new power connection to new mech equipment (chillers, exhaust fans, med gas alarm valve). Re/Re lighting. Install new access control, fire smoke dampers, smoke detectors, emergency lighting. | Black & McDonald Limited
EP-2022-02559 | 2022-05-09 | 910 W 10TH AVENUE, Vancouver, BC V5Z 1M9 | Electrical Permit | Commercial | Renovation | Completed | Installation / Repair - Commercial - add 60A sub panel and new receptacles - Demo existing outlets -using 20a 120V circuits from an existing panel >BP: Interior alterations to the Emergency Department lounge area in the existing Hospital (UBC Faculty of Medicine & Lab - Jim Pattison Pavilion North) building on this site. OK for SIPS per E. Loney Sept 14, 2021 ********Notes: ~Schedule B - Architectural - Patrick Yue 778.688.7317 ~Energy Upgrade - E2 - Lighting - Upgrade to Local Control (per 9.4.1.1.(a) of ASHRAE 90.1-2016) Energy checklist is currently no longer required with your Building Permit (BP) application. Some supporting documents are still required at BP stage, specifically Envelope and HVAC, if applicable. Service Water Heating and Lighting supporting documents, if applicable, must be submitted with your related trades permits (e.g. electrical and plumbing). All energy upgrades will be checked during inspections stage. It is the applicant’s responsibility to identify and note all required upgrades including energy upgrades on their BP drawings at BP stage. | Ampac Electric Ltd
PP-2022-01111 | 2022-04-29 | 910 W 10TH AVENUE, Vancouver, BC V5Z 1M9 | Plumbing Permit | Commercial | Tenant Improvement | Completed | Commercial - Install fixtures Interior alterations to replace the lab analyzer equipment on lever one of this existing hospital building (UBC Faculty of Medicine & Lab) on this site. | DAVIDSON BROS MECHANICAL CONTRACTORS
EP-2022-03328 | 2022-04-26 | 910 W 10TH AVENUE, Vancouver, BC V5Z 1M9 | Electrical Permit | Commercial | Renovation | Completed | Installation / Repair - Commercial - provide power for lab equipment including UPS(3P50A) >BP: Interior alterations to replace the lab analyzer equipment on lever one of this existing hospital building (UBC Faculty of Medicine & Lab) on this site. | Ampac Electric Ltd
PP-2022-00452 | 2022-02-18 | 910 W 10TH AVENUE, Vancouver, BC V5Z 1M9 | Plumbing Permit | Commercial | New | Completed | Commercial - Sanitary re-pipe of the basement in Vancouver General Hospital | PML Professional Mechanical Ltd
PP-2022-01364 | 2022-04-22 | 985 W 10TH AVENUE, Vancouver, BC V5Z 1L9 | Plumbing Permit | Residential | Renovation | Completed | Residential - Repair of water main | Cobing Building Solutions Ltd
EP-2023-00594 | 2023-01-25 | 985 W 10TH AVENUE, Vancouver, BC V5Z 1L9 | Electrical Permit | Commercial | Renovation | Completed | Installation / Repair - Commercial - Replace faulty fire alarm panel with new panel. Panel is being replaced with a new version of the same panel as the panel failed. Full re-verification of the buildings' fire alarm system by a 3rd party. Note: This fire alarm system upgrade is limited only to the replacement of existing fire alarm panel without altering the existing wiring or outlet boxes. This permit has been issued based on Bulletin 2018-004-BU/EL. | Root 3 Electric Ltd
EP-2022-03160 | 2022-04-20 | 535 THURLOW STREET, Vancouver, BC V6E 3L2 | Electrical Permit | Commercial | Tenant Improvement | Completed | Installation / Repair - Commercial - Installation of receptacles in new offices and in new added walls. Installation of new lighting in office spaces only. Ashrae compliant controls to be installed in new office spaces. | Bros Electric Ltd
EP-2022-02928 | 2022-04-12 | 535 THURLOW STREET, Vancouver, BC V6E 3L2 | Electrical Permit | Commercial | Tenant Improvement | Completed | Installation / Repair - Commercial - Lighting, Emergency Lighting, Branch Circuits, Receptacles, Switches Grounding/bonding was selected only for branch bonding conductors. >BP: Interior alterations to demise office unit #301 into #301 & #303 on the 3rd floor of this commercial building on this site. OK for Field Review per D.Holbrook, June 21, 2021 Note: Energy trigger chosen; E2 - Lighting - Upgrade to incorporate Automatic Full OFF (per 9.4.1.1.(h) of ASHRAE 90.1-2016) | Kato Electrical Inc
EP-2022-03976 | 2022-05-18 | 535 THURLOW STREET, Vancouver, BC V6E 3L2 | Electrical Permit | Commercial | Tenant Improvement | Completed | Installation / Repair - Commercial - Wire new lights, receptacle, and low voltage -lighting it will be remove and replace of the existing lights. >BP: Interior alterations to provide tenant improvements for an existing office tenant on the 5th floor (#502) in this existing commercial building. Scope of work: remove two partition walls/door and construct new partition walls/doors to create 5 new offices and electrical work. Ok for Field Review per K. Vogt. E2 - Lighting - Upgrade to incorporate automatic partial OFF Energy checklist is currently no longer required with your Building Permit (BP) application. Some supporting documents are still required at BP stage, specifically Envelope and HVAC, if applicable. Service Water Heating and Lighting supporting documents, if applicable, must be submitted with your related trades permits (e.g. electrical and plumbing). All energy upgrades will be checked during inspections stage. It is the applicant's responsibility to identify and note all required upgrades including energy upgrades on their BP drawings at BP stage. | BERNARD ALBINDIA; TWIN'S ELECTRICAL
EP-2022-10220 | 2022-12-05 | 535 THURLOW STREET, Vancouver, BC V6E 3L2 | Electrical Permit | Commercial | Tenant Improvement | Completed | Installation / Repair - Commercial - Tenant improvement. Adding offices, kitchen area,open office area. >BP: #302 - 3rd floor Interior alterations to this existing vacant suite on the 3rd floor (#302) of this existing commercial building on this site. Scope of work: Construct new partition walls for new offices, meeting/server room and a kitchenette. An open concept layout with new doors, t-bar ceiling, glazing, electrical and plumbing work. | Bros Electric Ltd
PP-2022-04336 | 2022-12-05 | 535 THURLOW STREET, Vancouver, BC V6E 3L2 | Plumbing Permit | Commercial | Tenant Improvement | Completed | Commercial - there was an existing sink in place. we removing the trap arm and water lines over 3 ft. >BP: Interior alterations to this existing vacant suite on the 3rd floor (#302) of this existing commercial building on this site. Scope of work: Construct new partition walls for new offices, meeting/server room and a kitchenette. An open concept layout with new doors, t-bar ceiling, glazing, electrical and plumbing work. Building Sprinklered – Building inspector to determine on site if a separate sprinkler permit is required. E2 upgrade - Lighting - Item 7 - Upgrade to incorporate automatic partial OFF Energy checklist is currently no longer required with your Building Permit (BP) application. Some supporting documents are still required at BP stage, specifically Envelope and HVAC, if applicable. Service Water Heating and Lighting supporting documents, if applicable, must be submitted with your related trades permits (e.g. electrical and plumbing). All energy upgrades will be checked during inspections stage. It is the applicant’s responsibility to identify and note all required upgrades including energy upgrades on their BP drawings at BP stage. | WestCoast Water Solutions Ltd
EP-2022-06489 | 2022-08-03 | 535 THURLOW STREET, Vancouver, BC V6E 3L2 | Electrical Permit | Commercial | Tenant Improvement | Issued | Installation / Repair - Commercial - REPLACE A FIRE PANEL AND ANNUNCIATOR. Note: This permit has been issued based on Bulletin 2018-004-BU/EL. | Richard Meyer Electrical Services Ltd
GP-2023-01586 | NULL | 6061 TRAFALGAR STREET, Vancouver, BC V6N 1C5 | Gas Permit | Residential | Renovation | Withdrawn | Residential - installing gas boiler. | Reid Brothers Plumbing & Heating Ltd
GP-2023-01636 | 2023-05-24 | 6061 TRAFALGAR STREET, Vancouver, BC V6N 1C5 | Gas Permit | Residential | Renovation - Dwelling Unit(s) only | Completed | Residential - Installing gas boiler | Reid Brothers Plumbing & Heating Ltd
GP-2022-00035 | 2022-01-06 | 6087 TRAFALGAR STREET, Vancouver, BC V6N 1C5 | Gas Permit | Residential | Renovation - Dwelling Unit(s) only | Completed | Residential - Re/re gas range | Kim Seng Tang
EP-2023-07810 | 2023-08-28 | 1775 TRIMBLE STREET, Vancouver, BC V6R 4J8 | Electrical Permit | Residential | New | Issued | Temporary Power - Residential - To provide temporary power. | Kybe Electrical Contracting Ltd
PP-2022-00509 | 2022-02-15 | 2562 TRIUMPH STREET, Vancouver, BC V5K 1S8 | Plumbing Permit | Residential | New | Completed | Residential - 2FD - FRONT/NORTH - 2560 TRIUMPH ST REAR/SOUTH - 2562 TRIUMPH ST sump installation To construct a two-storey two-family dwelling with a detached accessory building (garage) at the rear providing 2 parking spaces, having vehicular access from the lane. Note: This is a 2 storey building pursuant to the Zoning and Development By-Law 1. A/C units proposed in the rear yard | Kingsman Excavating Ltd.
EP-2022-03880 | 2022-05-11 | 2562 TRIUMPH STREET, Vancouver, BC V5K 1S8 | Electrical Permit | Residential | New | Completed | Installation / Repair - Residential - Wiring and service. 200A main consumer's service, 100A service for each dwelling unit. >BP: To construct a two-storey two-family dwelling($704,375.00) with a detached accessory building (garage) at the rear providing 2 parking spaces, having vehicular access from the lane. Note: This Building Permit will remain in a suspended status until the associated (green) Demolition Permit BP-2021-06635 is completed. Note: This is a 2 storey building pursuant to the Zoning and Development By-Law 1. A/C units proposed in the rear yard 2. Schedule B: Alan Prahalad P.Eng. (604-831-4431) Structural & Geotechnical 3. HPO: Residential Builder - Four Corners Homes Ltd. Address Note: 2560 Triumph St – One Family Dwelling - Front/North (1st, 2nd & 3rd story) 2562 Triumph St - One Family Dwelling - Rear/South (1st, 2nd & 3rd story) Address and suite numbers assigned as per approved plans for Fire and Emergency response. The address number is to be posted to the building to be visible from the street and the suite numbers are to be posted at the suite entries in accordance with the Building By-law prior to final inspection. ******THIS PERMIT HAS BEEN ISSUED UNDER THE REQUIREMENTS OF VBBL #12511 (2019)****** | G.S.G. Electric Ltd.
SP-2022-00292 | 2022-03-04 | 2562 TRIUMPH STREET, Vancouver, BC V5K 1S8 | Sprinkler Permit | Residential | New | Completed | Residential - Fixture >To construct a two-storey two-family dwelling($704,375.00) with a detached accessory building (garage) at the rear providing 2 parking spaces, having vehicular access from the lane. Note: This Building Permit will remain in a suspended status until the associated (green) Demolition Permit BP-2021-06635 is completed. Note: This is a 2 storey building pursuant to the Zoning and Development By-Law 1. A/C units proposed in the rear yard 2. Schedule B: Alan Prahalad P.Eng. (604-831-4431) Structural & Geotechnical 3. HPO: Residential Builder - Four Corners Homes Ltd. Address Note: 2560 Triumph St – One Family Dwelling - Front/North (1st, 2nd & 3rd story) 2562 Triumph St - One Family Dwelling - Rear/South (1st, 2nd & 3rd story) Address and suite numbers assigned as per approved plans for Fire and Emergency response. The address number is to be posted to the building to be visible from the street and the suite numbers are to be posted at the suite entries in accordance with the Building By-law prior to final inspection. ******THIS PERMIT HAS BEEN ISSUED UNDER THE REQUIREMENTS OF VBBL #12511 (2019)****** | East West Plumbing (2007) Ltd
PP-2022-00735 | 2022-03-03 | 2562 TRIUMPH STREET, Vancouver, BC V5K 1S8 | Plumbing Permit | Residential | New | Completed | Residential - 2FD - FRONT/NORTH - 2560 TRIUMPH ST REAR/SOUTH - 2562 TRIUMPH ST fixture To construct a two-storey two-family dwelling with a detached accessory building (garage) at the rear providing 2 parking spaces, having vehicular access from the lane. Note: This is a 2 storey building pursuant to the Zoning and Development By-Law 1. A/C units proposed in the rear yard | East West Plumbing (2007) Ltd
GP-2022-00677 | 2022-06-27 | 2562 TRIUMPH STREET, Vancouver, BC V5K 1S8 | Gas Permit | Residential | New | Completed | Residential - Gas appliance installations >BP: To construct a two-storey two-family dwelling($704,375.00) with a detached accessory building (garage) at the rear providing 2 parking spaces, having vehicular access from the lane. | East West Plumbing (2007) Ltd
EP-2022-05123 | 2022-06-16 | 2562 TRIUMPH STREET, Vancouver, BC V5K 1S8 | Electrical Permit | Residential | New | Completed | Installation / Repair - Residential - Low voltage & security alarm completion >BP: To construct a two-storey two-family dwelling($704,375.00) with a detached accessory building (garage) at the rear providing 2 parking spaces, having vehicular access from the lane. Note: This Building Permit will remain in a suspended status until the associated (green) Demolition Permit BP-2021-06635 is completed. Note: This is a 2 storey building pursuant to the Zoning and Development By-Law 1. A/C units proposed in the rear yard 2. Schedule B: Alan Prahalad P.Eng. (604-831-4431) Structural & Geotechnical 3. HPO: Residential Builder - Four Corners Homes Ltd. Address Note: 2560 Triumph St – One Family Dwelling - Front/North (1st, 2nd & 3rd story) 2562 Triumph St - One Family Dwelling - Rear/South (1st, 2nd & 3rd story) Address and suite numbers assigned as per approved plans for Fire and Emergency response. The address number is to be posted to the building to be visible from the street and the suite numbers are to be posted at the suite entries in accordance with the Building By-law prior to final inspection. ******THIS PERMIT HAS BEEN ISSUED UNDER THE REQUIREMENTS OF VBBL #12511 (2019)****** | Xon Automation Ltd
EP-2022-05863 | 2022-07-13 | 2567 TRIUMPH STREET, Vancouver, BC V5K 1S7 | Electrical Permit | Residential | Addition | Completed | Installation / Repair - Residential - Full house renovation rewire and new 200amp service with private pole. ** Amend 09/23/2022** Please add extra low voltage. One media panel with two tv locations. >BP: Exterior and interior alterations to add to the rear of the main and second floors, add a new rear deck off the main floor and new dormers for this existing two storey plus basement one family dwelling with detached one car garage on this inside with lane site. This house has character merit REUP submitted by Ke Jiang - Capital Home Energy This is a non sprinklered building. Structural Schedule B submitted by Tarek A. El-Amoury - 604.336.5080 | Torr Electric
PP-2022-03026 | 2022-08-30 | 2567 TRIUMPH STREET, Vancouver, BC V5K 1S7 | Plumbing Permit | Residential | Addition | Completed | Residential - Rough in and finishing plumbing serving 3 bathrooms, 2 kitchens and 2 laundry. >*Work Description Exterior and interior alterations to add to the rear of the main and second floors, add a new rear deck off the main floor and new dormers for this existing two storey plus basement one family dwelling with detached one car garage on this inside with lane site. This house has character merit REUP submitted by Ke Jiang - Capital Home Energy This is a non sprinklered building. Structural Schedule B submitted by Tarek A. El-Amoury - 604.336.5080 | Drips & Drains Plumbing and Heating Ltd
GP-2022-01795 | 2022-06-28 | 2567 TRIUMPH STREET, Vancouver, BC V5K 1S7 | Gas Permit | Residential | Renovation | Completed | Residential - Navien combi install >BP: Exterior and interior alterations to add to the rear of the main and second floors, add a new rear deck off the main floor and new dormers for this existing two storey plus basement one family dwelling with detached one car garage on this inside with lane site. >>AMEND: Add BBQ @ 70,000BTU | Drips & Drains Plumbing and Heating Ltd
GP-2023-03399 | 2023-11-06 | 2580 TRIUMPH STREET, Vancouver, BC V5K 1S8 | Gas Permit | Residential | Renovation | Completed | Residential - RE&RE hot water tank | Milani Plumbing Heating & Air Conditioning Ltd
GP-2022-03864 | 2022-12-05 | 2586 TRIUMPH STREET, Vancouver, BC V5K 1S8 | Gas Permit | Residential | Renovation | Completed | Residential - furnace re&re | Ferenc Nagy
EP-2022-02993 | 2022-04-20 | 2591 TRIUMPH STREET, Vancouver, BC V5K 1S7 | Electrical Permit | Residential | Renovation | Completed | Installation / Repair - Residential - Service upgrade from 100amps to 200amps. Relocating panel. -New low voltage service, relocating panel from West wall to East wall in unfinished basement, extending existing branch circuits to new panel location. Amend: May 27, 2022 New kitchen branch circuit wiring, new general use plug circuit, wiring for networking, new exterior receptacles, new mechanical branch circuit wiring, new interior lighting, new sub panel in unfinished basement. | Kingston Electric Inc
MP-2022-00407 | 2022-10-14 | 2591 TRIUMPH STREET, Vancouver, BC V5K 1S7 | Mechanical Permit | NULL | NULL | Completed | NULL | Pro Ace Heating & Air Conditioning Services Ltd
MP-2022-00370 | NULL | 2591 TRIUMPH STREET, Vancouver, BC V5K 1S7 | Mechanical Permit | NULL | NULL | Withdrawn | NULL | Pro Ace Heating & Air condoning Services Ltd
NULL | NULL | 2591 TRIUMPH STREET, Vancouver, BC V5K 1S7 | Mechanical Permit | NULL | NULL | Withdrawn | NULL | NULL
EP-2023-10733 | 2023-12-11 | 2603 TRIUMPH STREET, Vancouver, BC V5K 1T1 | Electrical Permit | Residential | Addition | Issued | Installation / Repair - Residential - Move service from main house to laneway house and stays the same 100 amp. | O J ELECTRIC LTD
PP-2024-00040 | 2024-01-05 | 2623 TRIUMPH STREET, Vancouver, BC V5K 1T1 | Plumbing Permit | Residential | New | Issued | Residential - Sump | Power Excavating Ltd
EP-2023-07158 | 2023-08-04 | 2623 TRIUMPH STREET, Vancouver, BC V5K 1T1 | Electrical Permit | Residential | New | Issued | Temporary Power - Residential - To provide temporary power. | Indy Electrical Ltd
GP-2022-03583 | 2022-11-16 | 3224 VANNESS AVENUE, Vancouver, BC V5R 5A5 | Gas Permit | Residential | Renovation | Completed | Residential - Gas Furnace Replacement 60,000 BTU's | DAYLIGHT HEATING AND AIR CONDITIONING LTD
EP-2022-10093 | 2022-12-01 | 6225 VINE STREET, Vancouver, BC V6M 4A7 | Electrical Permit | Residential | Addition | Completed | Installation / Repair - Residential - Install a 240v 20a circuit to power an EVSE. Maximum output of EVSE is 16a. Tesla Wall Connector to be installed. | Cielo Electric Ltd
GP-2022-01704 | 2022-06-03 | 6241 VINE STREET, Vancouver, BC V6M 4A7 | Gas Permit | Residential | Renovation | Completed | Residential - Hot Water Tank Replacement | Hillcrest Plumbing & Heating (1991) Ltd
GP-2022-02061 | 2022-07-13 | 2748 VENABLES STREET, Vancouver, BC V5K 2R6 | Gas Permit | Residential | Renovation | Completed | Residential - Re&Re Furnace 70,000 BTU | Milani Plumbing Heating & Air Conditioning Ltd
EP-2022-04012 | 2022-05-15 | 2765 VENABLES STREET, Vancouver, BC V5K 2R5 | Electrical Permit | Residential | New | Expired | Temporary Power - Residential - To provide temporary power. | Simplex Electrical Ltd
EP-2023-06932 | 2023-08-02 | 2765 VENABLES STREET, Vancouver, BC V5K 2R5 | Electrical Permit | Residential | New | Issued | Installation / Repair - Residential - Low volage, data and security complete installation. >BP: To construct a two-storey two-family dwelling, with a detached accessory building (garage) at the rear providing 2 parking spaces, having vehicular access from the lane | Secure Pro Systems Ltd
GP-2023-02105 | 2023-07-14 | 2765 VENABLES STREET, Vancouver, BC V5K 2R5 | Gas Permit | Residential | New | Issued | Residential - 2 boilers 2range and 2 bbq. piping only for bbq >BP:To construct a two-storey two-family dwelling | Deep Gas Fitting Ltd.
PP-2023-02841 | 2023-08-11 | 2765 VENABLES STREET, Vancouver, BC V5K 2R5 | Plumbing Permit | Residential | New | Issued | Residential - Plumbing for new build >BP: To construct a two-storey two-family dwelling, with a detached accessory building (garage) at the rear providing 2 parking spaces, having vehicular access from the lane. Note: This Building Permit will remain in a suspended status until the associated (green) Demolition Permit BP-2022-01773 is completed. Note: This is a 2 storey building pursuant to the Zoning and Development By-Law 1. A/C units proposed in rear & front yards 2. Bar sinks proposed in main floor 3. Schedule B: Antony Wang (604-618-6236) Structural & Geotechnical 4. HPO: Dhinsa Ventures Corp. | Saran Plumbing and Heating Ltd
SP-2023-00886 | 2023-05-18 | 2765 VENABLES STREET, Vancouver, BC V5K 2R5 | Sprinkler Permit | Residential | New | Issued | Residential - 2FD - FRONT - 2765 VENABLES ST BACK - 2766 VENABLES ST NEW HOME The entire building, to be sprinklered to 2 x NFPA 13D. >DB: To construct a two-storey two-family dwelling, with a detached accessory building (garage) at the rear providing 2 parking spaces, having vehicular access from the lane. Note: This is a 2 storey building pursuant to the Zoning and Development By-Law 1. A/C units proposed in rear & front yards 2. Bar sinks proposed in main floor | SBMS Construction Ltd
MP-2023-01023 | 2023-07-06 | 2765 VENABLES STREET, Vancouver, BC V5K 2R5 | Mechanical Permit | NULL | NULL | Issued | NULL | Saran Plumbing and Heating Ltd
EP-2023-02479 | 2023-03-22 | 2765 VENABLES STREET, Vancouver, BC V5K 2R5 | Electrical Permit | Residential | New | Issued | Temporary Power - Residential - To provide temporary power. | Simplex Electrical Ltd
EP-2023-00695 | 2023-02-28 | 2765 VENABLES STREET, Vancouver, BC V5K 2R5 | Electrical Permit | Residential | New | Issued | Installation / Repair - Residential - COMPLETE electrical ROUGH WIRING AND FINISHING >BP: To construct a two-storey two-family dwelling, with a detached accessory building (garage) at the rear providing 2 parking spaces, having vehicular access from the lane. Note: This Building Permit will remain in a suspended status until the associated (green) Demolition Permit BP-2022-01773 is completed. Note: This is a 2 storey building pursuant to the Zoning and Development By-Law 1. A/C units proposed in rear & front yards 2. Bar sinks proposed in main floor 3. Schedule B: Antony Wang (604-618-6236) Structural & Geotechnical 4. HPO: Dhinsa Ventures Corp. | Simplex Electrical Ltd
PP-2023-00853 | 2023-03-14 | 2765 VENABLES STREET, Vancouver, BC V5K 2R5 | Plumbing Permit | Residential | New | Issued | Residential - 2FD - Sentry and storm con with sump | AKAL DEMOLITION & EXCAVATING LTD
GP-2023-04054 | 2023-12-15 | 1820 VICTORIA DRIVE, Vancouver, BC V5N 4K2 | Gas Permit | Residential | Renovation | Issued | Residential - re re furnace | Thomson Industries Ltd
MP-2023-02239 | 2023-12-15 | 1820 VICTORIA DRIVE, Vancouver, BC V5N 4K2 | Mechanical Permit | NULL | NULL | Issued | NULL | Thomson Industries Ltd
EP-2023-10867 | 2023-12-15 | 1820 VICTORIA DRIVE, Vancouver, BC V5N 4K2 | Electrical Permit | Residential | Renovation | Issued | Installation / Repair - Residential - wire in heat pump 34.4 mca *An approved mechanical permit is required for the installation of air conditioning or heat pump unit at the time of installation before a final electrical inspection will be performed. | Thomson Industries Ltd
EP-2023-07954 | 2023-10-12 | 1844 VICTORIA DRIVE, Vancouver, BC V5N 4K2 | Electrical Permit | Residential | Addition | Issued | Installation / Repair - Residential - wire in heat pump *MP-2023-01455: Issued (Heating and Cooling) | Thomson Industries Ltd
MP-2023-01455 | 2023-08-08 | 1844 VICTORIA DRIVE, Vancouver, BC V5N 4K2 | Mechanical Permit | NULL | NULL | Issued | NULL | Thomson Industries Ltd
EP-2022-01301 | 2022-02-22 | 1844 VICTORIA DRIVE, Vancouver, BC V5N 4K2 | Electrical Permit | Residential | Renovation | Completed | Installation / Repair - Residential - Upgraded current 100amp service to New 200amp service... Add few plugs | Bravo Electric Ltd
EP-2022-04988 | 2022-06-14 | 1940 VICTORIA DRIVE, Vancouver, BC V5N 4K3 | Electrical Permit | Residential | Renovation - Dwelling Unit(s) only | Completed | Installation / Repair - Residential - Updating current 100amp electrical panel to a 200amp service. No Structural work | Optus Power Ltd
PP-2022-01471 | 2022-05-02 | 2159 VICTORIA DRIVE, Vancouver, BC V5N 4K5 | Plumbing Permit | Residential | Renovation | Completed | Residential - Renovation on entire home Interior and exterior alterations on all levels and a change of use of this existing two (2) storey and basement Multiple Conversion dwelling containing 2 dwelling units to a one family dwelling on this inside, no lane site. Relaxation - no on-site parking provided. >>>>>> Amend May 30th -Yes inside sump remove please. I need an outside sump permit for storm. -Engineering Assurance letter will be submitted with the District Inspector on the site | HOMEGROWN MECHANICAL LTD
GP-2022-03094 | 2022-10-14 | 2159 VICTORIA DRIVE, Vancouver, BC V5N 4K5 | Gas Permit | Residential | Renovation | Completed | Residential - Gas work for renovation -All appliances finished except for fireplace >BP:Interior and exterior alterations on all levels and a change of use of this existing two (2) storey and basement Multiple Conversion dwelling containing 2 dwelling units to a one family dwelling on this inside, no lane site. Relaxation - no on-site parking provided. Schedule B Structural submitted by Byung Jin (Brian) Seo, P. Eng. P. E. of ARCEN Structural Engineers Ltd., Tel: 778-322-6541 OK for DB exterior alterations as per Planner, Shadi Sajjad, application is outright and will support Hardi - siding with max 4” exposure, with wood trim at the front elevation (Wood trim around the windows and door frame). Notes: ~ Energy Upgrade: As per REUP ~ Building Not Sprinklered – No sprinkler permit required. ~ This permit has been issued under VBBL 2019. Revision #1 Scope of Work: Added overhang to match adjacent house and revised floor to floor height to better reflect existing condition. Powder room revised to be smaller and added stormwater management design | HOMEGROWN MECHANICAL LTD
EP-2022-08380 | 2022-10-06 | 2159 VICTORIA DRIVE, Vancouver, BC V5N 4K5 | Electrical Permit | Residential | Renovation | Completed | Installation / Repair - Residential - New wiring to renovated home. New 200A service >DB: Interior and exterior alterations on all levels and a change of use of this existing two (2) storey and basement Multiple Conversion dwelling containing 2 dwelling units to a one family dwelling on this inside, no lane site. Relaxation - no on-site parking provided. | Demitri Isidorou
GP-2022-03193 | 2022-10-18 | 2159 VICTORIA DRIVE, Vancouver, BC V5N 4K5 | Gas Permit | Residential | Renovation | Completed | Residential - supply and install new gas fireplace and venting >BP: Interior and exterior alterations on all levels and a change of use of this existing two (2) storey and basement Multiple Conversion dwelling containing 2 dwelling units to a one family dwelling on this inside, no lane site. Relaxation - no on-site parking provided. | Delco Fireplaces Ltd
EP-2023-08942 | 2023-10-23 | 2237 VICTORIA DRIVE, Vancouver, BC V5N 4K7 | Electrical Permit | Residential | Renovation | Issued | Installation / Repair - Residential - 200A Service Upgrade, Heat Pump Install, renovation including new kitchen, new lighting in various room, new bedroom, and hardwired smoke detectors throughout. MP-2023-01830 >BP: Exterior and interior alterations to renovate this existing Single Detached House on this site. Validate the rear deck configuration. | Fowlstone Electric Ltd
GP-2023-03051 | 2023-10-13 | 2237 VICTORIA DRIVE, Vancouver, BC V5N 4K7 | Gas Permit | Residential | Renovation | Issued | Residential - Decommission and remove old gas heating source and install a heat pump | Ashton Service Group/Ashton Mechanical Ltd.
MP-2023-01830 | 2023-10-13 | 2237 VICTORIA DRIVE, Vancouver, BC V5N 4K7 | Mechanical Permit | NULL | NULL | Issued | NULL | Ashton Service Group/Ashton Mechanical Ltd.
PP-2024-00279 | 2024-02-05 | 2237 VICTORIA DRIVE, Vancouver, BC V5N 4K7 | Plumbing Permit | Residential | Renovation | Issued | Residential - Whole house renovation upgrade >BP: Exterior and interior alterations to renovate this existing Single Detached House on this site. Validate the rear deck configuration. | Etheridge Home Renovation Ltd
GP-2022-00580 | 2022-02-23 | 2321 VICTORIA DRIVE, Vancouver, BC V5N 4K8 | Gas Permit | Residential | Renovation | Completed | Residential - INSTALL 1 GAS INSERT USING EXISTING GAS LINE | The LM Fireplace Warehouse Ltd.
GP-2023-03604 | 2023-11-20 | 2321 VICTORIA DRIVE, Vancouver, BC V5N 4K8 | Gas Permit | Residential | Renovation | Issued | Residential - 1 Fireplace INSTALL GAS FIREPLACE / VENT UP AND OVER THROUGH EXTERIOR WALL, INSTALL APPROX 10FT OF GAS FROM METER TO FIREPLACE LOCATION | The LM Fireplace Warehouse Ltd.
GP-2023-01266 | 2023-04-18 | 2340 VICTORIA DRIVE, Vancouver, BC V5N 4K9 | Gas Permit | Residential | Tenant Improvement | Completed | Residential - Furnace replacement | All West Heating Ltd
EP-2023-00734 | 2023-01-30 | 4244 W 10TH AVENUE, Vancouver, BC V6R 2H4 | Electrical Permit | Residential | Renovation - Dwelling Unit(s) only | Completed | Installation / Repair - Residential - Overhead service upgrade, 100 - 200a | Elysium Electric Ltd
EP-2023-01683 | 2023-03-01 | 2305 W 10TH AVENUE, Vancouver, BC V6K 2J2 | Electrical Permit | Commercial | Renovation | Issued | Installation / Repair - Commercial - Maintenance replacement of fire alarm panel. Note: This permit has been issued based on Bulletin 2018-004-BU/EL. | Fina Electrical Systems Ltd
GP-2023-02933 | 2023-10-05 | 2415 W 10TH AVENUE, Vancouver, BC V6K 2J4 | Gas Permit | Residential | Renovation | Completed | Residential - hot water tank replacement | Reid Brothers Plumbing & Heating Ltd
GP-2023-01962 | 2023-06-29 | 2642 TRIUMPH STREET, Vancouver, BC V5K 1S9 | Gas Permit | Residential | Renovation | Completed | Residential - Replace hot water tank and boiler with combi boiler | Vector Home Services Inc
EP-2023-03368 | 2023-04-27 | 2651 TRIUMPH STREET, Vancouver, BC V5K 1T1 | Electrical Permit | Residential | Addition | Completed | Installation / Repair - Residential - Service upgrade to 200 -30 amp Ev Rough in only to wp junction box at garage door area -Hot tub install no structural work | David Chifan
EP-2023-05922 | 2023-06-30 | 2680 TRIUMPH STREET, Vancouver, BC V5K 1S9 | Electrical Permit | Residential | New | Issued | Temporary Power - Residential - To provide temporary power. | Bindi Electrical Services Ltd
PP-2023-03749 | 2023-10-24 | 2680 TRIUMPH STREET, Vancouver, BC V5K 1S9 | Plumbing Permit | Residential | New | Issued | Residential - pluming >BP: To construct a two-storey two-family dwelling with two secondary suites located in the basement, with a detached accessory building (garage) at the rear providing 2 parking spaces, having vehicular access from the lane. Note: This is a 2 storey building pursuant to the Zoning and Development By-Law 1. External mechanical unit proposed 2. Schedule B: 604.831.1431 Structural & Geotechnical 3. HPO: Residential Builder - Goldenland Construction Inc. | Killarney Mechanical Ltd
EP-2023-09571 | 2023-11-03 | 2680 TRIUMPH STREET, Vancouver, BC V5K 1S9 | Electrical Permit | Residential | New | Issued | Installation / Repair - Residential - duplex house wiring and splicing, 200A main service with 125A panels each side. additional details: -boiler has been added 8KW , 25A heat pump has also been added for some sort of air conditioning - owner has decided to do gas ranges and dryers for both units >BP: To construct a two-storey two-family dwelling with two secondary suites ($770,000) located in the basement, with a detached accessory building (garage) at the rear providing 2 parking spaces, having vehicular access from the lane. Note: This is a 2 storey building pursuant to the Zoning and Development By-Law 1. External mechanical unit proposed 2. Schedule B: 604.831.1431 Structural & Geotechnical 3. HPO: Residential Builder - Goldenland Construction Inc. ******THIS PERMIT HAS BEEN ISSUED UNDER THE REQUIREMENTS OF VBBL #12511 (2019)****** ***This permit is issued under the VBBL 2019, with updated energy requirements as per bylaw # 12997 effective Jan 01, 2022.*** | Bindi Electrical Services Ltd
SP-2023-02021 | 2023-11-02 | 2680 TRIUMPH STREET, Vancouver, BC V5K 1S9 | Sprinkler Permit | Residential | New | Issued | Residential - 2FD - FRONT - 2680 TRIUMPH ST - #1 BACK - 2680 TRIUMPH ST - #2 Fire sprinkler system >DB: To construct a two-storey plus attic two-family duplex dwelling ($770,000) with a detached accessory building (garage) at the rear providing 2 parking spaces, having vehicular access from the lane. Note: This is a 2 storey building pursuant to the Zoning and Development By-Law 1. External mechanical unit proposed 2. Schedule B: 604.831.1431 Structural & Geotechnical 3. HPO: Residential Builder - Goldenland Construction Inc. FRONT UNIT #1-2680 Triumph St - Principal Dwelling (north side of 1st-2nd storeys + attic) BACK UNIT #2-2680 Triumph St - Principal Dwelling (south side of 1st-2nd storeys + attic) Address and suite numbers assigned as per approved plans for Fire and Emergency response. The address number is to be posted to the building to be visible from the street and the suite numbers are to be posted at the suite entries in accordance with the Building By-law prior to final inspection. ******THIS PERMIT HAS BEEN ISSUED UNDER THE REQUIREMENTS OF VBBL #12511 (2019)****** ***This permit is issued under the VBBL 2019, with updated energy requirements as per bylaw # 12997 effective Jan 01, 2022.*** | Killarney Mechanical Ltd
MP-2023-01949 | 2023-11-01 | 2680 TRIUMPH STREET, Vancouver, BC V5K 1S9 | Mechanical Permit | NULL | NULL | Issued | NULL | Killarney Mechanical Ltd
PP-2023-03319 | 2023-09-19 | 2680 TRIUMPH STREET, Vancouver, BC V5K 1S9 | Plumbing Permit | Residential | New | Issued | Residential - 2FD - installation of sump in front yard | J B Siteworks Inc
MP-2023-02143 | 2023-12-03 | 2680 TRIUMPH STREET, Vancouver, BC V5K 1S9 | Mechanical Permit | NULL | NULL | Issued | NULL | DAYLIGHT HEATING AND AIR CONDITIONING LTD
GP-2023-03641 | 2023-12-04 | 2680 TRIUMPH STREET, Vancouver, BC V5K 1S9 | Gas Permit | Residential | New | Issued | Residential - 2 Ranges, 2 BBQ's & 2 Patio Heater/Fire Pit >BP; To construct a two-storey plus attic two-family duplex dwelling ($770,000) with a detached accessory building (garage) at the rear providing 2 parking spaces, having vehicular access from the lane. | Killarney Mechanical Ltd
EP-2023-10614 | 2023-11-24 | 2680 TRIUMPH STREET, Vancouver, BC V5K 1S9 | Electrical Permit | Residential | New | Issued | Installation / Repair - Residential - tv,telephone,security alarm prewire and complete >BP: To construct a two-storey plus attic two-family duplex dwelling ($770,000) with a detached accessory building (garage) at the rear providing 2 parking spaces, having vehicular access from the lane. Note: This is a 2 storey building pursuant to the Zoning and Development By-Law 1. External mechanical unit proposed 2. Schedule B: 604.831.1431 Structural & Geotechnical 3. HPO: Residential Builder - Goldenland Construction Inc. ******THIS PERMIT HAS BEEN ISSUED UNDER THE REQUIREMENTS OF VBBL #12511 (2019)****** ***This permit is issued under the VBBL 2019, with updated energy requirements as per bylaw # 12997 effective Jan 01, 2022.*** | Tvisha Technologies Ltd
EP-2022-01216 | 2022-02-16 | 2703 TRIUMPH STREET, Vancouver, BC V5K 1T3 | Electrical Permit | Residential | Renovation | Cancelled | Installation / Repair - Residential - Taking over electrical work. Project not permitted previously. -We are installing appliance circuits in the kitchen and pot lights throughout. The grounding and bonding was more for the general circuits, nothing for the service. (CF-2021-012447) >BP: Interior alterations to provide improvements to this existing one family dwelling on this site. Scope of Work: Full renovation of all levels. Deconstruct interior wall. Relocate kitchen, re and re all bathrooms, re and re front door. CF-2021-012447: WWOP Structural and Geotechnical Schedule B provided by Henry S.N Hsu Ok for field review as per Rosa Astorino | Wicks Electric Inc
GP-2022-00484 | 2022-05-31 | 2703 TRIUMPH STREET, Vancouver, BC V5K 1T3 | Gas Permit | Residential | Renovation | Completed | Residential - 3 new gas branches for 1- gas stove 1- oven 1- dryer Interior alterations to provide improvements to this existing one family dwelling on this site. Scope of Work: Full renovation of all levels. Deconstruct interior wall. Relocate kitchen, re and re all bathrooms, re and re front door. | Mondial Mechanical Corporation
PP-2022-00457 | 2022-02-10 | 2703 TRIUMPH STREET, Vancouver, BC V5K 1T3 | Plumbing Permit | Residential | Renovation | Completed | Residential - All bathroom has RE&RE renovated Just kitchen sink has relocated Interior alterations to provide improvements to this existing one family dwelling on this site. Scope of Work: Full renovation of all levels. Deconstruct interior wall. Relocate kitchen, re and re all bathrooms, re and re front door. CF-2021-012447: WWOP ** Amend 02/18/2022** corrected business licence and added plumbing TQ | Mondial Mechanical Corporation
EP-2022-04140 | 2022-05-26 | 2703 TRIUMPH STREET, Vancouver, BC V5K 1T3 | Electrical Permit | Residential | Tenant Improvement | Completed | Installation / Repair - Residential - To continue work started under EP-2022-01216 Finishing touch. Installing switches and receptacles >BP: Interior alterations to provide improvements to this existing one family dwelling on this site. Scope of Work: Full renovation of all levels. Deconstruct interior wall. Relocate kitchen, re and re all bathrooms, re and re front door. CF-2021-012447: WWOP Structural and Geotechnical Schedule B provided by Henry S.N Hsu Ok for field review as per Rosa Astorino | Alert Electric Ltd
GP-2023-04133 | 2023-12-20 | 3463 TRAFALGAR STREET, Vancouver, BC V6L 2L7 | Gas Permit | Residential | Renovation - Dwelling Unit(s) only | Issued | Residential - Installing gas furnace | Reid Brothers Plumbing & Heating Ltd
GP-2022-03182 | 2022-10-16 | 6356 VINE STREET, Vancouver, BC V6M 4B1 | Gas Permit | Residential | Renovation | Completed | Residential - New Gas Furnace Replacement | Pro West Heating & Air Conditioning Ltd
GP-2022-02860 | 2022-09-23 | 6356 VINE STREET, Vancouver, BC V6M 4B1 | Gas Permit | Residential | Tenant Improvement | Expired | Residential - RE RE FURNACE | Moore & Russell Heating Ltd
PP-2022-03879 | NULL | 6405 VINE STREET, Vancouver, BC V6M 4A9 | Plumbing Permit | Residential | Renovation | Application Incomplete | Residential - Updating of kitchen, 3 bathrooms (CF-2022-009100) | Forsberg Plumbing and Heating Ltd
EP-2022-09126 | NULL | 6405 VINE STREET, Vancouver, BC V6M 4A9 | Electrical Permit | Residential | Renovation | Application Incomplete | Installation / Repair - Residential - Some electrical work done without permit. We are doing safety check and make sure everything is safe as per electrical code. -CF-2022-009100 | D S Clayton Electric Ltd
EP-2022-09710 | 2022-11-16 | 6408 VINE STREET, Vancouver, BC V6M 4B1 | Electrical Permit | Residential | New | Expired | Temporary Power - Residential - To provide temporary power. | Future Force Systems Ltd
PP-2023-02312 | 2023-06-29 | 6408 VINE STREET, Vancouver, BC V6M 4B1 | Plumbing Permit | Residential | New | Issued | Residential - new plumbing for main house >BP: To construct a 2 storey one-family dwelling with a secondary suite located in the Basement with an open parking pad, providing 1 parking space, having vehicular access from the 20' Lane. 1. Covenant registered at the Land Title Office under CB327821 2. No Strata Titling permitted 3. Entire building to be sprinklered 13D 4. A/C proposed – Exterior component located in Rear yard, Interior component located in Second floor closet 5. Bar sink located in Recreation room 6. “As shown by an asterisk (*) on the building permit floor plans and/or elevations, exit protection is required to be provided in accordance with Articles 9.9.4.4., 9.9.4.6., and/or 9.37.2.8. of the 2019 VBBL 7. Schedule B: (ZHANCHAO ZHAO) P.Eng (604.526.1305) Structural 8. Schedule B: (ZHANCHAO ZHAO) P.Eng (604.526.1305) Geotechnical 9. HPO: Residential Builder- Hoboken Development B.C. Ltd | Philip Ma
EP-2023-05650 | 2023-07-12 | 6408 VINE STREET, Vancouver, BC V6M 4B1 | Electrical Permit | Residential | New | Issued | Installation / Repair - Residential - New house wiring Fixture & fitting Unit A & B >BP: To construct a 2 storey one-family dwelling with a secondary suite located in the Basement ($737,897.5) with an open parking pad, providing 1 parking space, having vehicular access from the 20' Lane. 1. Covenant registered at the Land Title Office under CB327821 2. No Strata Titling permitted 3. Entire building to be sprinklered 13D 4. A/C proposed – Exterior component located in Rear yard, Interior component located in Second floor closet 5. Bar sink located in Recreation room 6. “As shown by an asterisk (*) on the building permit floor plans and/or elevations, exit protection is required to be provided in accordance with Articles 9.9.4.4., 9.9.4.6., and/or 9.37.2.8. of the 2019 VBBL 7. Schedule B: (ZHANCHAO ZHAO) P.Eng (604.526.1305) Structural 8. Schedule B: (ZHANCHAO ZHAO) P.Eng (604.526.1305) Geotechnical 9. HPO: Residential Builder- Hoboken Development B.C. Ltd Note: This is a 2 storey building pursuant to the Zoning and Development By-Law ***This permit is issued under the VBBL 2019, with updated energy requirements as per bylaw # 12997 effective Jan 01, 2022.*** | Future Force Systems Ltd
PP-2023-01500 | 2023-04-27 | 6408 VINE STREET, Vancouver, BC V6M 4B1 | Plumbing Permit | Residential | New | Issued | Residential - 1FD+SS - Install two sumps without pump | Van-City Excavating Ltd
MP-2023-02102 | 2023-12-01 | 6408 VINE STREET, Vancouver, BC V6M 4B1 | Mechanical Permit | NULL | NULL | Issued | NULL | Crystal Refrigeration & Air Conditioning Ltd
GP-2023-02761 | 2023-09-21 | 6408 VINE STREET, Vancouver, BC V6M 4B1 | Gas Permit | Residential | New | Issued | Residential - 1 Range & 1 BBQ Install gas piping >BP: To construct a 2 storey one-family dwelling with a secondary suite located in the Basement ($737,897.5) with an open parking pad, providing 1 parking space, having vehicular access from the 20' Lane. | Latek Gas Fitting Inc
SP-2023-01822 | 2023-10-03 | 6408 VINE STREET, Vancouver, BC V6M 4B1 | Sprinkler Permit | Residential | New | Issued | Residential - IFD+SS - #1 & #2 - installation of a new fire sprinkler system >DB: To construct a 2 storey one-family dwelling with a secondary suite located in the Basement with an open parking pad, providing 1 parking space, having vehicular access from the 20' Lane. 1. Covenant registered at the Land Title Office under CB327821 2. No Strata Titling permitted 3. Entire building to be sprinklered 13D 4. A/C proposed – Exterior component located in Rear yard, Interior component located in Second floor closet 5. Bar sink located in Recreation room ***This permit is issued under the VBBL 2019, with updated energy requirements as per bylaw # 12997 effective Jan 01, 2022.*** AMEND: DEC 4/2023 Revised Drawings & Calcs uploaded | CENTRE LINE FIRE SPRINKLERS LTD
EP-2023-09416 | 2023-10-18 | 6408 VINE STREET, Vancouver, BC V6M 4B1 | Electrical Permit | Residential | New | Issued | Installation / Repair - Residential - Installation of Structured wiring, Security alarm, Surveillance cameras, Doorbell. >BP: To construct a 2 storey one-family dwelling with a secondary suite located in the Basement ($737,897.5) with an open parking pad, providing 1 parking space, having vehicular access from the 20' Lane. 1. Covenant registered at the Land Title Office under CB327821 2. No Strata Titling permitted 3. Entire building to be sprinklered 13D 4. A/C proposed – Exterior component located in Rear yard, Interior component located in Second floor closet 5. Bar sink located in Recreation room 6. “As shown by an asterisk (*) on the building permit floor plans and/or elevations, exit protection is required to be provided in accordance with Articles 9.9.4.4., 9.9.4.6., and/or 9.37.2.8. of the 2019 VBBL 7. Schedule B: (ZHANCHAO ZHAO) P.Eng (604.526.1305) Structural 8. Schedule B: (ZHANCHAO ZHAO) P.Eng (604.526.1305) Geotechnical 9. HPO: Residential Builder- Hoboken Development B.C. Ltd Note: This is a 2 storey building pursuant to the Zoning and Development By-Law ***This permit is issued under the VBBL 2019, with updated energy requirements as per bylaw # 12997 effective Jan 01, 2022.* | Vancouver Audiospace Home Control Ltd
GP-2023-02688 | 2023-09-14 | 6468 VINE STREET, Vancouver, BC V6M 4B1 | Gas Permit | Residential | Renovation - Dwelling Unit(s) only | Completed | Residential - 1 BOILER REPLACEMENT | CoStar Home Energy Ltd
NULL | NULL | 6565 VINE STREET, Vancouver, BC V6P 5W6 | Electrical Permit | Residential | Addition | Draft | Installation / Repair - Residential - Install 240V – 40 amp Receptacle for new EV Charger in Garage | Santec Electric Inc
MP-2023-01691 | 2023-09-15 | 3592 TURNER STREET, Vancouver, BC V5K 2H9 | Mechanical Permit | NULL | NULL | Issued | NULL | Power Cool Electrical & Refrigeration Mech Ltd
EP-2023-07406 | 2023-08-21 | 3592 TURNER STREET, Vancouver, BC V5K 2H9 | Electrical Permit | Residential | New | Issued | Installation / Repair - Residential - ¦ 2FD- 200A ¦ New duplex dwelling with 200A O/H service *An approved mechanical permit is required for the installation of air conditioning or heat pump unit at the time of installation before an electrical inspection will be performed To construct a two and a half storey two-family dwelling , with a detached accessory building (garage) at the rear providing 2 parking spaces, having vehicular access from the lane. The entire building, INCLUDING THE ATTACHED GARAGE (if applicable), to be sprinklered to 2 x NFPA 13D. Note: This Building Permit will remain in a suspended status until the associated (green) Demolition Permit BP-2022-04983 is completed. Note: This is a 2 storey building pursuant to the Zoning and Development By-Law 1. External Mechanical units proposed in rear yard/ Internal unit proposed on third storey 2. No bar sinks proposed 3. Schedule B: Md. Shahidul Alam (604.653.7475) Structural & Geotechnical 4. HPO: Residential Builder - Vithu Developments Ltd. | SAAB ELECTRIC LTD
GP-2023-02437 | 2023-08-21 | 3592 TURNER STREET, Vancouver, BC V5K 2H9 | Gas Permit | Residential | New | Issued | Residential - 2 BBQ's & 2 Ranges >BP: To construct a two and a half storey two-family dwelling | Killarney Mechanical Ltd
EP-2023-07872 | 2023-08-30 | 3592 TURNER STREET, Vancouver, BC V5K 2H9 | Electrical Permit | Residential | New | Issued | Installation / Repair - Residential - Pre wire and completion of alarm,Telus, tv, internet and intercom. Cctv pre wire only. >BP: To construct a two and a half storey two-family dwelling ($623,500), with a detached accessory building (garage) at the rear providing 2 parking spaces, having vehicular access from the lane. The entire building, INCLUDING THE ATTACHED GARAGE (if applicable), to be sprinklered to 2 x NFPA 13D. Note: This Building Permit will remain in a suspended status until the associated (green) Demolition Permit BP-2022-04983 is completed. Note: This is a 2 storey building pursuant to the Zoning and Development By-Law 1. External Mechanical units proposed in rear yard/ Internal unit proposed on third storey 2. No bar sinks proposed 3. Schedule B: Md. Shahidul Alam (604.653.7475) Structural & Geotechnical 4. HPO: Residential Builder - Vithu Developments Ltd. ***This permit is issued under the VBBL 2019, with updated energy requirements as per bylaw # 12997 effective Jan 01, 2022.*** | Pioneer Security and Communications Ltd
SP-2023-01535 | 2023-10-03 | 3592 TURNER STREET, Vancouver, BC V5K 2H9 | Sprinkler Permit | Residential | New | Issued | Residential - 2FD - FRONT - 3592 TURNER ST - #1 BACK - 3592 TURNER ST - #2 Piping and fixture installation >DB: To construct a two and a half storey two-family dwelling , with a detached accessory building (garage) at the rear providing 2 parking spaces, having vehicular access from the lane. The entire building, INCLUDING THE ATTACHED GARAGE (if applicable), to be sprinklered to 2 x NFPA 13D. Note: This is a 2 storey building pursuant to the Zoning and Development By-Law 1. External Mechanical units proposed in rear yard/ Internal unit proposed on third storey 2. No bar sinks proposed ***This permit is issued under the VBBL 2019, with updated energy requirements as per bylaw # 12997 effective Jan 01, 2022.*** | RG Plumbing Ltd
EP-2023-06310 | 2023-07-12 | 3592 TURNER STREET, Vancouver, BC V5K 2H9 | Electrical Permit | Residential | New | Issued | Temporary Power - Residential - To provide temporary power. | SAAB ELECTRIC LTD
PP-2023-02484 | 2023-07-13 | 3592 TURNER STREET, Vancouver, BC V5K 2H9 | Plumbing Permit | Residential | New | Issued | Residential - Sumps | AKAL DEMOLITION & EXCAVATING LTD
PP-2023-02752 | 2023-08-02 | 3592 TURNER STREET, Vancouver, BC V5K 2H9 | Plumbing Permit | Residential | New | Issued | Residential - 2FD - FRONT - 3592 TURNER ST - #1 BACK - 3592 TURNER ST - #2 new plumbing >DB: To construct a two and a half storey two-family dwelling, with a detached accessory building (garage) at the rear providing 2 parking spaces, having vehicular access from the lane. The entire building, INCLUDING THE ATTACHED GARAGE (if applicable), to be sprinklered to 2 x NFPA 13D. Note: This is a 2 storey building pursuant to the Zoning and Development By-Law 1. External Mechanical units proposed in rear yard/ Internal unit proposed on third storey 2. No bar sinks proposed ***This permit is issued under the VBBL 2019, with updated energy requirements as per bylaw # 12997 effective Jan 01, 2022.*** | Killarney Mechanical Ltd
EP-2023-03035 | 2023-04-17 | 3649 TURNER STREET, Vancouver, BC V5K 2J2 | Electrical Permit | Residential | Tenant Improvement | Completed | Installation / Repair - Residential - Relocating electrical meterbase from house to new laneway being built Upgrading service from 125amp 240v to 200amp 240v Main house will be 125amp 240v Laneway will be 100amp 240v | Coast Electric Ltd.
EP-2022-06455 | 2022-08-03 | 1100 VENABLES STREET, Vancouver, BC V6A 2E2 | Electrical Permit | Commercial | Tenant Improvement | Completed | Installation / Repair - Commercial - Fresh Point warehouse lighting upgrades. Install new power smart LED lights and retrofit new drivers for existing lights throughout the warehouse. | My Electrician Enterprises Inc
SP-2023-02286 | NULL | 1250 VENABLES STREET, Vancouver, BC V6A 4B4 | Sprinkler Permit | Commercial | Renovation | In Review | Commercial - Current backflow preventer protecting the fire system cannot be repaired, replacement assembly is required. | 0777792 BC Ltd
EP-2023-10582 | 2023-12-04 | 1250 VENABLES STREET, Vancouver, BC V6A 4B4 | Electrical Permit | Commercial | Renovation | Issued | Installation / Repair - Commercial - Maintenance replacement of fire alarm panel | Fina Electrical Systems Ltd
EP-2022-05269 | 2022-06-21 | 3115 VENABLES STREET, Vancouver, BC V5K 2S3 | Electrical Permit | Residential | New | Expired | Temporary Power - Residential - To provide temporary power. | STAT ELECTRICS LIMITED
SP-2023-00336 | 2023-02-27 | 3115 VENABLES STREET, Vancouver, BC V5K 2S3 | Sprinkler Permit | Residential | New | Completed | Residential - 2FD+2SS - FRONT - 3115 VENABLES ST - #1 & #2 BACK - 3113 VENABLES ST - #1 & #2 to install a new sprinkler system >DB: To construct a two-storey two-family dwelling with two secondary suites located in the basement, with a detached accessory building (garage) at the rear providing 2 parking spaces, having vehicular access from the lane. Note: The entire building, INCLUDING THE ATTACHED GARAGE (if applicable), to be sprinklered to 2x NFPA 13D. Note: This is a 2 storey building pursuant to the Zoning and Development By-Law 1. Covenant registered at the Land Title Office under CB259318 2. and title search for the lands 3. A/C units proposed in rear yard, int. upper floor 4. No Bar sinks proposed | ACME PLUMBING HEATING & GAS LTD.
GP-2023-00735 | 2023-03-03 | 3115 VENABLES STREET, Vancouver, BC V5K 2S3 | Gas Permit | Residential | New | Completed | Residential - 2FD+2SS - FRONT - 3115 VENABLES ST - #1 & #2 BACK - 3113 VENABLES ST - #1 & #2 to install 4 Ranges,4 Dryers and 1 rough-in BBQ for the north unit in the Duplex 2 BSMT DRYERS (NORTH AND SOUTH) ARE ROUGH-IN PIPING ONLY AMEND: JULY 13/2023 Please change the 2 basement dryers' finish to rough-in (Piping) only. North and south unit. >DB: To construct a two-storey two-family dwelling with two secondary suites located in the basement, with a detached accessory building (garage) at the rear providing 2 parking spaces, having vehicular access from the lane. Note: The entire building, INCLUDING THE ATTACHED GARAGE (if applicable), to be sprinklered to 2x NFPA 13D. Note: This is a 2 storey building pursuant to the Zoning and Development By-Law 1. Covenant registered at the Land Title Office under CB259318 2. and title search for the lands 3. A/C units proposed in rear yard, int. upper floor 4. No Bar sinks proposed | ACME PLUMBING HEATING & GAS LTD.
EP-2023-01864 | 2023-03-07 | 3115 VENABLES STREET, Vancouver, BC V5K 2S3 | Electrical Permit | Residential | New | Completed | Installation / Repair - Residential - Pre wiring rough & Finish: Security systems, cameras, vacuum ,TV, Tel, Data >BP: To construct a two-storey two-family dwelling with two secondary suites located in the basement, with a detached accessory building (garage) at the rear providing 2 parking spaces, having vehicular access from the lane. Note: The entire building, INCLUDING THE ATTACHED GARAGE (if applicable), to be sprinklered to 2x NFPA 13D. Note: This is a 2 storey building pursuant to the Zoning and Development By-Law 1. Covenant registered at the Land Title Office under CB259318 2. and title search for the lands 3. A/C units proposed in rear yard, int. upper floor 4. No Bar sinks proposed 5. Schedule B: Shamsul Alam Shikder, P.Eng. Structural & Geotechnical 6. Schedule B: Jason Hui, P.Eng (778.319.3403) Geotechnical (soil report) 7. HPO: Residential Builder - Sangha Brothers Custom Homes Ltd. | Charanjit Singh
EP-2023-02059 | 2023-03-10 | 3115 VENABLES STREET, Vancouver, BC V5K 2S3 | Electrical Permit | Residential | New | Completed | Installation / Repair - Residential - Rough in and finishing of duplex. >BP: To construct a two-storey two-family dwelling with two secondary suites ($760,000) located in the basement, with a detached accessory building (garage) at the rear providing 2 parking spaces, having vehicular access from the lane. Note: The entire building, INCLUDING THE ATTACHED GARAGE (if applicable), to be sprinklered to 2x NFPA 13D. Note: This is a 2 storey building pursuant to the Zoning and Development By-Law 1. Covenant registered at the Land Title Office under CB259318 2. and title search for the lands 3. A/C units proposed in rear yard, int. upper floor 4. No Bar sinks proposed 5. Schedule B: Shamsul Alam Shikder, P.Eng. Structural & Geotechnical 6. Schedule B: Jason Hui, P.Eng (778.319.3403) Geotechnical (soil report) 7. HPO: Residential Builder - Sangha Brothers Custom Homes Ltd. ***This permit is issued under the VBBL 2019, with updated energy requirements as per bylaw # 12997 effective Jan 01, 2022.*** | STAT ELECTRICS LIMITED
PP-2023-00327 | 2023-02-01 | 3115 VENABLES STREET, Vancouver, BC V5K 2S3 | Plumbing Permit | Residential | New | Completed | Residential - to install new plumbing fixtures in the Duplex >BP: Note: Prescriptive Pathway for Energy Compliance. To construct a two-storey two-family dwelling with two secondary suites ($760,000) located in the basement, with a detached accessory building (garage) at the rear providing 2 parking spaces, having vehicular access from the lane. Note: The entire building, INCLUDING THE ATTACHED GARAGE (if applicable), to be sprinklered to 2x NFPA 13D. Note: This is a 2 storey building pursuant to the Zoning and Development By-Law 1. Covenant registered at the Land Title Office under CB259318 2. and title search for the lands 3. A/C units proposed in rear yard, int. upper floor 4. No Bar sinks proposed 5. Schedule B: Shamsul Alam Shikder, P.Eng. Structural & Geotechnical 6. Schedule B: Jason Hui, P.Eng (778.319.3403) Geotechnical (soil report) 7. HPO: Residential Builder - Sangha Brothers Custom Homes Ltd. ***This permit is issued under the VBBL 2019, with updated energy requirements as per bylaw # 12997 effective Jan 01, 2022.*** | ACME PLUMBING HEATING & GAS LTD.
MP-2023-00191 | 2023-02-11 | 3115 VENABLES STREET, Vancouver, BC V5K 2S3 | Mechanical Permit | NULL | NULL | Completed | NULL | ACME PLUMBING HEATING & GAS LTD.
GP-2022-00448 | 2022-02-11 | 3884 W 10TH AVENUE, Vancouver, BC V6R 2G7 | Gas Permit | Residential | Renovation | Completed | Residential - New gas furnace replacement BTU 80,000 | Pro West Heating & Air Conditioning Ltd
EP-2022-02930 | 2022-04-19 | 2940 VIRTUAL WAY, Vancouver, BC V5M 0A6 | Electrical Permit | Commercial | Tenant Improvement | Completed | Installation / Repair - Commercial - Supply and install 2C#4 copper plus ground from panel to new EV charger. Supply And install 2P80A breaker. Supply and Install conduit. -This is a commercial install with a 120/208V 200A panel which currently has minimal loads. | Canem Systems Ltd
EP-2022-08402 | 2022-10-05 | 2940 VIRTUAL WAY, Vancouver, BC V5M 0A6 | Electrical Permit | Commercial | NULL | Expired | Annual / Operating - Misc electrical work throughout Renewal of EP-2021-07354 Valid: October 25, 2022 to October 24, 2023 | Mott Electric General Partnership
SP-2022-01844 | 2022-11-07 | 2940 VIRTUAL WAY, Vancouver, BC V5M 0A6 | Sprinkler Permit | Commercial | Tenant Improvement | Completed | Commercial - Add and relocate sprinkler heads for tenant improvement. Interior alterations to convert a portion of the parkade to End of Trip facilities (Drying Room) on Parking level P2 between building 5 & 7 at this commercial building on this site. *****This application does not include any of the following: 1. Not more than 20 sprinklers (add, relocate, or remove), 2. hydraulic calculations, 3. change in occupancy and /or hazard classification, 4. warehouse storage arrangements, 5. mobile compact storage arrangements, 6. alternative solutions, 7. changes to the sprinkler system supply piping (e.g. valves, mains, cross-mains, branch-lines, etc.), or 8. flexible sprinkler pipe. | Priority Fire Systems Ltd
EP-2023-00243 | 2023-01-12 | 2940 VIRTUAL WAY, Vancouver, BC V5M 0A6 | Electrical Permit | Commercial | Renovation | Completed | Installation / Repair - Commercial - Install transformer, panel and associated circuits for a newly constructed drying room. >BP: Interior alterations to convert a portion of the parkade to End of Trip facilities (Drying Room) on Parking level P2 between building 5 & 7 at this commercial building on this site. | Mott Electric General Partnership
EP-2023-09509 | 2023-10-23 | 2940 VIRTUAL WAY, Vancouver, BC V5M 0A6 | Electrical Permit | Commercial | NULL | Issued | Annual / Operating - Misc work throughout Renewal of EP-2022-08402 Valid: Oct 25, 2023 to Oct 24, 2024 | Mott Electric General Partnership
EP-2022-09216 | 2022-11-02 | 2955 VIRTUAL WAY, Vancouver, BC V5M 4X6 | Electrical Permit | Commercial | Tenant Improvement | Completed | Installation / Repair - Commercial - #400 - Installation of power and data Amend: Dec 20, 2022 remove the building permit, it is not associated with this project Amend: Jan 5, 2023 Please amend the address from 2925 Virtual Way to SUITE 400 - 2955 VIRTUAL WAY VANCOUVER, BC. V5M 4X3 | Action Electric Ltd
SP-2023-00748 | 2023-05-01 | 2955 VIRTUAL WAY, Vancouver, BC V5M 4X6 | Sprinkler Permit | Commercial | Tenant Improvement | Completed | Commercial - UNIT #430 - 4TH FLOOR - Relocate sprinkler heads for tenant improvement. >BP: #430 - 4th floor Interior alterations to provide tenant improvement for this existing General Office tenant on the 4th floor (#430) in this existing commercial building. Scope of work: remove/construct partition wall/door, replace existing wood entry door with glass entry, new millwork, countertop, electrical and sprinkler work. *****This application does not include any of the following: 1. Not more than 20 sprinklers (add, relocate, or remove), 2. hydraulic calculations, 3. change in occupancy and /or hazard classification, 4. warehouse storage arrangements, 5. mobile compact storage arrangements, 6. alternative solutions, 7. changes to the sprinkler system supply piping (e.g. valves, mains, cross-mains, branch-lines, etc.), or 8. flexible sprinkler pipe. | Priority Fire Systems Ltd
EP-2023-02620 | 2023-03-29 | 2955 VIRTUAL WAY, Vancouver, BC V5M 4X6 | Electrical Permit | Commercial | Tenant Improvement | Issued | Installation / Repair - Commercial - Install Tray and teck cable for Temporary Generator, Disconnect and ATS. BC emergency health service is concerned when they have full staff utilization this summer, the power usage will exceed the existing 350KW stand-by generator and cause an outage. Scope of work: 1. Installing a 800KW temporary generator with temporary cabling 2. New ladder tray from existing generator room to P1 electrical room 3. Install temporary ATS and distribution panel 4. Install 400A fused disconnect switch onto existing switch gear 5. Install teck cable 6. Split loads from existing distribution panel onto temporary equipment Please review the attachments and let us know if you have any questions or concerns. The landlord has given us approvals for the placement of temporary equipment. | Canem Systems Ltd
EP-2023-04743 | 2023-05-30 | 2955 VIRTUAL WAY, Vancouver, BC V5M 4X6 | Electrical Permit | Commercial | NULL | Issued | Annual / Operating - **Annual Operating Permit Misc electrical work throughout -Renewal of EP-2022-05059 -Valid: June 18, 2023 - June 17, 2024 | Mott Electric General Partnership
EP-2022-05059 | 2022-06-15 | 2955 VIRTUAL WAY, Vancouver, BC V5M 4X6 | Electrical Permit | Commercial | NULL | Expired | Annual / Operating - Misc electrical work throughout Renewal of EP-2021-04126 Valid: June 18, 2022 to June 17, 2023 | Mott Electric General Partnership
EP-2022-05060 | 2022-06-15 | 2985 VIRTUAL WAY, Vancouver, BC V5M 4X7 | Electrical Permit | Commercial | NULL | Expired | Annual / Operating - Misc electrical work throughout Renewal of EP-2021-04127 Valid: June 18, 2022 to June 17, 2023 | Mott Electric General Partnership
EP-2022-04998 | 2022-06-14 | 2985 VIRTUAL WAY, Vancouver, BC V5M 4X7 | Electrical Permit | Commercial | Renovation | Completed | Installation / Repair - Commercial - Extra low voltage control wiring for leak detection system. >BP: #280 - Level 2 (Building 3) Interior alterations to provide tenant improvements for a new office tenant on the 2nd floor (#280) of this existing commercial building. Scope of work: remove/construct partition walls, doors, millwork, finishes, ceiling work, HVAC, lighting, electrical, plumbing, mechanical and sprinkler work. TENANT: Axis Communications Letters of Assurance submitted by: Schedule A and Architectural Schedule B, Jason Santeford, AIBC, ph: 604-334-4774 Structural Schedule B, Colin Macmillan, P.Eng., Struct. Eng., MIStructE, ph: 604-738-0048 Mechanical and Plumbing Schedule B, Ronald Braun, M.Sc., P.Eng., ph: 778-238-2638 Electrical Schedule B, S.S. Dhaliwal, P.Eng., ph: 604-609-0500 Building Sprinklered – Separate sprinkler permit required for proposed sprinkler work. OK For Field Review per K. Vogt - Nov 25, 2021 E2 - Lighting - Upgrade to Local Control (per 9.4.1.1 (a) of ASHRAE 90.1-2016 Energy checklist is currently no longer required with your Building Permit (BP) application. Some supporting documents are still required at BP stage, specifically Envelope and HVAC, if applicable. Service Water Heating and Lighting supporting documents, if applicable, must be submitted with your related trades permits (e.g. electrical and plumbing). All energy upgrades will be checked during inspections stage. It is the applicant's responsibility to identify and note all required upgrades including energy upgrades on their BP drawings at BP stage. | ESC Automation Inc
PP-2022-01830 | 2022-05-31 | 2985 VIRTUAL WAY, Vancouver, BC V5M 4X7 | Plumbing Permit | Commercial | Tenant Improvement | Completed | Commercial - ADD WATER FILTER >BP: IInterior alterations, combing of suite 150 & 180 and the change of use from Office (D) to Institution/ School (A2) for Suite 180 on the first floor of this existing office space in this 4 story commercial building. Scope of work includes relocating existing training area, open work area and pantry. New secured doors and relocation of existing doors. To be reviewed under the 2019 VBBL. | Pacific Mechanical Systems Ltd
EP-2022-03354 | 2022-04-26 | 2985 VIRTUAL WAY, Vancouver, BC V5M 4X7 | Electrical Permit | Commercial | Tenant Improvement | Completed | Installation / Repair - Commercial - Tennant Improvement - Lighting, Electrical, Communications >BP: Interior alterations, combing of suite 150 & 180 and the change of use from Office (D) to Institution/ School (A2) for Suite 180 on the first floor of this existing office space in this 4 story commercial building. Scope of work includes relocating existing training area, open work area and pantry. New secured doors and relocation of existing doors. To be reviewed under the 2019 VBBL. | Sasco Contractors Ltd
PP-2022-01534 | 2022-05-12 | 2985 VIRTUAL WAY, Vancouver, BC V5M 4X7 | Plumbing Permit | Commercial | Tenant Improvement | Completed | Commercial - Plumbing work to provide tenant improvements for a new office on 2nd floor of this existing building. >#280 - Level 2 (Building 3) Interior alterations to provide tenant improvements for a new office tenant on the 2nd floor (#280) of this existing commercial building. Scope of work: remove/construct partition walls, doors, millwork, finishes, ceiling work, HVAC, lighting, electrical, plumbing, mechanical and sprinkler work. TENANT: Axis Communications | Fred Welsh Ltd
EP-2022-03067 | 2022-04-14 | 2985 VIRTUAL WAY, Vancouver, BC V5M 4X7 | Electrical Permit | Commercial | Tenant Improvement | Completed | Installation / Repair - Commercial - re/re of lighting and branch circuits, 1 new panel, EM lighting/exits >BP: Interior alterations to provide tenant improvements for a new office tenant on the 2nd floor (#280) of this existing commercial building. Scope of work: remove/construct partition walls, doors, millwork, finishes, ceiling work, HVAC, lighting, electrical, plumbing, mechanical and sprinkler work. TENANT: Axis Communications Letters of Assurance submitted by: Schedule A and Architectural Schedule B, Jason Santeford, AIBC, ph: 604-334-4774 Structural Schedule B, Colin Macmillan, P.Eng., Struct. Eng., MIStructE, ph: 604-738-0048 Mechanical and Plumbing Schedule B, Ronald Braun, M.Sc., P.Eng., ph: 778-238-2638 Electrical Schedule B, S.S. Dhaliwal, P.Eng., ph: 604-609-0500 Building Sprinklered – Separate sprinkler permit required for proposed sprinkler work. OK For Field Review per K. Vogt - Nov 25, 2021 E2 - Lighting - Upgrade to Local Control (per 9.4.1.1 (a) of ASHRAE 90.1-2016 Energy checklist is currently no longer required with your Building Permit (BP) application. Some supporting documents are still required at BP stage, specifically Envelope and HVAC, if applicable. Service Water Heating and Lighting supporting documents, if applicable, must be submitted with your related trades permits (e.g. electrical and plumbing). All energy upgrades will be checked during inspections stage. It is the applicant's responsibility to identify and note all required upgrades including energy upgrades on their BP drawings at BP stage. | Action Electric Ltd
SP-2022-00288 | 2022-07-15 | 2985 VIRTUAL WAY, Vancouver, BC V5M 4X7 | Sprinkler Permit | Commercial | Tenant Improvement | Completed | Commercial - #280 - Level 2 (Building 3) Sprinkler alterations to provide tenant improvements for a new office tenant on the 2nd floor (#280) of this existing commercial building. TENANT: Axis Communications | Tyco Integrated Fire & Security Canada Inc/Tyco Feu Et Securite Integres Canada Inc
SP-2021-01648 | 2022-09-14 | 2985 VIRTUAL WAY, Vancouver, BC V5M 4X7 | Sprinkler Permit | Commercial | Tenant Improvement | Completed | Commercial - For sprinkler system alterations to the 2019 VBBL and NFPA 13, 2013 for the tenant improvements to provide interior alterations, combing of suite 150 & 180 and the change of use from Office (D) to Institution/ School (A2) for Suite 180 on the first floor of this existing office space in this 4 story commercial building. Scope of work includes relocating existing training area, open work area and pantry. New secured doors and relocation of existing doors. Including BP Revision #1 - changes to interior layout, including retaining the existing suspended ceiling throughout the suite. This application does not include any of the following: • Warehouse storage arrangements, or mobile compact storage arrangements. • Changes to the sprinkler system supply piping (e.g. valves, mains, cross-mains, etc.). • Flexible sprinkler pipe. • New alternative solutions and/or modifications to existing alternative solutions. • Change in occupancy and/or hazard classification. Notes: 1. Fire Suppression system engineer of Record Erik Watson-Hurthig of Eriksberg Engineering T: 604 209 2594 E: erikwh@eriksberg.ca 2. One set of approved drawings and permit to be available for viewing at the jobsite 3. Existing AL - LH spacing w/ OH G1 demand. Remove and replace floor area sprinkler to suit new partition layout. | Priority Fire Systems Ltd
EP-2023-04744 | 2023-05-30 | 2985 VIRTUAL WAY, Vancouver, BC V5M 4X7 | Electrical Permit | Commercial | NULL | Issued | Annual / Operating - -Annual Operating Permit Misc electrical work throughout -renewal of EP-2022-05060 -Valid: June 18, 2023 - June 17, 2024 | Mott Electric General Partnership
EP-2023-05368 | 2023-06-16 | 2985 VIRTUAL WAY, Vancouver, BC V5M 4X7 | Electrical Permit | Commercial | Tenant Improvement | Issued | Installation / Repair - Commercial - Add 2 access controlled doors and 2 cameras. Requires cable pulling to locations. No mag locks. | Convergint Technologies Ltd
EP-2022-08610 | 2022-10-17 | 2985 VIRTUAL WAY, Vancouver, BC V5M 4X7 | Electrical Permit | Commercial | Tenant Improvement | Completed | Installation / Repair - Commercial - UNIT #280 - LEVEL 2 - BLDG 3 - Addition of security and sprinkler tie-ins and fire alarm verification >BP: #280 - Level 2 (Building 3) Interior alterations to provide tenant improvements for a new office tenant on the 2nd floor (#280) of this existing commercial building. Scope of work: remove/construct partition walls, doors, millwork, finishes, ceiling work, HVAC, lighting, electrical, plumbing, mechanical and sprinkler work. | Action Electric Ltd
EP-2022-07112 | 2022-08-25 | 2985 VIRTUAL WAY, Vancouver, BC V5M 4X7 | Electrical Permit | Commercial | Renovation | Completed | Installation / Repair - Commercial - Connection and commissioning of owner supplied supplied door controllers and card readers. Ensuring it drops out with the fire alarm -There are only 2 mag locks, both within the client space, neither being an exit door. (server room and control room) the exit door has electric strikes. It's possible the mag locks were existing Fire alarm tie in is by the EC, Action Data, Catech is not connecting this or supplying any labour or material related to this detail. >BP: Interior alterations to provide tenant improvements for a new office tenant on the 2nd floor (#280) of this existing commercial building. Scope of work: remove/construct partition walls, doors, millwork, finishes, ceiling work, HVAC, lighting, electrical, plumbing, mechanical and sprinkler work. TENANT: Axis Communications OK For Field Review per K. Vogt - Nov 25, 2021 E2 - Lighting - Upgrade to Local Control (per 9.4.1.1 (a) of ASHRAE 90.1-2016 Energy checklist is currently no longer required with your Building Permit (BP) application. Some supporting documents are still required at BP stage, specifically Envelope and HVAC, if applicable. Service Water Heating and Lighting supporting documents, if applicable, must be submitted with your related trades permits (e.g. electrical and plumbing). All energy upgrades will be checked during inspections stage. It is the applicant's responsibility to identify and note all required upgrades including energy upgrades on their BP drawings at BP stage. Amend: Oct 11, 2022 Includes supply and installation of (6) Motion REX's at the following locations. Front/Main door, Back door, Server room, LAB, Command Center, Storage room. | CaTech Systems Ltd
EP-2022-05892 | 2022-07-14 | 2985 VIRTUAL WAY, Vancouver, BC V5M 4X7 | Electrical Permit | Commercial | Tenant Improvement | Completed | Installation / Repair - Commercial - Installing data/AV cabling and equipment as per client design scope. Place cables through j-hooks and ladder tray. >BP: Interior alterations to provide tenant improvements for a new office tenant on the 2nd floor (#280) of this existing commercial building. Scope of work: remove/construct partition walls, doors, millwork, finishes, ceiling work, HVAC, lighting, electrical, plumbing, mechanical and sprinkler work. TENANT: Axis Communications Letters of Assurance submitted by: Schedule A and Architectural Schedule B, Jason Santeford, AIBC, ph: 604-334-4774 Structural Schedule B, Colin Macmillan, P.Eng., Struct. Eng., MIStructE, ph: 604-738-0048 Mechanical and Plumbing Schedule B, Ronald Braun, M.Sc., P.Eng., ph: 778-238-2638 Electrical Schedule B, S.S. Dhaliwal, P.Eng., ph: 604-609-0500 Building Sprinklered – Separate sprinkler permit required for proposed sprinkler work. OK For Field Review per K. Vogt - Nov 25, 2021 E2 - Lighting - Upgrade to Local Control (per 9.4.1.1 (a) of ASHRAE 90.1-2016 Energy checklist is currently no longer required with your Building Permit (BP) application. Some supporting documents are still required at BP stage, specifically Envelope and HVAC, if applicable. Service Water Heating and Lighting supporting documents, if applicable, must be submitted with your related trades permits (e.g. electrical and plumbing). All energy upgrades will be checked during inspections stage. It is the applicant's responsibility to identify and note all required upgrades including energy upgrades on their BP drawings at BP stage. | CaTech Systems Ltd
EP-2023-09924 | 2023-11-20 | 2985 VIRTUAL WAY, Vancouver, BC V5M 4X7 | Electrical Permit | Commercial | Tenant Improvement | Issued | Installation / Repair - Commercial - Tennant Improvement Lighting, Power, Data, Fire Alarm >BP: Change of Major Occupancy: Interior Alterations, combing of unit with suite #180 (DB-2022-0038), and change of major occupancy from Office (Group D) to Institution / School (Group A2) on the first floor of this existing 4-Storey commercial building (Building 3). This project is considered a Minor Renovation and a Change of Major Occupancy with no Hazard Index Increase, as per provided internal discussion and rational. Upgrade mechanism triggers F2, S3, N3, A3 apply to this project. Schedule A, Schedule B (Architectural) George Miu, AIBC Schedule B (Structural) Yan Xia Zhao, P. Eng., Struct. Eng. Schedule B (Mechanical & Plumbing) Ronald Braun, M.Sc., P.Eng. Schedule B (Electrical) S. S. Dhaliwal, P.Eng. Building Review Branch Notes: 1. This permit has been reviewed under the requirements of the VBBL #12511 (2019) 2. SP-2023-01572 3. This is a 3.2.1.2 slab. Any penetrations need to be FT rated. 4. Occupant Load: 400 persons. | Sasco Contractors Ltd
SP-2023-01573 | 2023-09-27 | 2985 VIRTUAL WAY, Vancouver, BC V5M 4X7 | Sprinkler Permit | Commercial | Tenant Improvement | Issued | Commercial - For sprinkler system alterations to the 2019 VBBL and NFPA 13, 2013 for the tenant improvements to provide a dry valve retrofit at this existing site (Building 2). Engineer of Record: MK Woo 778-878-2958 | Tactical Fire Safety
SP-2023-01572 | 2023-09-27 | 2985 VIRTUAL WAY, Vancouver, BC V5M 4X7 | Sprinkler Permit | Commercial | Tenant Improvement | Issued | Commercial - For sprinkler system alterations to the 2019 VBBL and NFPA 13, 2013 for the tenant improvements to provide a dry valve retrofit at this existing site (Building 3). Engineer of Record: MK Woo 778-878-2958 | Tactical Fire Safety
SP-2023-02195 | NULL | 2985 VIRTUAL WAY, Vancouver, BC V5M 4X7 | Sprinkler Permit | Commercial | Tenant Improvement | In Review | Commercial - alter sprinklers to accommodate new tenant >BP: Change of Major Occupancy: Interior Alterations, combing of unit with suite #180 (DB-2022-0038), and change of major occupancy from Office (Group D) to Institution / School (Group A2) on the first floor of this existing 4-Storey commercial building (Building 3). This project is considered a Minor Renovation and a Change of Major Occupancy with no Hazard Index Increase, as per provided internal discussion and rational. Upgrade mechanism triggers F2, S3, N3, A3 apply to this project. Schedule A, Schedule B (Architectural) George Miu, AIBC Schedule B (Structural) Yan Xia Zhao, P. Eng., Struct. Eng. Schedule B (Mechanical & Plumbing) Ronald Braun, M.Sc., P.Eng. Schedule B (Electrical) S. S. Dhaliwal, P.Eng. Building Review Branch Notes: 1. This permit has been reviewed under the requirements of the VBBL #12511 (2019) 2. SP-2023-01572 3. This is a 3.2.1.2 slab. Any penetrations need to be FT rated. 4. Occupant Load: 400 persons. | General Sprinkler Systems Ltd
GP-2022-02027 | 2022-07-08 | 7055 VIVIAN DRIVE, Vancouver, BC V5S 2V2 | Gas Permit | Residential | Renovation | Completed | Residential - Hot Water Tank Replacement | Hillcrest Plumbing & Heating (1991) Ltd
GP-2022-02460 | 2022-08-19 | 7055 VIVIAN DRIVE, Vancouver, BC V5S 2V2 | Gas Permit | Residential | Renovation | Cancelled | Residential - Hot Water Heater Replacement | Hillcrest Plumbing & Heating (1991) Ltd
GP-2022-02641 | 2022-09-02 | 7062 VIVIAN DRIVE, Vancouver, BC V5S 2V1 | Gas Permit | Residential | New | Completed | Residential - Gas piping rough in - Piping only for 1 BBQ & 1 cooktop. >BP:To construct a 2 storey + basement one-family dwelling with a secondary suite located in the basement with an attached garage to LWH and 1 open parking pad at the rear providing 2 parking spaces, having vehicular access from the lane. | FOCUS MECHANICAL LTD.
EP-2022-07598 | 2022-09-20 | 7062 VIVIAN DRIVE, Vancouver, BC V5S 2V1 | Electrical Permit | Residential | New | Completed | Installation / Repair - Residential - LOW VOLTAGE ,CCTV,ALARM -Complete Security Alarm System >BP: To construct a 2 storey + basement one-family dwelling with a secondary suite located in the basement with an attached garage to LWH and 1 open parking pad at the rear providing 2 parking spaces, having vehicular access from the lane. | Jasneet S Dhuper
SP-2022-01515 | 2022-09-16 | 7062 VIVIAN DRIVE, Vancouver, BC V5S 2V1 | Sprinkler Permit | Residential | New | Completed | Residential - install new fire sprinkler system >DB: To construct a 2 storey + basement one-family dwelling with a secondary suite located in the basement with an attached garage to LWH and 1 open parking pad at the rear providing 2 parking spaces, having vehicular access from the lane. This is a 2 storey building pursuant to the Zoning and Development By-Law. 1-Covenant registered at the Land Title Office under CA9599637 2- Bar/Sink proposed in main floor. 3- A/C unit proposed in rear yard. | CENTRE LINE FIRE SPRINKLERS LTD
EP-2022-05559 | 2022-07-22 | 7062 VIVIAN DRIVE, Vancouver, BC V5S 2V1 | Electrical Permit | Residential | New | Completed | Installation / Repair - Residential - new house rough wiring & finishing >BP: To construct a 2 storey + basement one-family dwelling with a secondary suite located in the basement with an attached garage to LWH and 1 open parking pad at the rear providing 2 parking spaces, having vehicular access from the lane. This is a 2 storey building pursuant to the Zoning and Development By-Law. 1-Covenant registered at the Land Title Office under CA9599637 2- Bar/Sink proposed in main floor. 3- A/C unit proposed in rear yard. 4- Schedule B: Jason Hui, P.Eng (778.319.3403) Structural & Geotechnical 5-HPO: Bhullar Dream Construction Ltd. Building 1 #1-7062 Vivian Dr - One Family Dwelling (1st-2nd floor, south side basement) #2-7062 Vivian Dr - Secondary Suite (north side basement) Address and suite numbers assigned as per approved plans for Fire and Emergency response. The address number is to be posted to the building to be visible from the street and the suite numbers are to be posted at the suite entries in accordance with the Building By-law prior to final inspection. Combustible projections or roof soffits on an exposing building face shall not project to less than .45m from the property line and shall be in compliance with VBBL 2019 9.10.15.5.(9) The entire building, INCLUDING THE ATTACHED GARAGE, to be sprinklered to NFPA 13D. ******THIS PERMIT HAS BEEN ISSUED UNDER THE REQUIREMENTS OF VBBL #12511 (2019)****** Amend: July 29, 2022 main service from hydro 400 amp Main house 200 amp laneway 100 amp AMEND: AUG 8, 2022 MAIN SERVICE 200AMP UNDERGROUND HOUSE 150AMP LANEWAY 100AMP | POWER STAR ELECTRICAL LTD
PP-2022-02526 | 2022-07-19 | 7062 VIVIAN DRIVE, Vancouver, BC V5S 2V1 | Plumbing Permit | Residential | New | Completed | Residential - Plumbing of a New House | Karan Plumbing & Heating Ltd
EP-2022-01742 | 2022-03-04 | 7062 VIVIAN DRIVE, Vancouver, BC V5S 2V1 | Electrical Permit | Residential | New | Expired | Temporary Power - Residential - To provide temporary power. NOTE: Work authorized by this permit is for placement of a temporary power pole only and does not authorize any site construction and/or excavation. A separate Building Permit will be required prior to commencement of any other work on this site. | Highlight Electrical Ltd
PP-2022-01671 | 2022-05-16 | 7062 VIVIAN DRIVE, Vancouver, BC V5S 2V1 | Plumbing Permit | Residential | New | Completed | Residential - sump >BP: To construct a 2 storey + basement one-family dwelling with a secondary suite located in the basement with an attached garage to LWH and 1 open parking pad at the rear providing 2 parking spaces, having vehicular access from the lane. This is a 2 storey building pursuant to the Zoning and Development By-Law. 1-Covenant registered at the Land Title Office under CA9599637 2- Bar/Sink proposed in main floor. 3- A/C unit proposed in rear yard. 4- Schedule B: Jason Hui, P.Eng (778.319.3403) Structural & Geotechnical 5-HPO: Bhullar Dream Construction Ltd. Building 1 #1-7062 Vivian Dr - One Family Dwelling (1st-2nd floor, south side basement) #2-7062 Vivian Dr - Secondary Suite (north side basement) Address and suite numbers assigned as per approved plans for Fire and Emergency response. The address number is to be posted to the building to be visible from the street and the suite numbers are to be posted at the suite entries in accordance with the Building By-law prior to final inspection. Combustible projections or roof soffits on an exposing building face shall not project to less than .45m from the property line and shall be in compliance with VBBL 2019 9.10.15.5.(9) The entire building, INCLUDING THE ATTACHED GARAGE, to be sprinklered to NFPA 13D. ******THIS PERMIT HAS BEEN ISSUED UNDER THE REQUIREMENTS OF VBBL #12511 (2019)****** | GNA Contracting Ltd
GP-2023-01301 | 2023-04-20 | 7075 VIVIAN DRIVE, Vancouver, BC V5S 2V2 | Gas Permit | Residential | Tenant Improvement | Completed | Residential - LG 30" Gas Range | Han Appliances & Refrigeration Ltd
EP-2022-04363 | 2022-05-26 | 2794 TRINITY STREET, Vancouver, BC V5K 1E7 | Electrical Permit | Residential | Tenant Improvement | Completed | Installation / Repair - Residential - Electrical install of heat pump. BP not required. No change to existing service. | Moore And Russell Heating And Air Conditioning Ltd
GP-2023-01498 | 2023-05-08 | 2834 TRINITY STREET, Vancouver, BC V5K 1E9 | Gas Permit | Residential | Renovation | Completed | Residential - Replace hot water tank with a new one | Gregori Plumbing, Heating & Air Conditioning Ltd
PP-2023-01451 | 2023-04-25 | 2880 TRINITY STREET, Vancouver, BC V5K 1E9 | Plumbing Permit | Residential | New | Cancelled | Residential - WE NEED A SUMP PERMIT | Milodelia Homes Ltd
EP-2022-06013 | 2022-07-19 | 2880 TRINITY STREET, Vancouver, BC V5K 1E9 | Electrical Permit | Residential | New | Completed | Installation / Repair - Residential - 1FD+SS -#1 & #2 - LOW VOLTAGE ROUGH IN AND FINISH To construct a 2 storey one-family dwelling with a secondary suite located in the Basement with a detached accessory building (garage) at the rear providing 2 parking spaces, having vehicular access from the lane. 1. Covenant registered at the Land Title Office under CA9296073 2. No Strata Titling permitted 3. A/C proposed – Exterior component located in rear yard, Interior component located in mechanical room (basement) | Aslan Security Systems Ltd
SP-2022-01162 | 2022-07-21 | 2880 TRINITY STREET, Vancouver, BC V5K 1E9 | Sprinkler Permit | Residential | New | Completed | Residential - 1FD+SS - #1 & #2 - new sprinkler system To construct a 2 storey one-family dwelling with a secondary suite located in the Basement with a detached accessory building (garage) at the rear providing 2 parking spaces, having vehicular access from the lane. 1. Covenant registered at the Land Title Office under CA9296073 2. No Strata Titling permitted 3. A/C proposed – Exterior component located in rear yard, Interior component located in mechanical room (basement) | Alco Fire Protection Ltd
PP-2022-02711 | 2022-08-05 | 2880 TRINITY STREET, Vancouver, BC V5K 1E9 | Plumbing Permit | Residential | New | Completed | Residential - 1FD+SS - #1 & #2 - 2 roof deck drains To construct a 2 storey one-family dwelling with a secondary suite located in the Basement with a detached accessory building (garage) at the rear providing 2 parking spaces, having vehicular access from the lane. 1. Covenant registered at the Land Title Office under CA9296073 2. No Strata Titling permitted 3. A/C proposed – Exterior component located in rear yard, Interior component located in mechanical room (basement) | Funaro Plumbing and Heating
GP-2022-01999 | 2022-07-06 | 2880 TRINITY STREET, Vancouver, BC V5K 1E9 | Gas Permit | Residential | New | Completed | Residential - Gas fireplace installation >BP: To construct a 2 storey one-family dwelling with a secondary suite located in the Basement ($642,137.50) with a detached accessory building (garage) at the rear providing 2 parking spaces, having vehicular access from the lane. 1. Covenant registered at the Land Title Office under CA9296073 2. No Strata Titling permitted 3. A/C proposed – Exterior component located in rear yard, Interior component located in mechanical room (basement) 4. Schedule B: (CARLOS CHIU) P.Eng (604-737-9830) Structural 5. Schedule B: (PAULLUS K.F. YOUNG) P.Eng (604-841-7748) Geotechnical 6. HPO: Residential Builder- (MILODELIA HOMES LTD.) | 496302 BC Ltd
GP-2022-02038 | 2022-07-11 | 2880 TRINITY STREET, Vancouver, BC V5K 1E9 | Gas Permit | Residential | New | Completed | Residential - running gas line to appliances | Zappone Plumbing & Heating
GP-2022-02079 | NULL | 2880 TRINITY STREET, Vancouver, BC V5K 1E9 | Gas Permit | Residential | New | Withdrawn | Residential - Gas fireplace installation | 496302 BC Ltd
PP-2022-01523 | 2022-05-04 | 2880 TRINITY STREET, Vancouver, BC V5K 1E9 | Plumbing Permit | Residential | New | Completed | Residential - plumbing for new SFD with Secondary Suite >To construct a 2 storey one-family dwelling with a secondary suite located in the Basement ($642,137.50) with a detached accessory building (garage) at the rear providing 2 parking spaces, having vehicular access from the lane. | Funaro Plumbing and Heating
EP-2022-03307 | 2022-04-28 | 2880 TRINITY STREET, Vancouver, BC V5K 1E9 | Electrical Permit | Residential | New | Completed | Installation / Repair - Residential - Complete new wiring for a 2 storey one-family dwelling with a secondary suite. >BP: To construct a 2 storey one-family dwelling with a secondary suite located in the Basement ($642,137.50) with a detached accessory building (garage) at the rear providing 2 parking spaces, having vehicular access from the lane. 1. Covenant registered at the Land Title Office under CA9296073 2. No Strata Titling permitted 3. A/C proposed – Exterior component located in rear yard, Interior component located in mechanical room (basement) 4. Schedule B: (CARLOS CHIU) P.Eng (604-737-9830) Structural 5. Schedule B: (PAULLUS K.F. YOUNG) P.Eng (604-841-7748) Geotechnical 6. HPO: Residential Builder- (MILODELIA HOMES LTD.) Note: This is a 2 storey building pursuant to the Zoning and Development By-Law Address Information: #1-2880 Trinity St - One Family Dwelling (1st to 3rd floor) #2-2880 Trinity St - Secondary Suite (basement) Address and suite numbers assigned as per approved plans for Fire and Emergency response. The address number is to be posted on the building to be visible from the street and the suite numbers are to be posted at the suite entries in accordance with the Building By-law prior to final inspection. **THIS PERMIT HAS BEEN ISSUED UNDER THE REQUIREMENTS OF VBBL #12511 (2019) ** | Dantec Services Ltd
PP-2022-00802 | 2022-03-09 | 2880 TRINITY STREET, Vancouver, BC V5K 1E9 | Plumbing Permit | Residential | New | Completed | Residential - Applying for a sump permit | Milodelia Homes Ltd
EP-2022-00710 | 2022-02-01 | 2880 TRINITY STREET, Vancouver, BC V5K 1E9 | Electrical Permit | Residential | New | Expired | Temporary Power - Residential - To provide temporary power. NOTE: Work authorized by this permit is for placement of a temporary power pole only and does not authorize any site construction and/or excavation. A separate Building Permit will be required prior to commencement of any other work on this site. | Dantec Services Ltd
GP-2023-01086 | 2023-03-29 | 2486 VENABLES STREET, Vancouver, BC V5K 2P9 | Gas Permit | Residential | Renovation | Completed | Residential - Furnace replacement | Angels Heating & Cooling Ltd
GP-2023-00928 | 2023-03-15 | 2486 VENABLES STREET, Vancouver, BC V5K 2P9 | Gas Permit | Residential | Tenant Improvement | Cancelled | Residential - Re and Re the furnace | Moore & Russell Heating Ltd
EP-2023-11105 | 2023-12-21 | 2115 UPLAND DRIVE, Vancouver, BC V5P 2C9 | Electrical Permit | Residential | New | Issued | Installation / Repair - Residential - ¦ 1FD + 1SS- 200A ¦ 2 SEPARATE 200A SERVICES ¦ New construction wiring. -Load calc uploaded. Notes: Main house includes an electric boiler for heating. We are going to do two sets of dedicated 200A service. One for the main house, the other one for the laneway house *An approved mechanical permit is required for the installation of air conditioning or heat pump unit before a final electrical inspection will be performed >BP: To construct a 2 storey one-family dwelling with a secondary suite located in the Basement ($890,000) with an open parking pad, providing 1 parking space, having vehicular access from the 20' Lane. 1. Covenant registered at the Land Title Office under CB838228 2. Exterior Mechanical Unit proposed – Exterior component located in Rear yard, Interior component located in second floor. 3. Schedule B: (Tsung-Hua Yang) P.Eng (604.729.0585) Struct. & Geo. 4. HPO: Residential Builder- Unique-Style Homes Ltd #38466 Note: The entire building to be sprinklered to NFPA 13D Note: This is a 2 storey building pursuant to the Zoning and Development By-Law ***This permit is issued under the VBBL 2019, with updated energy requirements as per bylaw # 12997 effective Jan 01, 2022.** | Bright Ocean Electric Ltd
PP-2023-04447 | 2024-01-03 | 2115 UPLAND DRIVE, Vancouver, BC V5P 2C9 | Plumbing Permit | Residential | New | Issued | Residential - plumbing >BP: To construct a 2 storey one-family dwelling with a secondary suite located in the Basement with an open parking pad, providing 1 parking space, having vehicular access from the 20' Lane. 1. Covenant registered at the Land Title Office under CB838228 2. Exterior Mechanical Unit proposed – Exterior component located in Rear yard, Interior component located in second floor. 3. Schedule B: (Tsung-Hua Yang) P.Eng (604.729.0585) Struct. & Geo. 4. HPO: Residential Builder- Unique-Style Homes Ltd #38466 | WDR CONTRACTING LTD
PP-2023-04439 | 2024-01-03 | 2115 UPLAND DRIVE, Vancouver, BC V5P 2C9 | Plumbing Permit | Residential | New | Issued | Residential - sump | East West Excavating 2022 ltd
EP-2023-07724 | 2023-08-23 | 2115 UPLAND DRIVE, Vancouver, BC V5P 2C9 | Electrical Permit | Residential | New | Issued | Temporary Power - Residential - To provide temporary power. >Amend: Dec. 11th -Installed a 60A temp service instead of 100A. | Bright Ocean Electric Ltd
EP-2022-03813 | 2022-05-10 | 3286 VENABLES STREET, Vancouver, BC V5K 2S6 | Electrical Permit | Residential | Addition | Completed | Installation / Repair - Residential - Relocate and upgrade the service of main house for build new laneway house. From 100A to 125A. | Powerful Electric Ltd
EP-2023-03719 | 2023-04-28 | 99 VICTORIA DRIVE, Vancouver, BC V5L 4C1 | Electrical Permit | Commercial | New | Issued | Installation / Repair - Commercial - Low voltage installation of CCTV and Security alarm system. | Telus Custom Security Systems Inc
EP-2023-01526 | 2023-03-24 | 188 VICTORIA DRIVE, Vancouver, BC V5L 4C3 | Electrical Permit | Commercial | Renovation | Completed | Installation / Repair - Commercial - Electrical maintenance on the elevator Machine Room Replace fixtures in machine room and pit with new 4' LED fixtures Replace receptacles in machine room and pit with GFCI receptacles Replace ground wire from building ground to elevator machine room Reuse existing car light disconnect, connect to new controller Reuse existing main disconnect. Add aux contact to indicate in off position Install phone line to elevator controller Relocate Data lines in machine room. Will use consolidation point outside of machine room to connect wires and run new cables to server room using conduit through loading area. ill core new hole in server room floor. Install 24,000 BTU heat pump in machine room. No structural work to be done. Coring small holes to run wiring only. No drawings available. AC unit to be located outside of elevator machine room. Elevator load will be same as existing. | Sasco Contractors Ltd
EP-2022-07319 | 2022-08-31 | 188 VICTORIA DRIVE, Vancouver, BC V5L 4C3 | Electrical Permit | Commercial | Renovation | Completed | Installation / Repair - Commercial - Re-locating (1) smoke detector-Fire Alarm | AG Electric and Alarm Monitoring Co Ltd
GP-2023-03899 | 2023-12-06 | 3154 VENABLES STREET, Vancouver, BC V5K 2S4 | Gas Permit | Residential | Renovation | Completed | Residential - REPLACE A BOILER | Superstar Plumbing Heating & Sprinkler Supplies Ltd
EP-2023-09519 | 2023-10-20 | 3295 VICTORIA DRIVE, Vancouver, BC V5N 4M3 | Electrical Permit | Residential | New | Issued | Temporary Power - Residential - To provide temporary power. | SS Electrical Limited
EP-2023-02452 | 2023-03-22 | 3360 VICTORIA DRIVE, Vancouver, BC | Electrical Permit | Commercial | Tenant Improvement | Completed | Installation / Repair - Commercial - Install new Electrical Kiosk for a new service, Three level 2 EV Chargers, networked to gateway. Install network gateway for cellular communications. | Power Pros Electrical Ltd
EP-2022-02661 | 2022-04-01 | 3360 VICTORIA DRIVE, Vancouver, BC | Electrical Permit | Commercial | Renovation | Completed | Installation / Repair - Commercial - Wiring for PH Monitor | Fraser Valley Refrigeration Ltd
EP-2023-06875 | 2023-07-27 | 3381 VICTORIA DRIVE, Vancouver, BC V5N 4M3 | Electrical Permit | Commercial | New | Issued | Temporary Power - Commercial - To provide temporary power. | Ott Electric Ltd
SP-2023-02207 | 2023-12-19 | 3381 VICTORIA DRIVE, Vancouver, BC V5N 4M3 | Sprinkler Permit | Residential | New | Issued | Residential - For sprinkler system work to the 2019 VBBL and NFPA 13R, 2013 for the interior and exterior alterations, addition, and relocation to convert this character house one family dwelling to a four-storey multiple dwelling containing 3 dwelling units and to stratify the lot. New sprinkler system to be installed with a common backflow for the MCD and Infill. Engineer of Record: Farzad Hemmati 604-649-4574 farzadh@bmactc.com Related Permits: SP-2023-02208 - Infill AL-2023-00119 - Egress From Dwelling Units | Haven Fire Protection Ltd
EP-2023-10497 | 2024-01-08 | 3381 VICTORIA DRIVE, Vancouver, BC V5N 4M3 | Electrical Permit | Commercial | Addition | Issued | Installation / Repair - Commercial - ¦ MCD- 3FD: 150A ¦ NFPA 13R ¦ AL -2 car garages and 2 car ports -new 400 amps service *AL-2023-00119 accepted ¦ The smoke alarms will not be interfaced with a fire alarm system ¦ Electric flashing strobes connected to in-suite smoke alarms, will be located above the exterior entry to each dwelling unit >BP: Interior and exterior alterations, addition, and relocation to convert this character house one family dwelling to a four-storey multiple dwelling containing 3 dwelling units and to stratify the lot. ******THIS PERMIT HAS BEEN REVIEWED UNDER THE REQUIREMENTS OF VBBL 2019******** Building review branch notes: 1. Upgrade to F4,S4,N4,A4 2. Building to be sprinklered to NFPA 13R 3. AL-2023-00119 accepted BP-2023-01222 for Infill building DP-2022-00262 | Ott Electric Ltd
GP-2022-00410 | 2022-02-09 | 3807 VICTORIA DRIVE, Vancouver, BC V5N 4M7 | Gas Permit | Residential | Renovation | Completed | Residential - Furnace Replacement | Hillcrest Plumbing & Heating (1991) Ltd
GP-2022-02739 | 2022-09-12 | 3881 VICTORIA DRIVE, Vancouver, BC V5N 4M7 | Gas Permit | Residential | Addition | Completed | Residential - 70,000 BTU Furnace re/re | HAMZEH GERAMI Dba Nation Heating & Cooling
PP-2022-01716 | 2022-05-19 | 3892 VICTORIA DRIVE, Vancouver, BC V5N 4M8 | Plumbing Permit | Residential | Renovation | Completed | Residential - Bathroom remodeling, kitchen re and re >BP: Interior alterations to renovate this existing one family dwelling with a secondary suite on this site. Scope of work includes the removal of an interior partition wall and new insulation in the roof and sections of the main floor. OK for field review as per Jamie Zhang, Jan.27/22. Notes: - This building is not sprinklered. - DBI to determine on site if Schedule B, Structural is required. - REUP Submitted by Doug Martin, 604-614-7985. Scope of work to include energy upgrade in accordance with Article 11.2.1.4 of the 2019 Vancouver Building By-law and as per the Energy Efficiency Upgrade Details noted in the Energuide Report. Amend: July 6, 2022 No additional piping was needed. If you could please remove the 5m of piping | Milton R P Gardner
EP-2022-03832 | 2022-05-10 | 3892 VICTORIA DRIVE, Vancouver, BC V5N 4M8 | Electrical Permit | Residential | Renovation | Completed | Installation / Repair - Residential - Re-wire the main floor; Kitchen, Bathroom, Living/Dining rooms, and 3 bedrooms. This also includes linking the smoke alarms on the main floor to the basement smoke alarms. >BP: Interior alterations to renovate this existing one family dwelling with a secondary suite on this site. Scope of work includes the removal of an interior partition wall and new insulation in the roof and sections of the main floor. OK for field review as per Jamie Zhang, Jan.27/22. Notes: - This building is not sprinklered. - DBI to determine on site if Schedule B, Structural is required. - REUP Submitted by Doug Martin, 604-614-7985. Scope of work to include energy upgrade in accordance with Article 11.2.1.4 of the 2019 Vancouver Building By-law and as per the Energy Efficiency Upgrade Details noted in the Energuide Report. | Nightingale Electric Ltd
EP-2022-04956 | 2022-06-13 | 2565 W 10TH AVENUE, Vancouver, BC V6K 2J5 | Electrical Permit | Residential | Renovation | Completed | Installation / Repair - Residential - add a washroom >BP: Related to CF-2021-008467 Interior and exterior alterations to add a 232 sq. ft addition to the rear of the main floor of this existing one-family dwelling with secondary suite on this site. Scope of work includes Installing a walk in shower, a toilet and a sink in the main floor bathroom The basement only is sprinklered. REUP form submitted by Karan Brar, Capital Home Energy Inc - no upgrades required Structural Schedule B submitted by Kosta Marcakis, P.Eng. - 604.254.0868 Amend: Nov 10, 2022 Relocate kitchen, wiring or extra bedrooms and living area, pot lights, smoke detectors, additional panel, remove nob and tube wiring, general clean up. Additional cost $5000.00 for instalation | Frank A MacLeod
PP-2022-04507 | 2022-12-19 | 2565 W 10TH AVENUE, Vancouver, BC V6K 2J5 | Plumbing Permit | Residential | Addition | Completed | Residential - I will be tying into the existing 4-in stack in order to run drainage up to the kitchen sink and dishwashers new location as well as install a new water closet, lavatory and shower. I we'll also be running the domestic water pipe to all these locations. >Related to CF-2021-008467 Interior and exterior alterations to add a 232 sq. ft addition to the rear of the main floor of this existing one-family dwelling with secondary suite on this site. Scope of work includes Installing a walk in shower, a toilet and a sink in the main floor bathroom The basement only is sprinklered. REUP form submitted by Karan Brar, Capital Home Energy Inc - no upgrades required Structural Schedule B submitted by Kosta Marcakis, P.Eng. - 604.254.0868 | Jeffrey Banks
EP-2023-04348 | 2023-05-23 | 3863 W 10TH AVENUE, Vancouver, BC V6R 2G6 | Electrical Permit | Residential | Renovation | Completed | Installation / Repair - Residential - 200 AMP overhead Service Upgrade with new meterbase, mast, and panelboard. | RAYMOND ELECTRICAL SOLUTIONS LTD.
NULL | NULL | 3202 TURNER STREET, Vancouver, BC V5K 2H3 | Gas Permit | Residential | New | Withdrawn | Residential - All black iron piping includes fittings.2PSIG Gas natural gas pressure.Boiler vent is system 636 with orange glue.Piping only for kitchen range. | POLLY MECHANICAL LTD
GP-2022-01459 | 2022-05-11 | 3202 TURNER STREET, Vancouver, BC V5K 2H3 | Gas Permit | Residential | New | Completed | Residential - All black iron piping includes fittings. Natural gas with 2 PSIG pressure. Boiler vent system 636 with orange glue.one boiler and 1 kitchen. Piping only for kitchen. Complete installation for boiler | POLLY MECHANICAL LTD
NULL | NULL | 3202 TURNER STREET, Vancouver, BC V5K 2H3 | Gas Permit | Residential | New | Withdrawn | Residential - all black iron piping includes fittings. Natural gas with 2 psig pressure. System 636 grey CPVC boiler vent. Piping only for kitchen | POLLY MECHANICAL LTD
EP-2022-03998 | 2022-05-16 | 3202 TURNER STREET, Vancouver, BC V5K 2H3 | Electrical Permit | Residential | New | Completed | Installation / Repair - Residential - Extra low voltage roughing and finishing >BP: To construct a two-storey two-family dwelling ($534,750.00) with a detached accessory building (garage) at the rear providing 2 parking spaces, having vehicular access from the lane. Note: This Building Permit will remain in a suspended status until the associated (green) Demolition Permit BP-2021-04915 is completed. Note: This is a 2 storey building pursuant to the Zoning and Development By-Law 1. No A/C units proposed 2. No Bar sinks proposed 3. Schedule B: Shambhu N. Biswas, P.Eng (604-250-8666) Structural Thanh Le, P.Eng. (604-421-3288) Geotechnical 4. HPO: Residential Builder - JWIN Homes Ltd Address Note: NORTH UNIT 3202 - Turner St - One Family Dwelling (1st, and 2nd storey) *Primary SOUTH UNIT 606 - Windermere St - One Family Dwelling (1st, and 2nd storey) Address numbers assigned as per approved plans for Fire and Emergency response. The address numbers are to be posted to the building to be visible from the street and in accordance with the Building By-law prior to final inspection. ******THIS PERMIT HAS BEEN ISSUED UNDER THE REQUIREMENTS OF VBBL #12511 (2019)****** | Smarthomes Security Ltd.
SP-2022-00777 | 2022-05-19 | 3202 TURNER STREET, Vancouver, BC V5K 2H3 | Sprinkler Permit | Residential | New | Completed | Residential - new sprinkler installation To construct a two-storey two-family dwelling with a detached accessory building (garage) at the rear providing 2 parking spaces, having vehicular access from the lane. Note: This is a 2 storey building pursuant to the Zoning and Development By-Law 1. No A/C units proposed 2. No Bar sinks proposed 3. Schedule B: Shambhu N. Biswas, P.Eng (604-250-8666) Structural Thanh Le, P.Eng. (604-421-3288) Geotechnical 4. HPO: Residential Builder - JWIN Homes Ltd | Real Tech Fire Protection Ltd
PP-2022-00768 | 2022-03-07 | 3202 TURNER STREET, Vancouver, BC V5K 2H3 | Plumbing Permit | Residential | New | Completed | Residential - 2FD - NORTH UNIT - 3202 TURNER ST SOUTH UNIT - 606 WINDERMERE ST New duplex home To construct a two-storey two-family dwelling with a detached accessory building (garage) at the rear providing 2 parking spaces, having vehicular access from the lane. Note: This is a 2 storey building pursuant to the Zoning and Development By-Law 1. No A/C units proposed 2. No Bar sinks proposed | RISER PLUMBING & HEATING LTD
PP-2022-00309 | 2022-01-31 | 3202 TURNER STREET, Vancouver, BC V5K 2H3 | Plumbing Permit | Residential | New | Completed | Residential - 2FD - NORTH UNIT- 3202 TURNER ST SOUTH UNIT - 606 WINDERMERE ST santry and storm con with one sump To construct a two-storey two-family dwelling with a detached accessory building (garage) at the rear providing 2 parking spaces, having vehicular access from the lane. Note: This Building Permit will remain in a suspended status until the associated (green) Demolition Permit BP-2021-04915 is completed. Note: This is a 2 storey building pursuant to the Zoning and Development By-Law 1. No A/C units proposed 2. No Bar sinks proposed | AKAL DEMOLITION & EXCAVATING LTD
EP-2022-00062 | 2022-01-07 | 3202 TURNER STREET, Vancouver, BC V5K 2H3 | Electrical Permit | Residential | New | Completed | Installation / Repair - Residential - Electrical installation for a duplex with a detached accessory building(garage) at the rear providing 2 parking spaces. >BP: To construct a two-storey two-family dwelling ($534,750.00) with a detached accessory building (garage) at the rear providing 2 parking spaces, having vehicular access from the lane. Note: This Building Permit will remain in a suspended status until the associated (green) Demolition Permit BP-2021-04915 is completed. Note: This is a 2 storey building pursuant to the Zoning and Development By-Law 1. No A/C units proposed 2. No Bar sinks proposed 3. Schedule B: Shambhu N. Biswas, P.Eng (604-250-8666) Structural Thanh Le, P.Eng. (604-421-3288) Geotechnical 4. HPO: Residential Builder - JWIN Homes Ltd Address Note: NORTH UNIT 3202 - Turner St - One Family Dwelling (1st, and 2nd storey) *Primary SOUTH UNIT 606 - Windermere St - One Family Dwelling (1st, and 2nd storey) Address numbers assigned as per approved plans for Fire and Emergency response. The address numbers are to be posted to the building to be visible from the street and in accordance with the Building By-law prior to final inspection. ******THIS PERMIT HAS BEEN ISSUED UNDER THE REQUIREMENTS OF VBBL #12511 (2019)****** | Qi Electrical Ltd
GP-2022-00026 | 2022-01-07 | 3208 TURNER STREET, Vancouver, BC V5K 2H3 | Gas Permit | Residential | Renovation | Completed | Residential - Re&Re furnace BTU:60.000 | Milani Plumbing Heating & Air Conditioning Ltd
GP-2023-03217 | 2023-10-24 | 3226 TURNER STREET, Vancouver, BC V5K 2H3 | Gas Permit | Residential | Addition | Completed | Residential - TO INSTALL 1 FURNACE + 1 TANKLESS WATER HEATER | BC Care Heating Services Ltd
NULL | NULL | 3278 TURNER STREET, Vancouver, BC V5K 2H3 | Electrical Permit | Residential | Renovation | Draft | Installation / Repair - Residential - Repair Emily knob | NULL
EP-2023-04353 | 2023-05-26 | 3278 TURNER STREET, Vancouver, BC V5K 2H3 | Electrical Permit | Residential | Renovation | Completed | Installation / Repair - Residential - Repair Emily knob | BERNARD ALBINDIA; TWIN'S ELECTRICAL
EP-2023-03647 | 2023-04-27 | 3290 TURNER STREET, Vancouver, BC V5K 2H3 | Electrical Permit | Residential | Addition | Completed | Installation / Repair - Residential - Upgrade service from 100A to 200A. -Amend: May 4th - increased cost of installation by $1500 -Amend: May 10th - add $600 to proper project value, because Owner want to install one EV charger receptacle | Scion Electric Ltd
EP-2023-01407 | 2023-02-22 | 3295 TURNER STREET, Vancouver, BC V5K 2H4 | Electrical Permit | Residential | Renovation | Completed | Installation / Repair - Residential - Removal of 35+ year old Federal Pioneer 100 Amp Electrical Panel, with new Schneider panel and breakers. -Service is not being increased, simple remove and replacement. Existing Service conductors from old panel were re-used. Panel is in the same location as the old panel, same conduit from meter base was also used for new panel. | ACMann Electrical Ltd
GP-2022-03887 | 2022-12-06 | 3315 TURNER STREET, Vancouver, BC V5K 2H5 | Gas Permit | Residential | Renovation | Issued | Residential - Installing a new Navien Combi Boiler RE&RE | Superstar Plumbing Heating & Sprinkler Supplies Ltd
MP-2022-00343 | 2022-10-04 | 613 UNION STREET, Vancouver, BC V6A 2C1 | Mechanical Permit | NULL | NULL | Completed | NULL | Milani Electric Limited
EP-2022-08412 | 2022-10-14 | 613 UNION STREET, Vancouver, BC V6A 2C1 | Electrical Permit | Residential | Renovation | Issued | Installation / Repair - Residential - Electrical supply for heat pump MP-2022-00343 Amend: Jan 23rd, 2023 Updated load calculation Amend: Sept 14, 2023 change the FSR name - work completed by Shahbuddin H. Maknojiya CEL000248972 | Milani Electric Limited
GP-2023-00728 | 2023-03-01 | 628 UNION STREET, Vancouver, BC V6A 2B9 | Gas Permit | Residential | Renovation | Completed | Residential - Re&re furnace | Milani Plumbing Heating & Air Conditioning Ltd
EP-2022-04937 | 2022-06-13 | 657 UNION STREET, Vancouver, BC V6A 2C1 | Electrical Permit | Residential | Renovation | Completed | Installation / Repair - Residential - Rough-in & install new 200 Amp meter base on new private pole and install overhead quadplex cable. Install new 200amp electrical panel | Santec Electric Inc
EP-2022-04230 | 2022-05-24 | 731 UNION STREET #1, Vancouver, BC V6A 2C3 | Electrical Permit | Residential | Addition | Completed | Installation / Repair - Residential - Detached Garage wiring and finish -I m doing wiring for garage and put one extra panel to garage. Duplex meterbase have with disconnect . So I don’t need to disconnect.125 amp panel goes to garage. And subfeed to house from garage >BP: To construct a detached 19' x 21' accessory building (two car garage) at the rear of this existing one-family dwelling with a secondary suite at the rear of the site, having vehicular access from the rear lane. Structural Engineer for garage Ye Ming Li Related to DP-2021-00420 OK for SIPs per Rosa Astorino, December 14, 2021. | AECOM ELECTRIC LTD
EP-2022-01431 | 2022-02-24 | 5880 VICTORIA DRIVE, Vancouver, BC V5P 3W9 | Electrical Permit | Commercial | Tenant Improvement | Completed | Installation / Repair - Commercial - Installation of low voltage data cabling >BP: Change of use of approximately 6,241 square feet from Health Enhancement Centre to Health Care Office, and interior and exterior alterations to provide improvements for new Health Care Office tenant in this existing commercial building. Exterior renovations are limited to provide a new ramp and storefront glazing at the front entrance and add new two rooftop units. OK for field review as per Eun Jeon, April 1, 2021 Note: 1. Parking relaxed by David Jung with a condition of parking layout changes approved by City Engineering Department. 2. OK to process as DB for exterior alterations as per David Cha, April 23, 2021 Note to applicant: It is applicant and owner's responsibility to get consent from the adjacent property owner if work impacts the adjacent property. Energy Upgrade: E4 - Lighting - Upgrade all Lighting Controls (per 9.4.1.1 of ASHRAE 90.1-2016) CRP Schedule A & Architectural Schedule B submitted by Tony Yip, Architect AIBC, 604.669.9460 Structural Schedule B submitted by Patrick Lam, P. Eng, Struct. Eng, 604.731.6584 Mechanical & Plumbing Schedule B submitted by Peter Kuo, 778.788.4925 Electrical Schedule B submitted by Michael Ablang, P.Eng., 778.357.0157 Schedule D submitted by Aaron A. MacLellan, P.Eng. M.Eng, 604.946.9910 Revision #1 Added wall type W7 in wall legend on page A-000 Added wall type W7 for exterior East wall on page A-101 Added Exterior window replacement, new elevation and details on page A-600 Exterior alterations OK per Andrew W. | Centre Electric Ltd
EP-2022-01966 | 2022-03-14 | 2772 VENABLES STREET, Vancouver, BC V5K 2R6 | Electrical Permit | Residential | Renovation | Completed | Installation / Repair - Residential - Running a 240v 30a cable to a subpanel in workshop. Wiring outlets for shop equipment. | Tyler G Wray
EP-2023-11400 | 2024-01-09 | 2778 VENABLES STREET, Vancouver, BC V5K 2R6 | Electrical Permit | Residential | Renovation | Issued | Installation / Repair - Residential - New 30A circuit for heat pump -Current service to the house is 100A 120/240 NO MP AT THIS TIME OF ISSUANCE. | Nxwave Projects Ltd
NULL | NULL | 2778 VENABLES STREET, Vancouver, BC V5K 2R6 | Mechanical Permit | NULL | NULL | Draft | NULL | NULL
GP-2024-00144 | 2024-01-17 | 2778 VENABLES STREET, Vancouver, BC V5K 2R6 | Gas Permit | Residential | Renovation | Issued | Residential - replacement of one water heater and furnace | NORTHERN COMFORT SOLUTIONS LTD
GP-2022-03432 | 2022-11-03 | 2875 VENABLES STREET, Vancouver, BC V5K 2R7 | Gas Permit | Residential | Renovation | Completed | Residential - INSTALL INSERT EX32I | BC Fireplace Service Inc
EP-2023-10432 | 2023-11-23 | 2880 VENABLES STREET, Vancouver, BC V5K 4Z6 | Electrical Permit | Commercial | Tenant Improvement | Issued | Installation / Repair - Commercial - EXTRA LOW VOLTAGE - Installation of upgraded security alarm system Yes, we are upgrading the existing equipment and adding devices as required. -complete security system | Tyco Integrated Fire & Security Canada Inc/Tyco Feu Et Securite Integres Canada Inc
NULL | NULL | 2880 VENABLES STREET, Vancouver, BC V5K 4Z6 | Electrical Permit | Commercial | NULL | Draft | Movie Set / Filming - To allow for Movie Set/Filming Applicant shall provide completed Contractor Declaration form, and dates of filming and associated location(s) to csinspection.clerks@vancouver.ca prior to the commencement of filming. Visit vancouver.ca/inspections for more details. | NULL
EP-2024-00271 | 2024-01-17 | 4854 VICTORIA DRIVE, Vancouver, BC V5N 4P5 | Electrical Permit | Commercial | Renovation | Issued | Installation / Repair - Commercial - Service repair 3ph 200A overhead with outdoor disconnect and meter, and indoor 200A main panel. | Dormit X Enterprises Ltd
PP-2023-02621 | 2023-07-28 | 4854 VICTORIA DRIVE, Vancouver, BC V5N 4P5 | Plumbing Permit | Commercial | Tenant Improvement | Issued | Commercial - Add a new washroom >BP: Interior alteration to include an office, universal washroom, and a spray booth for this existing autobody building. VBBL 2019 - Existing non-sprinklered building. Rev #1 (May 17, 2023) - To change in the "details" tab from Part 3 to Part 9 Building. | Cheng Xing Holdings Ltd
PP-2023-00116 | 2023-01-16 | 4866 VICTORIA DRIVE, Vancouver, BC V5N 4P5 | Plumbing Permit | Commercial | Renovation | Completed | Commercial - installing fixtures only in bathrooms and bar sink ( CF-2023-000002) | GRIZZLY PLUMBING & HEATING LTD
NULL | NULL | 4866 VICTORIA DRIVE, Vancouver, BC V5N 4P5 | Plumbing Permit | Commercial | Renovation | Draft | Commercial - Rough in and finishing for 2 hand sink ,1 mop sink ,2 comp sink ,1 dishwasher . 1 grease interceptor 75 GPM | NULL
EP-2022-06070 | 2022-07-21 | 4933 VICTORIA DRIVE, Vancouver, BC V5P 3T7 | Electrical Permit | Commercial | Tenant Improvement | Completed | Installation / Repair - Commercial - Replace 1 battery pack for emergency lighting inside Husky store | Grimes & White Electrical Services Ltd.
EP-2023-01637 | 2023-03-06 | 5128 VICTORIA DRIVE, Vancouver, BC V5P 3V2 | Electrical Permit | Commercial | Addition | Issued | Installation / Repair - Commercial - Upgrade service from 200 Amp single phase to 200 Amp three phase. The existing service is a single 200 Amp. We will upgrade in three phases to 200 Amp 120/208 volt. They are going to open a coffee shop. Some of the equipment needs three phases. | Hallmark Electrical Contractors (2016) Ltd
EP-2022-02638 | 2022-04-01 | 5155 VICTORIA DRIVE, Vancouver, BC V5P 3V1 | Electrical Permit | Commercial | Addition | Completed | Installation / Repair - Commercial - Security System Installation - CCTV system >BP: Exterior and interior alterations for tenant improvements for the new tenant to this existing restaurant - Class 1 on the ground floor of this existing one-storey commercial building. Scope of work includes a new rooftop exhaust unit, new class 1 cooking hood. Notes: 1. Proposed occupant load: 137 2. Any increase in occupant load shall require further review of the VBBL and may require additional washrooms. | Price's Alarm Systems Ltd.
EP-2022-01353 | 2022-02-24 | 5155 VICTORIA DRIVE, Vancouver, BC V5P 3V1 | Electrical Permit | Commercial | Renovation | Completed | Installation / Repair - Commercial - To continue work started by others (EP-2021-04682) Take over previous electrician's job. Add a sub panel, finish off the kitchen interlocking with a local bell and add a light in the mechanical room. >BP: Exterior and interior alterations for tenant improvements for the new tenant to this existing restaurant - Class 1 on the ground floor of this existing one-storey commercial building. Scope of work includes a new rooftop exhaust unit, new class 1 cooking hood. Notes: 1. Proposed occupant load: 137 2. Any increase in occupant load shall require further review of the VBBL and may require additional washrooms. | Ling-Tec Electrical Service Ltd
EP-2022-07873 | 2022-10-26 | 3833 W 11TH AVENUE, Vancouver, BC V6R 2K8 | Electrical Permit | Residential | Renovation | Completed | Installation / Repair - Residential - *MANDATORY ELECTRICAL WORK -remove range receptacle and kitchen hood fan from illegal suite. install waterproof cover for outside switch by stairway. correct double tap for over current device in the panel. -CF-2021-000570 -Homeowner decides not to legalize. I will correct the items listed #1-#5 and remove unauthorized kitchen and the cooking facilities. | Powerlink Electric Ltd
EP-2023-04029 | 2023-05-09 | 3834 W 11TH AVENUE, Vancouver, BC V6R 2K9 | Electrical Permit | Residential | Tenant Improvement | Issued | Installation / Repair - Residential - Upgrade service from 125 amps to 200 amps. | Richard Lang Ho
EP-2023-03128 | 2023-04-12 | 3862 W 11TH AVENUE, Vancouver, BC V6R 2K9 | Electrical Permit | Residential | Renovation | Completed | Installation / Repair - Residential - Service upgrade from 125-amps to 200-amps overhead to garage then underground to house. | Wespac Electrical Contractor Ltd
GP-2023-03657 | 2023-11-21 | 3619 TRAFALGAR STREET, Vancouver, BC V6L 2M3 | Gas Permit | Residential | Addition | Completed | Residential - REPLACEMENT OF THE WATER HEATER | BCRC Plumbing and Heating Ltd
GP-2023-03281 | 2023-10-30 | 2547 TURNER STREET, Vancouver, BC V5K 2E9 | Gas Permit | Residential | Renovation | Completed | Residential - replacement of combi boiler | Xpert Mechanical
GP-2023-01349 | 2023-04-25 | 2550 TURNER STREET, Vancouver, BC V5K 2E8 | Gas Permit | Residential | Renovation | Completed | Residential - Disconnect stove and cap gas line Disconnect vent and cap vent | BNA Systems Inc and/or Kirkland Metal Shop Ltd
GP-2023-01299 | 2023-04-21 | 2573 TURNER STREET, Vancouver, BC V5K 2E9 | Gas Permit | Residential | New | Completed | Residential - 1FD - #1 - Fisher & Paykel 36" Gas Cooktop >DB: To construct a 2 storey + cellar one-family dwelling with a surface parking at the rear providing 1 parking space, having vehicular access from the lane. ***The entire building to be sprinklered to NFPA 13D*** Note: This is a 2 storey building pursuant to the Zoning and Development By-Law 1- A/C unit proposed 2- No bar sink proposed in cellar | Han Appliances & Refrigeration Ltd
EP-2022-06704 | 2022-08-10 | 2573 TURNER STREET, Vancouver, BC V5K 2E9 | Electrical Permit | Residential | New | Expired | Temporary Power - Residential - To provide temporary power. | Torro Electric Ltd
PP-2022-00035 | 2022-01-07 | 2573 TURNER STREET, Vancouver, BC V5K 2E9 | Plumbing Permit | Residential | New | Completed | Residential - Lwh plumbing To construct a 2 storey laneway house building with an open parking pad providing 1 parking space having vehicular access from the lan Note: Parking for the site has been provided under DB (construction of LWH) Note: This is a 1 1/2 storey building pursuant to the Zoning & Development By-law 1. Covenant registered at the Land Title Office under CA8205351 2. No Strata Titling permitted 3. A/C unit proposed 4. No bar sink proposed 5. Structural schedule B: Alan Prahalad P.Eng of Summit Engineering Corp. (604.831.1431) 6. Geotechnical schedule B: Mohammad Deriszadeh of GeoPacific Consultants Ltd. (604.439.0922) 7. HPO: Vittori Developments Ltd. | HPL Plumbing & Heating Ltd
GP-2022-01223 | 2022-04-25 | 2573 TURNER STREET, Vancouver, BC V5K 2E9 | Gas Permit | Residential | New | Completed | Residential - Installation of 1 gas fireplace - venting and hook up only | Urban Fireplaces Ltd
SP-2022-00432 | 2022-03-25 | 2573 TURNER STREET, Vancouver, BC V5K 2E9 | Sprinkler Permit | Residential | New | Completed | Residential - To Install 34 sprinkler heads >BP: To construct a 2 storey + cellar one-family dwelling ($914,087) with a surface parking at the rear providing 1 parking space, having vehicular access from the lane. ***The entire building to be sprinklered to NFPA 13D*** Note: This is a 2 storey building pursuant to the Zoning and Development By-Law 1- A/C unit proposed 2- No bar sink proposed in cellar 3- Structural schedule B: Alan Prahalad P.Eng of Summit Engineering Corp. (604.831.1431) 4- Geotechnical schedule B: Mohammad Deriszadeh of GeoPacific Consultants Ltd. (604.439.0922) 5- HPO: Vittori Developments Ltd. 6- Covenant registered at the Land Title Office under CA8205351 7- Elevator proposed "Combustible projections or roof soffits on an exposing building face shall not project to less than .45m from the property line and shall be in compliance with VBBL 2019 9.10.15.5.(11)" ******THIS PERMIT HAS BEEN ISSUED UNDER THE REQUIREMENTS OF VBBL 2019****** Addressing: #1 - 2573 Turner St - One Family Dwelling #3 - 2573 Turner St - Laneway House (under DB-2020-00849) | General Sprinkler Systems Ltd
GP-2022-00886 | 2022-03-22 | 2573 TURNER STREET, Vancouver, BC V5K 2E9 | Gas Permit | Residential | New | Completed | Residential - Gas piping | MONGA GAS & HEATING LTD
EP-2022-00915 | 2022-02-07 | 2607 TURNER STREET, Vancouver, BC V5K 2G1 | Electrical Permit | Residential | Renovation | Expired | Temporary Power - Residential - To provide temporary power. >>>>>> Amend: Feb. 11th -200 Amps to 100 Amps. Temporary pole with 100 amp meter base and 100 Amp panel has been installed and inspection is passed. I have entered 200 Amp in my permit application instead of 100 Amp by mistake. It is requested to amend permit application. Thanks | Hayat Electrical Ltd
NULL | NULL | 2607 TURNER STREET, Vancouver, BC V5K 2G1 | Electrical Permit | Residential | New | Draft | Installation / Repair - Residential - Low Voltage Roughing and Finishing for Data and TV | Cruz Security Inc
EP-2023-00290 | 2023-01-16 | 2607 TURNER STREET, Vancouver, BC V5K 2G1 | Electrical Permit | Residential | New | Completed | Installation / Repair - Residential - Low Voltage Roughing and Finishing for Data and TV >BP: Exterior and interior alterations to provide tenant improvements to this existing one family dwelling. Scope of work includes complete renovation and layout changes to all floors, raise the existing house and propose new concrete slab on grade. | Cruz Security Inc
MP-2023-00049 | 2023-01-12 | 2607 TURNER STREET, Vancouver, BC V5K 2G1 | Mechanical Permit | NULL | NULL | Completed | NULL | Airstream Heating & Air Conditioning Inc
NULL | NULL | 2607 TURNER STREET, Vancouver, BC V5K 2G1 | Mechanical Permit | NULL | NULL | Draft | NULL | Airstream Heating & Air Conditioning Inc
SP-2023-00121 | 2023-01-23 | 2607 TURNER STREET, Vancouver, BC V5K 2G1 | Sprinkler Permit | Residential | New | Completed | Residential - 1FD - NEW SPRINKLER SYSTEM >DB: Exterior and interior alterations to provide tenant improvements to this existing one family dwelling. Scope of work includes complete renovation and layout changes to all floors, raise the existing house and propose new concrete slab on grade. Note: No wwop fee required as per DBI The entire building to be sprinklered to NFPA-13D | Alco Fire Protection Ltd
EP-2023-00083 | 2023-01-16 | 2607 TURNER STREET, Vancouver, BC V5K 2G1 | Electrical Permit | Residential | Renovation | Completed | Installation / Repair - Residential - Major Renovation, House wiring and finishing Service upgrade to 200 Amps. >BP: Exterior and interior alterations to provide tenant improvements to this existing one family dwelling. Scope of work includes complete renovation and layout changes to all floors, raise the existing house and propose new concrete slab on grade. Note: No wwop fee required as per DBI The entire building to be sprinklered to NFPA-13D Renovation energy upgrade proposal prepared by Satvir Gill, 604.259.8060 Structural and Geotechnical schedule B signed and sealed by Alan Prahalad, 604.831.1431 | Hayat Electrical Ltd
GP-2022-03944 | 2022-12-12 | 2607 TURNER STREET, Vancouver, BC V5K 2G1 | Gas Permit | Residential | New | Completed | Residential - to install 1 hot water heater 1 range 1 bbq >BP: Exterior and interior alterations to provide tenant improvements to this existing one family dwelling. Scope of work includes complete renovation and layout changes to all floors, raise the existing house and propose new concrete slab on grade. >Amend: April 4th - amend gas permit to include 1 furnace at 70000 btus | Symbolistic Heating Ltd
PP-2022-03807 | 2022-10-24 | 2607 TURNER STREET, Vancouver, BC V5K 2G1 | Plumbing Permit | Residential | New | Completed | Residential - New Plumbing for: >BP: Exterior and interior alterations to provide tenant improvements to this existing one family dwelling. Scope of work includes complete renovation and layout changes to all floors, raise the existing house and propose new concrete slab on grade. Note: No wwop fee required as per DBI The entire building to be sprinklered to NFPA-13D Renovation energy upgrade proposal prepared by Satvir Gill, 604.259.8060 Structural and Geotechnical schedule B signed and sealed by Alan Prahalad, 604.831.1431 | Vancity Plumbing & Heating Ltd
EP-2022-05084 | 2022-06-20 | 2615 TURNER STREET, Vancouver, BC V5K 2G1 | Electrical Permit | Residential | Renovation | Completed | Installation / Repair - Residential - remove range circuit, hood fan circuit MANDATORY ELECTRICAL WORK ONLY -no building work -CF-2021-006296 | Vadas Electric Service Inc.
GP-2023-02763 | 2023-09-21 | 757 UNION STREET, Vancouver, BC V6A 2C3 | Gas Permit | Residential | Renovation | Completed | Residential - gas furnace installation REPLACED | ROMA Heating Ltd
PP-2023-03808 | 2023-10-30 | 762 UNION STREET, Vancouver, BC V6A 2C2 | Plumbing Permit | Residential | Renovation | Completed | Residential - Replacing fixtures in a home >BP: Interior alterations to renovate the main floor of this existing Single Detached House. | Vaughan Ventures Ltd
EP-2023-10160 | 2023-11-24 | 762 UNION STREET, Vancouver, BC V6A 2C2 | Electrical Permit | Residential | Renovation | Completed | Installation / Repair - Residential - Upstairs renovation of a house -We are replacing the lighting and electrical outlets on the top floor , we are also doing a a service upgrade >BP: Interior alterations to renovate the main floor of this existing Single Detached House. OK to process as DTI as per J. Zhang September 29, 2023 | Torr Electric
EP-2022-09449 | 2022-11-17 | 777 UNION STREET, Vancouver, BC V6A 2C3 | Electrical Permit | Residential | Addition | Completed | Installation / Repair - Residential - 200 amp service connection, 200 amp goes to existing main house , 100 amp service connection goes to Lwh , service upgrade due to new Lwh on site >BP: To construct a new exterior landing and stairs on the second storey of this existing Vancouver Heritage ‘C’ multi-conversion dwelling building containing 2 units. Scope of work is limiting to the new exterior landing and stairs. Building Review Branch Notes: 1. This permit has been reviewed under the requirements of VBBL 2019 3. See BP-2021-00159 for Building 2 on site (1 FD Infill) | AECOM ELECTRIC LTD
EP-2023-01817 | 2023-03-03 | 818 UNION STREET, Vancouver, BC V6A 2C4 | Electrical Permit | Residential | Addition | Completed | Installation / Repair - Residential - Supply and install 200A Meter Base to Laneway side of Garage, edge of Meter Base lining up with edge of Garage. Supply and install 200A Service Mast. Supply and install 250kcmil 3C ACWU from Meter Base to 200A New Panel inside Garage. Trench from Garage to Existing Panel location. Supply and install 1 AWG 3C Teck from New Panel to Existing Panel. Remove existing Service Mains from Existing Panel. Supply and install new ground plate at Garage. Install new grounding and bonding. Test connections and commission installation. Tidy site and dispose of garbage correctly and safely. | TDR Electric Inc
GP-2022-02699 | 2022-09-09 | 830 UNION STREET, Vancouver, BC V6A 2C4 | Gas Permit | Residential | Tenant Improvement | Completed | Residential - Re&re boiler | Slavi A Asenov
GP-2022-00337 | 2022-02-03 | 830 UNION STREET, Vancouver, BC V6A 2C4 | Gas Permit | Residential | Renovation | Completed | Residential - RE & RE GAS RANGE INSTALLATION | Coal Harbour Mechanical Ltd
GP-2023-00304 | 2023-01-25 | 840 UNION STREET, Vancouver, BC V6A 2C4 | Gas Permit | Residential | Renovation | Completed | Residential - Re &re Tankless water heater | Milani Plumbing Heating & Air Conditioning Ltd
EP-2023-01474 | 2023-04-04 | 885 UNION STREET, Vancouver, BC V6A 2C5 | Electrical Permit | Residential | Renovation | Completed | Installation / Repair - Residential - Main floor renovation. New lighting, new receptacles, low voltage, AC unit - full scope TBD. >BP: Interior and exterior alterations to provide improvements to this existing one-family dwelling on the site. Scope of work is to remove interior walls, kitchen updates, remove masonry chimney, remove a window and extend the rear deck, upgrade roof insulation to R28, 10% air tightness work, and new 2' x 4' skylight >>>Amend: April 4th - Client has added a 200A overhead BC Hydro service upgrade to their scope - job value increased $6500.00 | Fowlstone Electric Ltd
GP-2022-02724 | 2022-09-13 | 889 UNION STREET, Vancouver, BC V6A 2C5 | Gas Permit | Residential | Renovation | Completed | Residential - customer has meter installed by forits. we will be running new gas line into house to supply range, bbq box, and fire place | Elafon Mechanical Ltd
GP-2022-02742 | 2022-09-13 | 889 UNION STREET, Vancouver, BC V6A 2C5 | Gas Permit | Residential | Addition | Completed | Residential - Gas freestanding fireplace installation | Vaglio Fireplace LTD
EP-2022-09285 | 2022-11-02 | 970 UNION STREET, Vancouver, BC V6A 3V1 | Electrical Permit | Commercial | NULL | Expired | Annual / Operating - Maintenance of existing operating electrical equipment. NEW AOP FOR CATHAY VILLA CARE HOME | Houle Electric Limited
EP-2023-09806 | 2023-10-31 | 970 UNION STREET, Vancouver, BC V6A 3V1 | Electrical Permit | Commercial | NULL | Issued | Annual / Operating - Maintenance of existing operating electrical equipment. AOP RENEWAL FOR CATHAY VILLA CARE HOME Renewal of EP-2022-09285 Valid: Nov 2, 2023 to Nov 1, 2024 | Houle Electric Limited
EP-2022-00153 | 2022-01-25 | 2924 VENABLES STREET, Vancouver, BC V5K 4X8 | Electrical Permit | Commercial | New | Issued | Installation / Repair - Commercial - Security cameras wiring and installation for temp security of demo site. | Xon Automation Ltd
GP-2023-00541 | 2023-02-14 | 4148 W 10TH AVENUE, Vancouver, BC V6R 2H3 | Gas Permit | Residential | Renovation | Completed | Residential - Re&re boiler | Milani Plumbing Heating & Air Conditioning Ltd
EP-2023-04783 | 2023-06-06 | 4175 W 10TH AVENUE, Vancouver, BC V6R 2H2 | Electrical Permit | Residential | Addition | Completed | Installation / Repair - Residential - New heat pump installation, provided breaker, wire run, disconnect and whip to heat pump *MP-2023-00937: Issued (Cooling) | Gandy Installations Ltd
MP-2023-00937 | 2023-05-26 | 4175 W 10TH AVENUE, Vancouver, BC V6R 2H2 | Mechanical Permit | NULL | NULL | Completed | NULL | Gandy Installations Ltd
EP-2023-03860 | 2023-05-03 | 4181 W 10TH AVENUE, Vancouver, BC V6R 2H2 | Electrical Permit | Residential | New | Issued | Temporary Power - Residential - To provide temporary power. | Kuban Electric Ltd
EP-2023-10050 | 2023-11-16 | 4181 W 10TH AVENUE, Vancouver, BC V6R 2H2 | Electrical Permit | Residential | New | Issued | Installation / Repair - Residential - New construction of a single family dwelling 200amp underground service >BP: To construct a 2 storey + basement one-family dwelling ($1,009,275) with a detached accessory building (garage), at the rear providing 3 parking spaces, having vehicular access from the lane. Note: This is a 2 storey building pursuant to the Zoning and Development By-Law. 1- External mechanical unit proposed 2- Schedule B: Summit Geotechnical Services Inc P.Eng (604-362-7021) Geotechnical 3- Schedule B: GBS Engineering Group Ltd P.Eng (604-599-8890) Structural 4- HPO: Residential Builder - Feature Projects Ltd ******THIS PERMIT HAS BEEN ISSUED UNDER THE REQUIREMENTS OF VBBL #12511 (2019)****** ***This permit is issued under the VBBL 2019, with updated energy requirements as per bylaw # 12997 effective Jan 01, 2022.*** | Kuban Electric Ltd
PP-2023-03474 | 2023-10-03 | 4181 W 10TH AVENUE, Vancouver, BC V6R 2H2 | Plumbing Permit | Residential | New | Issued | Residential - 1FD - Install one outside sump without pump | Octiscapes Site Services Ltd
PP-2024-00021 | 2024-01-04 | 4181 W 10TH AVENUE, Vancouver, BC V6R 2H2 | Plumbing Permit | Residential | New | Issued | Residential - New Construction Home >BP: To construct a 2 storey + basement one-family dwelling with a detached accessory building (garage), at the rear providing 3 parking spaces, having vehicular access from the lane. Note: This Building Permit will remain in a suspended status until the associated (green) Demolition Permit BP-2023-01235 is completed. Note: This is a 2 storey building pursuant to the Zoning and Development By-Law. 1- External mechanical unit proposed 2- Schedule B: Summit Geotechnical Services Inc P.Eng (604-362-7021) Geotechnical 3- Schedule B: GBS Engineering Group Ltd P.Eng (604-599-8890) Structural 4- HPO: Residential Builder - Feature Projects Ltd | Pacific Peak to Peak Plumbing & Heating Ltd
EP-2023-05466 | 2023-06-30 | 4187 W 10TH AVENUE, Vancouver, BC V6R 2H2 | Electrical Permit | Residential | Tenant Improvement | Completed | Installation / Repair - Residential - *Install GF receptacles. *Refeed circuit. *Replace panel. -No need to re-seal the meter as there is a disconnect ahead of this panel | BPM Electric Ltd
GP-2022-01647 | 2022-05-30 | 4228 W 10TH AVENUE, Vancouver, BC V6R 2H4 | Gas Permit | Residential | Renovation - Dwelling Unit(s) only | Completed | Residential - Furnace Replacement | General Heating Ltd
GP-2023-00627 | 2023-02-22 | 7791 VICTORIA DRIVE, Vancouver, BC V5P 3Z9 | Gas Permit | Residential | Renovation | Completed | Residential - Re&Re HWT Gas | Milani Plumbing Heating & Air Conditioning Ltd
GP-2022-01753 | 2022-06-08 | 356 W 10TH AVENUE, Vancouver, BC V5Y 1S3 | Gas Permit | Residential | Renovation | Completed | Residential - Replace existing furnace with high efficiency furnace, two pipe direct venting. | Vector Home Services Inc
GP-2024-00057 | 2024-01-09 | 7860 VICTORIA DRIVE, Vancouver, BC V5P 4A2 | Gas Permit | Residential | Renovation - Dwelling Unit(s) only | Issued | Residential - BOILER RE/RE | Reliance Comfort Limited Partnership
GP-2022-00841 | 2022-03-17 | 7988 VICTORIA DRIVE, Vancouver, BC V5P 4A5 | Gas Permit | Residential | Tenant Improvement | Completed | Residential - Re Re Water heater | Moore & Russell Heating Ltd
GP-2024-00064 | 2024-01-09 | 8084 VICTORIA DRIVE, Vancouver, BC V5P 4A5 | Gas Permit | Residential | Renovation | Issued | Residential - Replace boiler system | Good Guys Heating Cooling Plumbing
EP-2023-05859 | 2023-06-29 | 3894 W 10TH AVENUE, Vancouver, BC V6R 2G7 | Electrical Permit | Residential | Renovation | Completed | Installation / Repair - Residential - upgrade hydro servce from 240 V 100 amp to 240 V 200 amp. | Mark W K Sim
GP-2022-01640 | 2022-06-01 | 3946 W 10TH AVENUE, Vancouver, BC V6R 2G8 | Gas Permit | Residential | Renovation | Completed | Residential - Supply and Install replacement heating and hot water boiler. - To remove existing boiler and indirect water heater from mechanical room. Water heater to be relocated further back underneath staircase and reused as it has a life time warranty. - To disconnect piping tied into homes heating and domestic hot water boiler. - To install new Viessmann CU3A Vitocrossal 300 26-94 high mass condensing high efficiency gas boiler. - New boiler pumps - Utilize existing zone valves, thermostats, and heating distribution manifolds. - To install new high efficiency boiler rated exhaust and intake pipe to serve new boiler to be ran up the east side of the home with proper supports. - To install new condensate acid neutralizer to ensure no damage to existing drainage piping from mechanical room. - Reconfiguration of mechanical room piping for functionality and aesthetics. Including isolating the poly b heating system from the boiler with a flat plate water to water heat exchanger. This will protect the boiler from damage, and to maintain manufactures warranty. - Flushing, chemical cleaning, and treatment of pipes. Boiler Information: Make: Viessmann Model: Vitocrossal 300 Benefits: · 95% AFUE · PVC/CPVC/PPs approved · Vitotronic 200 control with graphical user interface. . Water-cooled combustion chamber. . Modulating MatriX dome gas burner. . Inox-Crossal heat exchanger. . Highly effective thermal insulation. · Built-in CSA/UL approved LWCO and manual reset high limit. · Turndown ratio of up to 5:1 · Built-in outdoor reset control of water temperature. · Reverse flow detection. | JJ&A Mechanical LTD
GP-2022-01356 | 2022-05-02 | 3980 W 10TH AVENUE, Vancouver, BC V6R 2G8 | Gas Permit | Residential | Renovation | Completed | Residential - Replacement water heater | BC Wide Home Services Ltd
GP-2022-01678 | 2022-06-01 | 3990 W 10TH AVENUE, Vancouver, BC V6R 2G8 | Gas Permit | Residential | Renovation | Completed | Residential - Re&Re Hot water gas tank BTU: 40.000 | Milani Plumbing Heating & Air Conditioning Ltd
GP-2022-00116 | 2022-01-14 | 2749 TRIUMPH STREET, Vancouver, BC V5K 1T3 | Gas Permit | Residential | Renovation | Completed | Residential - Bosch 30" Cooktop | Han Appliances & Refrigeration Ltd
GP-2024-00128 | 2024-01-15 | 2761 TRIUMPH STREET, Vancouver, BC V5K 1T3 | Gas Permit | Commercial | New | Completed | Commercial - re and re furnace | Royal Pro Heating Ltd
GP-2023-03811 | 2023-12-04 | 2824 TRIUMPH STREET, Vancouver, BC V5K 1T5 | Gas Permit | Residential | New | Completed | Residential - Furnace Installation | Pro Ace Heating & Air Conditioning Services Ltd
PP-2022-00202 | 2022-01-24 | 2860 TRIUMPH STREET, Vancouver, BC V5K 1T5 | Plumbing Permit | Residential | New | Completed | Residential - 1FD+SS - #1 & #2 - TWO OUT SIDE SUMPS WITH OUT PUMP To construct a 2 storey one-family dwelling with a secondary suit located in the main floor with a detached accessory building (garage), at the rear providing 2 parking spaces, having vehicular access from the lane. Note: This Building Permit will remain in a suspended status until the associated (green) Demolition Permit BP-2021-04044 is completed. Note: This is a 2 storey building pursuant to the Zoning and Development By-Law 1- Covenant registered at the Land Title Office under CA9242559 2- No strata titling permitted 3- Bar sink proposed 4- A/C unit proposed at rear yard. | JVT EXCAVATING & DEMOLITION LTD
EP-2022-04268 | 2022-05-24 | 2860 TRIUMPH STREET, Vancouver, BC V5K 1T5 | Electrical Permit | Residential | New | Completed | Installation / Repair - Residential - single family dwelling installation of 200 amp service >BP: To construct a 2 storey one-family dwelling($545,595.00) with a secondary suit located in the main floor with a detached accessory building (garage), at the rear providing 2 parking spaces, having vehicular access from the lane. Note: This is a 2 storey building pursuant to the Zoning and Development By-Law 1- Covenant registered at the Land Title Office under CA9242559 2- No strata titling permitted 3- Bar sink proposed 4- A/C unit proposed at rear yard. 5- Schedule B: Beerinder Sidhu M.Eng P.Eng (604.339.0034) Structural & Geotechnical 4- HPO: Residential Builder - Y&L Development Canada Ltd. #1-2860 Triumph Street - One Family Dwelling (2nd floor & west portion of 1st floor) #2-2860 Triumph Street - Secondary Suite (east portion of 1st floor) Address and suite numbers assigned as per approved plans for Fire and Emergency response. The address number is to be posted on the building to be visible from the street and the suite numbers are to be posted at the suite entries in accordance with the Building By-law prior to final inspection. Combustible projections or roof soffits on an exposing building face shall not project to less than .45m from the property line and shall be in compliance with VBBL 2019 9.10.15.5.(9) ******THIS PERMIT HAS BEEN ISSUED UNDER THE REQUIREMENTS OF VBBL #12511 (2019)****** | CROWN ELECTRICAL CONTRACTOR LTD
EP-2022-04780 | 2022-06-08 | 2860 TRIUMPH STREET, Vancouver, BC V5K 1T5 | Electrical Permit | Residential | New | Completed | Installation / Repair - Residential - Low voltage job for TV, telephone, data, doorbell, cameras and alarm system >BP: To construct a 2 storey one-family dwelling($545,595.00) with a secondary suit located in the main floor with a detached accessory building (garage), at the rear providing 2 parking spaces, having vehicular access from the lane. Note: This is a 2 storey building pursuant to the Zoning and Development By-Law 1- Covenant registered at the Land Title Office under CA9242559 2- No strata titling permitted 3- Bar sink proposed 4- A/C unit proposed at rear yard. 5- Schedule B: Beerinder Sidhu M.Eng P.Eng (604.339.0034) Structural & Geotechnical 4- HPO: Residential Builder - Y&L Development Canada Ltd. #1-2860 Triumph Street - One Family Dwelling (2nd floor & west portion of 1st floor) #2-2860 Triumph Street - Secondary Suite (east portion of 1st floor) Address and suite numbers assigned as per approved plans for Fire and Emergency response. The address number is to be posted on the building to be visible from the street and the suite numbers are to be posted at the suite entries in accordance with the Building By-law prior to final inspection. Combustible projections or roof soffits on an exposing building face shall not project to less than .45m from the property line and shall be in compliance with VBBL 2019 9.10.15.5.(9) ******THIS PERMIT HAS BEEN ISSUED UNDER THE REQUIREMENTS OF VBBL #12511 (2019)****** | Techway Secuirty & Communication Ltd
PP-2022-00763 | 2022-03-07 | 2860 TRIUMPH STREET, Vancouver, BC V5K 1T5 | Plumbing Permit | Residential | New | Completed | Residential - 1FD+SS - #1 & #2 - FIXTURE To construct a 2 storey one-family dwelling with a secondary suit located in the main floor with a detached accessory building (garage), at the rear providing 2 parking spaces, having vehicular access from the lane. Note: This is a 2 storey building pursuant to the Zoning and Development By-Law 1- Covenant registered at the Land Title Office under CA9242559 2- No strata titling permitted 3- Bar sink proposed 4- A/C unit proposed at rear yard. | East West Plumbing (2007) Ltd
GP-2022-00714 | 2022-03-07 | 2860 TRIUMPH STREET, Vancouver, BC V5K 1T5 | Gas Permit | Residential | New | Completed | Residential - FIXTURE To construct a 2 storey one-family dwelling with a secondary suit located in the main floor with a detached accessory building (garage), at the rear providing 2 parking spaces, having vehicular access from the lane. Note: This Building Permit will remain in a suspended status until the associated (green) Demolition Permit BP-2021-04044 is completed. Note: This is a 2 storey building pursuant to the Zoning and Development By-Law 1- Covenant registered at the Land Title Office under CA9242559 2- No strata titling permitted 3- Bar sink proposed 4- A/C unit proposed at rear yard. 5- Schedule B: Beerinder Sidhu M.Eng P.Eng (604.339.0034) Structural & Geotechnical 4- HPO: Residential Builder - Y&L Development Canada Ltd. | East West Plumbing (2007) Ltd
SP-2022-00321 | 2022-03-09 | 2860 TRIUMPH STREET, Vancouver, BC V5K 1T5 | Sprinkler Permit | Residential | New | Completed | Residential - fixture To construct a 2 storey one-family dwelling with a secondary suit located in the main floor with a detached accessory building (garage), at the rear providing 2 parking spaces, having vehicular access from the lane. Note: This Building Permit will remain in a suspended status until the associated (green) Demolition Permit BP-2021-04044 is completed. Note: This is a 2 storey building pursuant to the Zoning and Development By-Law 1- Covenant registered at the Land Title Office under CA9242559 2- No strata titling permitted 3- Bar sink proposed 4- A/C unit proposed at rear yard. 5- Schedule B: Beerinder Sidhu M.Eng P.Eng (604.339.0034) Structural & Geotechnical 4- HPO: Residential Builder - Y&L Development Canada Ltd. | East West Plumbing (2007) Ltd
GP-2023-00830 | 2023-03-09 | 3468 TRIUMPH STREET, Vancouver, BC V5K 1T8 | Gas Permit | Residential | Renovation | Completed | Residential - Gas fireplace installation | Vaglio Fireplace LTD
GP-2022-02727 | 2022-09-11 | 1807 UPLAND DRIVE, Vancouver, BC V5P 2C5 | Gas Permit | Residential | Renovation | Completed | Residential - Replace mid efficiency boiler with High efficiency boiler , 2 pipe direct venting | Vector Home Services Inc
EP-2022-04571 | 2022-06-01 | 1848 UPLAND DRIVE, Vancouver, BC V5P 2C4 | Electrical Permit | Residential | Tenant Improvement | Completed | Installation / Repair - Residential - Electrical install of heat pump. BP not required. No change to existing service. | Moore And Russell Heating And Air Conditioning Ltd
EP-2023-04084 | 2023-05-09 | 1918 UPLAND DRIVE, Vancouver, BC V5P 2C4 | Electrical Permit | Residential | Addition | Issued | Temporary Power - Residential - To provide temporary power. | SNS ELECTRIC LTD
EP-2023-08137 | 2023-09-13 | 1918 UPLAND DRIVE, Vancouver, BC V5P 2C4 | Electrical Permit | Residential | Addition | Issued | Installation / Repair - Residential - ¦ 1FD- 200A/ DISCONNECT/ RE-CONNECT ¦ DISCONNECT & RECONNECT EXISTING MAIN DWELLING SERVICE FOR LANE WAY PROJECT -DICONNECTING FROM TEMPORARY POWER PLOE TO PERMANENT SERVICE AFTER CONSTRUCTION OF LANEWAY.NEW SERVICE WILL BE 400AMP ( 200AMP FOR EXISTING DWELLING & 200 AMP FOR LANEWAY) ,INSTALLED ON LANEWAY HOE | SNS ELECTRIC LTD
GP-2023-02498 | 2023-08-28 | 2056 UPLAND DRIVE, Vancouver, BC V5P 2C6 | Gas Permit | Residential | Renovation | Completed | Residential - Install a new height efficiency boiler RE: Case File CF-2023-007049 | Orange Mechanical Ltd
EP-2022-10487 | NULL | 2056 UPLAND DRIVE, Vancouver, BC V5P 2C6 | Electrical Permit | Residential | Renovation | Application Incomplete | Installation / Repair - Residential - Repair and inspect electrical changes made by previous house renovation by previous house owner -reference: CF-2022-009504 | NULL
EP-2022-01376 | 2022-02-23 | 2060 W 10TH AVENUE, Vancouver, BC V6J 2B3 | Electrical Permit | Commercial | Tenant Improvement | Completed | Installation / Repair - Commercial - Provide programming and recall functions for additional elevator. -fire alarm device connections. Scope: run five new addressable modules to the controller from the fire alarm panel and add one smoke detector outside of the elevator on P1. Program and re-verify. >BP: Exterior alterations to provide new elevator in this existing mixed used commercial and residential building on this site. Alterations include updating the annunciator panel and infilling floors at the 2nd, 3rd, and 4th floor to provide a landing for the new elevator. Building Review Branch Notes: 1. Proposed elevator will not have access to the parkade. | Action Electric Ltd
EP-2022-07874 | 2022-09-21 | 2060 W 10TH AVENUE, Vancouver, BC V6J 2B3 | Electrical Permit | Commercial | NULL | Expired | Annual / Operating - Annual Operating Permit Valid: Sept 16,2022 - Sept 15,2023 EP-2021-06649 | Fina Electric Services Group Ltd
EP-2023-09398 | 2023-10-18 | 2060 W 10TH AVENUE, Vancouver, BC V6J 2B3 | Electrical Permit | Commercial | NULL | Issued | Annual / Operating - Annual Operating Permit Renewal of EP-2022-07874 Valid: Sept 16,2023 - Sept 15,2024 | Fina Electrical Systems Ltd
EP-2023-07645 | 2023-08-29 | 2260 W 10TH AVENUE, Vancouver, BC | Electrical Permit | Commercial | Tenant Improvement | Completed | Installation / Repair - Commercial - Unit #503 Installation of 15A circuit for future dishwasher. | S1 ELECTRIC LTD
PP-2023-02953 | 2023-08-21 | 2260 W 10TH AVENUE, Vancouver, BC | Plumbing Permit | Residential | Tenant Improvement | Completed | Residential - Adding a residential dishwasher to an existing kitchen **No Building alterations or Building work otherwise a BP will be required | Trinity Plumbing Heating & Gas Incorporated
EP-2023-05321 | 2023-07-11 | 11 W 10TH AVENUE, Vancouver, BC V5Y 1R5 | Electrical Permit | Commercial | Renovation | Completed | Installation / Repair - Commercial - Run power and control wiring for 3 outdoor ac units and 20 heads in the church NO MECHANICAL PERMIT AT THIS TIME. | Shaun D Willcock
PP-2023-00727 | 2023-03-03 | 36 W 10TH AVENUE, Vancouver, BC V5Y 1R6 | Plumbing Permit | Residential | Renovation | Completed | Residential - alter water pipe and drainage in basement >BP: Interior alterations only to provide a new interconnection between basement and main floor and to remove unapproved kitchen facilities in the basement to restore the use of this one-family dwelling with secondary suite. | Blake Dean Parkman
EP-2023-01217 | 2023-02-13 | 36 W 10TH AVENUE, Vancouver, BC V5Y 1R6 | Electrical Permit | Residential | Renovation | Completed | Installation / Repair - Residential - Remove wiring to stove. Remove wiring to kitchen plugs. Wire for lights, plugs and switches in basement. (CF-2020-009236) >BP: Interior alterations only to provide a new interconnection between basement and main floor and to remove unapproved kitchen facilities in the basement to restore the use of this one-family dwelling with secondary suite. OK for field review per N. Bahr Letters of assurance submitted: - Sch B (Struct): Bengt A. Jansson, P.Eng., 778.233.2813 Notes: 1. DB-2017-01471 to be cancelled prior to issuance of this permit | Clay Electric Ltd
EP-2022-08885 | 2022-10-19 | 42 W 10TH AVENUE, Vancouver, BC V5Y 1R6 | Electrical Permit | Residential | Addition | Completed | Installation / Repair - Residential - Garage wiring. New Electrical panel with underground ACWU from house. LED lights, garage receptacles, outside receptacles 2 x baseboard heaters, motion security lights and garage door openers. Spare 1" PVC conduits to JB's underneath deck. -we won't be altering or moving the electrical service but simply running a new ACWU cable from the existing electrical panel, to an electrical panel located in the garage >BP: Exterior alteration to construct a new garage and parking stall to this existing Municipally designated Heritage B building in this existing one family dwelling with secondary suite. OK for Field Review per K. Vogt March 24, 2021 Note: The attic space (of accessory building) is not to be developed and/or used as habitable space at any time. | Rainforest Electrical and Solar Ltd
EP-2022-02504 | 2022-04-19 | 60 W 10TH AVENUE, Vancouver, BC V5Y 1R6 | Electrical Permit | Residential | Addition | Issued | Installation / Repair - Residential - Replace existing 200A main panel. Add new sub panel to back of the house. Wiring for new gate, motorized pergola shades, EV charger. -Yes we will likely require a service inspection. The work will be meter work only as the service is already 200A we just need to replace the panel. Hydro will likely require an inspection before re-installing the meter. -Heat Pumps are going to be wall mounted and all not sit on the ground. I believe the form attached us based on floor mounted only? Heat pump installation happening later, hoping for permit top be issued as we need to install underground cables. Would like to avoid project delays for the other work. | APP Electric Inc
GP-2022-01679 | 2022-06-01 | 4005 VICTORIA DRIVE, Vancouver, BC V5N 4M9 | Gas Permit | Residential | Renovation | Completed | Residential - Re&Re furnace & Tankless water heater Furnace BTU 70.000 Tankless BTU 199.000 | Milani Plumbing Heating & Air Conditioning Ltd
GP-2023-04242 | 2023-12-31 | 4010 VICTORIA DRIVE, Vancouver, BC V5N 4N2 | Gas Permit | Residential | Renovation | Issued | Residential - a furnace replacement | Vanheat Services Ltd
GP-2023-04243 | 2023-12-31 | 4010 VICTORIA DRIVE, Vancouver, BC V5N 4N2 | Gas Permit | Residential | Renovation | Issued | Residential - a gas furnace replaced | Vanheat Services Ltd
PP-2022-03647 | 2022-10-13 | 4015 VICTORIA DRIVE, Vancouver, BC V5N 4M9 | Plumbing Permit | Residential | New | Issued | Residential - To install dwv and water pipe for all plumbing fixtures in the duplex, and install all plumbing fixtures. >Interior and exterior alterations to this existing two-family dwelling and to provide two surface parking. Building Review Notes: - Related to DP-2020-00847 with BOV Appeal No. Z35803 - Both units have separated entrance - Both units to be sprinklered to NFPA 13D - Building is to be upgraded to the reconstruction requirements - Final revision is required to any changes to the the approved drawings * Reviewed as per VBBL 2019 * Revision#1: Oct 7, 2022 - J. Chen - Unit#1 Basement - bathroom addition and recess of exterior door - Unit#2 Basement - closet addition under staircase - Change from stucco to cementitious panels on the East and South Elevations - Keep existing roof parapets at the East and South elevations - Delete the transom windows on the west elevation - Reduce windows size on the west elevation *Alterations approved under Minor Amendment DP-2022-00721 (issued on Sep 28, 2022) | Bright Star Plumbing & Heating Supply Ltd
SP-2023-00022 | 2023-02-27 | 4015 VICTORIA DRIVE, Vancouver, BC V5N 4M9 | Sprinkler Permit | Residential | New | Issued | Residential - New sprinkler installation to NFPA 13D Interior and exterior alterations to this existing two-family dwelling and to provide two surface parking. Building Review Notes: - Related to DP-2020-00847 with BOV Appeal No. Z35803 - Both units have separated entrance - Both units to be sprinklered to NFPA 13D - Building is to be upgraded to the reconstruction requirements - Final revision is required to any changes to the the approved drawings | Hydroworks Contracting Ltd
MP-2023-00068 | 2023-01-17 | 4015 VICTORIA DRIVE, Vancouver, BC V5N 4M9 | Mechanical Permit | NULL | NULL | Issued | NULL | Bright Star Plumbing & Heating Supply Ltd
GP-2023-00659 | 2023-02-24 | 4015 VICTORIA DRIVE, Vancouver, BC V5N 4M9 | Gas Permit | Residential | New | Issued | Residential - 2 Range, 2 BBQ, 2 Fireplace & 2 Boiler To install gas piping for range, bbq and fireplace for the duplex, boiler complete installation. >BP: Interior and exterior alterations to this existing two-family dwelling and to provide two surface parking. Refence: CF-2019-015954: | Bright Star Plumbing & Heating Supply Ltd
GP-2023-01040 | 2023-03-30 | 4015 VICTORIA DRIVE, Vancouver, BC V5N 4M9 | Gas Permit | Residential | New | Issued | Residential - INSTALL 2 GAS FIREPLACES VENT AND CONNECT ONLY >BP: Interior and exterior alterations to this existing two-family dwelling and to provide two surface parking. | The LM Fireplace Warehouse Ltd.
GP-2023-01041 | NULL | 4015 VICTORIA DRIVE, Vancouver, BC V5N 4M9 | Gas Permit | Residential | New | Withdrawn | Residential - INSTALL GAS FIREPLACE, VENT AND CONNECT ONLY, UP AND OUT THE WALL | The LM Fireplace Warehouse Ltd.
EP-2023-04473 | 2023-05-22 | 4015 VICTORIA DRIVE, Vancouver, BC V5N 4M9 | Electrical Permit | Residential | New | Issued | Temporary Power - Residential - To provide temporary power. | Nunn Electrical Ltd
EP-2022-03921 | 2022-05-13 | 4015 VICTORIA DRIVE, Vancouver, BC V5N 4M9 | Electrical Permit | Residential | Renovation - Dwelling Unit(s) only | Expired | Temporary Power - Residential - To provide temporary power. Amend: May 27, 2022 Aluminum changed to copper conductors | Nunn Electrical Ltd
GP-2022-00341 | 2022-02-04 | 4060 VICTORIA DRIVE, Vancouver, BC V5N 4N2 | Gas Permit | Residential | Renovation | Completed | Residential - To Replace 1 Boiler and 1 Water Heater Re/Re | ALL TIME HEATING PLUMBING & AIR CONDITIONING
GP-2023-00598 | 2023-02-17 | 1255 W 10TH AVENUE, Vancouver, BC V6H 1J5 | Gas Permit | Residential | Renovation | Completed | Residential - Re and re Lennox furnace | Lambert Plumbing & Heating
EP-2023-09604 | 2023-12-01 | 1260 W 10TH AVENUE, Vancouver, BC V6H 1J3 | Electrical Permit | Commercial | Tenant Improvement | Issued | Installation / Repair - Commercial - To upgrade aluminum wiring with copper pigtailing in Common areas and all suites | Norben Electric (2016) Ltd
EP-2023-06441 | NULL | 1326 W 10TH AVENUE, Vancouver, BC V6H 1J6 | Electrical Permit | Commercial | Tenant Improvement | Applicant Revisions | Installation / Repair - Commercial - Electrical installation of mini split system MP-2023-01300: Issued | Moore And Russell Heating And Air Conditioning Ltd
MP-2023-01300 | 2023-07-17 | 1326 W 10TH AVENUE, Vancouver, BC V6H 1J6 | Mechanical Permit | NULL | NULL | Cancelled | NULL | Moore & Russell Heating Ltd
EP-2022-08877 | 2022-10-19 | 1349 W 10TH AVENUE, Vancouver, BC V6H 1J7 | Electrical Permit | Residential | Renovation | Expired | Installation / Repair - Residential - Upgrading the service from 100 amp to 200 amp AMEND: OCT 24/2022 Amend the application for the primary address to be 1349 W 10TH AVENUE, Vancouver, BC V6H 1J7 Not 1351 W 10th Avenue we will only upgrade the service for 1349 W 10th to 200 amp. | Milani Electric Limited
EP-2022-07143 | 2022-08-25 | 1374 W 10TH AVENUE, Vancouver, BC V6H 1J6 | Electrical Permit | Residential | Tenant Improvement | Issued | Installation / Repair - Residential - Re in Re 100 Fuse box with 100A 12/24 Homeline Panel. | AJ's Electrical Contractors LTD
PP-2022-01186 | 2022-04-11 | 1374 W 10TH AVENUE, Vancouver, BC V6H 1J6 | Plumbing Permit | Commercial | New | Completed | Commercial - Install a 1/2" RPBA backflow assembly device on the boiler, and install a 1" DCVA backflow assembly device on the watermain for premise isolation | KC's Plumbing & Heating
PP-2022-04150 | 2022-11-18 | 1455 W 10TH AVENUE, Vancouver, BC V6H 4C5 | Plumbing Permit | Commercial | Renovation | Completed | Commercial - One drinking fountain to be added in building. -the drinking fountain is inside the building | Four Lakes Mechanical LTD
PP-2023-03372 | 2023-09-21 | 1575 W 10TH AVENUE, Vancouver, BC V6J 5L1 | Plumbing Permit | Commercial | New | Completed | Commercial - Install new boiler backflow prevention device | Artisan Plumbing & Heating Ltd
NULL | NULL | 1590 W 10TH AVENUE, Vancouver, BC V6J 1Z9 | Plumbing Permit | Commercial | Renovation | Draft | Commercial - Repiping of the building. | Milani Plumbing Heating & Air Conditioning Ltd
PP-2023-03734 | 2023-11-17 | 1590 W 10TH AVENUE, Vancouver, BC V6J 1Z9 | Plumbing Permit | Commercial | Renovation | Issued | Commercial - Repiping | Milani Plumbing Heating & Air Conditioning Ltd
PP-2023-00216 | 2023-01-23 | 4566 W 10TH AVENUE, Vancouver, BC V6R 2J1 | Plumbing Permit | Commercial | Renovation | Completed | Commercial - Planned interior renovation with added fixtures for the relocation of the Vancouver Public Library West Point Grey Branch. >BP: Interior alterations and change of occupancy to this entire single storey commercial building from Bank office (D) to Public Library (A2). | Four Lakes Mechanical
EP-2023-00530 | 2023-01-24 | 4566 W 10TH AVENUE, Vancouver, BC V6R 2J1 | Electrical Permit | Commercial | Tenant Improvement | Completed | Installation / Repair - Commercial - Selective demo, new lighting and branch devices for small TI >BP: Interior alterations and change of occupancy to this entire single storey commercial building from Bank office (D) to Public Library (A2). 2019 VBBL. | Bridge Electric Corp
EP-2022-07523 | 2022-09-08 | 4566 W 10TH AVENUE, Vancouver, BC V6R 2J1 | Electrical Permit | Commercial | Renovation | Completed | Installation / Repair - Commercial - Remove existing T Bar ceiling lighting fixtures and make safe wiring. This work is for demo only - so general contractor can do exploratory work. >BP: Interior alterations to remove a portion of the ceiling for exploratory work at this existing Financial Institution building on this site. No energy upgrade required. OK to process as DTI as per W. Wong July 6, 2022 | Steele Electric (2001) Ltd
EP-2023-04634 | 2023-05-29 | 4566 W 10TH AVENUE, Vancouver, BC V6R 2J1 | Electrical Permit | Commercial | Addition | Completed | Installation / Repair - Commercial - Low voltage installation of security alarm system. >BP: Interior alterations and change of occupancy to this entire single storey commercial building from Bank office (D) to Public Library (A2). 2019 VBBL. | Telus Custom Security Systems Inc
NULL | NULL | 4566 W 10TH AVENUE, Vancouver, BC V6R 2J1 | Electrical Permit | Commercial | Tenant Improvement | Draft | Installation / Repair - Commercial - Small low voltage data Install | Centre Electric Ltd
EP-2023-05031 | 2023-06-07 | 4566 W 10TH AVENUE, Vancouver, BC V6R 2J1 | Electrical Permit | Commercial | Tenant Improvement | Completed | Installation / Repair - Commercial - Installation of Low Voltage Data. >BP: Interior alterations and change of occupancy to this entire single storey commercial building from Bank office (D) to Public Library (A2). 2019 VBBL. | Centre Electric Ltd
NULL | NULL | 4566 W 10TH AVENUE, Vancouver, BC V6R 2J1 | Electrical Permit | Commercial | Addition | Withdrawn | Installation / Repair - Commercial - Make connection for new hanging sign using existing sign power | JDM ELECTRICAL LTD
EP-2022-04050 | 2022-05-16 | 3509 TRIUMPH STREET, Vancouver, BC V5K 1V2 | Electrical Permit | Residential | New | Expired | Temporary Power - Residential - To provide temporary power. | High Watt Electric Ltd
EP-2022-01196 | 2022-02-15 | 3509 TRIUMPH STREET, Vancouver, BC V5K 1V2 | Electrical Permit | Residential | New | Completed | Installation / Repair - Residential - tv, data, tel, intercom, audio, cameras rough in and completion. >Building #1, To retain and convert a two-storey with basement, character one-family dwelling to a Two-Family Multiple Conversion Dwelling (and to construct a new detached two-storey, One-Family Dwelling infill with 2 car garage, and 1 adjacent surface parking space at the rear of the site - separate permit) | Jingwei Security Systems Ltd
GP-2022-00466 | 2022-02-14 | 3509 TRIUMPH STREET, Vancouver, BC V5K 1V2 | Gas Permit | Residential | Renovation | Completed | Residential - Gas BBQ piping only | Lally Plumbing & Heating Ltd
GP-2023-03475 | 2023-11-09 | 3510 TRIUMPH STREET, Vancouver, BC V5K 1V1 | Gas Permit | Residential | Tenant Improvement | Completed | Residential - Re and Re Furnace, Re and Re Water Heater | Moore & Russell Heating Ltd
EP-2023-00580 | 2023-01-25 | 3527 TRIUMPH STREET, Vancouver, BC V5K 1V2 | Electrical Permit | Residential | Addition | Completed | Installation / Repair - Residential - Electrical wiring for a new detached garage. Service relocation from private pole to garage. >BP: To construct a detached 22'-0" x 23'-6" accessory building (two-car garage) at the rear of this existing one-family dwelling building on the site. Letters of assurance submitted: Sch B (Struct): R. Andrew Gray, P.Eng., 604.319.3503 OK for SIPs per S.Yu on Aug 18, 2022 Note: -Roof drainage to rock pit -Contact your District Building Inspector prior to locating formwork. | Vancouver Lighthouse Electrical Ltd
EP-2023-10043 | 2023-11-22 | 3539 TRIUMPH STREET, Vancouver, BC V5K 1V2 | Electrical Permit | Residential | New | Completed | Installation / Repair - Residential - ¦ 1FD- 200A SERVICE UPGRADE ¦ Upgrade new 200 amp service/meterbase panel to garage and then sub-feed house with 125 amp sub-panel | Santec Electric Inc
GP-2024-00122 | 2024-01-16 | 3540 TRIUMPH STREET, Vancouver, BC V5K 1V1 | Gas Permit | Residential | Addition | Completed | Residential - RE & RE FURNACE | B C Furnace Service Ltd
EP-2022-05690 | 2022-07-13 | 3553 TRIUMPH STREET, Vancouver, BC V5K 1V2 | Electrical Permit | Residential | Renovation | Completed | Installation / Repair - Residential - Remove non-compliance wiring for 2nd suit at the main floor and install smoke sensors; Related to Secondary Suite: IA-2021-00178 *Mandatory Electrical Requirements: Items #1-15 | ShaoJun Li / Glee Electric Contractor Ltd
GP-2021-02841 | 2022-12-15 | 3553 TRIUMPH STREET, Vancouver, BC V5K 1V2 | Gas Permit | Residential | Renovation | Completed | Residential - Removal of gas cooktop in secondary suite | Simon Appliance and Plumbing Ltd
GP-2022-00609 | 2022-02-25 | 3559 TRIUMPH STREET, Vancouver, BC V5K 1V2 | Gas Permit | Residential | Addition | Completed | Residential - TO INSTALL 1 FURNACE | BC Care Heating Services Ltd
EP-2022-03730 | 2022-05-10 | 3560 TRIUMPH STREET, Vancouver, BC V5K 1V1 | Electrical Permit | Residential | Addition | Completed | Installation / Repair - Residential - new Garage rough in, service upgrade -rough in of the garage with an Electric Vehicle Charger To construct a detached 22'-1-1/2" by 23'1-1/2" accessory building (two-car garage) at the rear of this existing one-family dwelling site to provide two parking spaces having vehicle access from the rear lane. OK for SIPS per W.Wong, September 28, 2021 Notes: - Schedule B (Structural), Dan Wicke, P.Eng, 604-484-2859. - Drainage to the satisfaction of the DBI. | The Electric Firm Inc
GP-2022-02514 | 2022-08-24 | 3560 TRIUMPH STREET, Vancouver, BC V5K 1V1 | Gas Permit | Residential | New | Issued | Residential - TO INSTALL 1 UNDER GROUND LINE FROM 1 DELIVERY PRESSURE TO NEW SHOP FOR 1 HOT WATER HEATER >BP: To construct a detached 22'-1-1/2" by 23'1-1/2" accessory building (two-car garage) at the rear of this existing one-family dwelling site to provide two parking spaces having vehicle access from the rear lane. OK for SIPS per W.Wong, September 28, 2021 Notes: - Schedule B (Structural), Dan Wicke, P.Eng, 604-484-2859. - Drainage to the satisfaction of the DBI. | Symbolistic Heating Ltd
PP-2022-03169 | 2022-09-13 | 3560 TRIUMPH STREET, Vancouver, BC V5K 1V1 | Plumbing Permit | Residential | Renovation | Stop Work | Residential - PLUMBING for: >BP: Exterior and interior alterations to renovate this existing one family dwelling with a secondary suite. The scope includes to add a rear open deck. | AQUA KING MECHANICAL LTD
MP-2022-00477 | 2022-10-26 | 3560 TRIUMPH STREET, Vancouver, BC V5K 1V1 | Mechanical Permit | NULL | NULL | Issued | NULL | AQUA KING MECHANICAL LTD
GP-2023-00522 | 2023-02-13 | 3560 TRIUMPH STREET, Vancouver, BC V5K 1V1 | Gas Permit | Residential | Renovation | Completed | Residential - Replaced triangle tube high efficient boiler with navien NCB 240 H | Ethos Plumbing & Heating Ltd
EP-2023-11195 | 2023-12-14 | 3565 TRIUMPH STREET, Vancouver, BC V5K 1V2 | Electrical Permit | Residential | New | Issued | Temporary Power - Residential - To provide temporary power. | Advance Electric Solutions Ltd
PP-2023-00855 | 2023-03-14 | 3566 TRIUMPH STREET, Vancouver, BC V5K 1V1 | Plumbing Permit | Residential | New | Completed | Residential - 2FD - Sentry and storm con with sump | AKAL DEMOLITION & EXCAVATING LTD
EP-2023-03133 | 2023-04-12 | 3566 TRIUMPH STREET, Vancouver, BC V5K 1V1 | Electrical Permit | Residential | New | Completed | Installation / Repair - Residential - NEW ELECTRICAL FOR DUPLEX MAIN SERVICE 200AMPS 125AMPS service TO EACH UNIT >BP: To construct a 2.5 storey two-family dwelling ($705,425.00) with a detached accessory building (garage) at the rear providing 2 parking spaces, having vehicular access from the lane. 1. A/C proposed – Exterior component located in the rear / front yard, Interior component located in main floor / second floor closets. 2. Bar sink not proposed. 3. Schedule B: (Shambhu N. Biswas) P.Eng (604-250-8666) Structural / Geotechnical 4. HPO: Residential Builder- (New Look Developments Ltd) ***This permit is issued under the VBBL 2019, with updated energy requirements as per bylaw # 12997 effective Jan 01, 2022.*** | Indy Electrical Ltd
SP-2023-01013 | 2023-06-08 | 3566 TRIUMPH STREET, Vancouver, BC V5K 1V1 | Sprinkler Permit | Residential | New | Completed | Residential - 2FD - FRONT - 3566 TRIUMPH ST BACK - 3568 TRIUMPH ST new sprinkler installation >To construct a 2.5 storey two-family dwelling with a detached accessory building (garage) at the rear providing 2 parking spaces, having vehicular access from the lane. 1. A/C proposed – Exterior component located in the rear / front yard, Interior component located in main floor / second floor closets. 2. Bar sink not proposed. | Real Tech Fire Protection Ltd
EP-2023-05136 | 2023-06-09 | 3566 TRIUMPH STREET, Vancouver, BC V5K 1V1 | Electrical Permit | Residential | New | Completed | Installation / Repair - Residential - Install Tv, telephone, security alarm prewire and complete. >BP: To construct a 2.5 storey two-family dwelling ($705,425.00) with a detached accessory building (garage) at the rear providing 2 parking spaces, having vehicular access from the lane. 1. A/C proposed – Exterior component located in the rear / front yard, Interior component located in main floor / second floor closets. 2. Bar sink not proposed. 3. Schedule B: (Shambhu N. Biswas) P.Eng (604-250-8666) Structural / Geotechnical 4. HPO: Residential Builder- (New Look Developments Ltd) | Tvisha Technologies Ltd
GP-2023-01813 | 2023-06-13 | 3566 TRIUMPH STREET, Vancouver, BC V5K 1V1 | Gas Permit | Residential | New | Completed | Residential - 2 BBQ & 2 Range Gas BBQ piping only >BP: To construct a 2.5 storey two-family dwelling | Lally Plumbing & Heating Ltd
PP-2023-01565 | 2023-05-04 | 3566 TRIUMPH STREET, Vancouver, BC V5K 1V1 | Plumbing Permit | Residential | New | Completed | Residential - Plumbing To construct a 2.5 storey two-family dwelling with a detached accessory building (garage) at the rear providing 2 parking spaces, having vehicular access from the lane. 1. A/C proposed – Exterior component located in the rear / front yard, Interior component located in main floor / second floor closets. 2. Bar sink not proposed. 3. Schedule B: (Shambhu N. Biswas) P.Eng (604-250-8666) Structural / Geotechnical 4. HPO: Residential Builder- (New Look Developments Ltd) | Lally Plumbing & Heating Ltd
MP-2023-01138 | 2023-06-20 | 3566 TRIUMPH STREET, Vancouver, BC V5K 1V1 | Mechanical Permit | NULL | NULL | Completed | NULL | Power Cool Electrical & Refrigeration Mech Ltd
EP-2022-06637 | 2022-08-08 | 3566 TRIUMPH STREET, Vancouver, BC V5K 1V1 | Electrical Permit | Residential | New | Expired | Temporary Power - Residential - To provide temporary power. | Indy Electrical Ltd
GP-2023-01575 | 2023-05-16 | 2188 UPLAND DRIVE, Vancouver, BC V5P 2E1 | Gas Permit | Residential | Renovation | Completed | Residential - hwt re&re | Ferenc Nagy
GP-2023-03059 | 2023-10-13 | 2188 UPLAND DRIVE, Vancouver, BC V5P 2E1 | Gas Permit | Residential | Renovation | Completed | Residential - Boiler re&re | Ferenc Nagy
EP-2023-07416 | 2023-08-15 | 1603 VENABLES STREET, Vancouver, BC V5L 2H1 | Electrical Permit | Commercial | Tenant Improvement | Issued | Installation / Repair - Commercial - This permit will focus on Phase 1 of renovations including upgrading lighting in warehouse and lower dishwashing area and storage area. Add additional subpanels for existing 1 phase 120/240 volt service and 3 phase 208 volt 3 wire service. Add power receptacles for existing and future equipment. Phase 2 will be submitted under future permit and focus on upgrading existing 3 phase 208 volt 3 wire service to 3 phase 4 wire 120/208 volt service. >BP: Exterior and Interior alterations to this existing two storey manufacturing space (F2) for a new tenant CASARECCIO FOODS - Food or Beverage Products Manufacturing - Class B (F2). Scope of work includes one Class 1 cooking operation. Occupant load limited to 20 people. To be reviewed under the 2019 VBBL. | SUNNYSIDE ELECTRICAL MAINTENANCE SERVICES LTD.
NULL | NULL | 1603 VENABLES STREET, Vancouver, BC V5L 2H1 | Gas Permit | Commercial | Renovation | Draft | Commercial - Install gas piping in the warehouse to serve the appliances on the cook line. | AE Mechanical Ltd
PP-2022-04556 | 2023-04-05 | 1603 VENABLES STREET, Vancouver, BC V5L 2H1 | Plumbing Permit | Commercial | Renovation | Issued | Commercial - Install new gas piping and gas appliances for a commercial kitchen. Install drainage, vent piping, water supply piping, backflow assemblies for plumbing fixtures and plumbing appliances. >Exterior and Interior alterations to this existing two storey manufacturing space (F2) for a new tenant CASARECCIO FOODS - Food or Beverage Products Manufacturing - Class B (F2). Scope of work includes one Class 1 cooking operation. Occupant load limited to 20 people. To be reviewed under the 2019 VBBL. | AE Mechanical Ltd
EP-2022-08458 | 2022-10-11 | 1654 VENABLES STREET, Vancouver, BC V5L 2H2 | Electrical Permit | Commercial | Renovation | Completed | Installation / Repair - Commercial - To ensure service is ready for reconnection by BC Hydro -This is part of the fire repair as BC Hydro disconnected the service after the fire and now we need to get reconnected (Case File CF-2022-009757) | Alpine Electric Ltd
EP-2023-00792 | 2023-01-31 | 1705 VENABLES STREET, Vancouver, BC V5L 2H3 | Electrical Permit | Commercial | Addition | Completed | Installation / Repair - Commercial - Addition of 1 new 208v receptacle. | Livewire Energy Services Ltd.
GP-2023-00392 | 2023-02-08 | 1744 VENABLES STREET, Vancouver, BC V5L 2H4 | Gas Permit | Residential | Renovation | Completed | Residential - Replace tankless water heater with new tankless water heater | 1st Place Services Ltd
GP-2023-00487 | 2023-02-09 | 1820 VENABLES STREET, Vancouver, BC V5L 2H7 | Gas Permit | Residential | New | Completed | Residential - Disconnect and dispose of one (1) existing infinity furnace Supply and install one (1) 60,000 BTU infinity furnace | Airstream Heating & Air Conditioning Inc
MP-2023-00220 | 2023-02-17 | 4124 VICTORIA DRIVE, Vancouver, BC V5N 4N3 | Mechanical Permit | NULL | NULL | Completed | NULL | Western Pacific Mechanical Ltd
EP-2023-01524 | 2023-03-09 | 4124 VICTORIA DRIVE, Vancouver, BC V5N 4N3 | Electrical Permit | Residential | Renovation | Completed | Installation / Repair - Residential - heat pump installation *MP-2023-00220 | Wicks Electric Inc
GP-2022-00651 | 2022-03-02 | 7225 VICTORIA DRIVE, Vancouver, BC V5P 3Z2 | Gas Permit | Residential | New | Completed | Residential - 2FD+2SS - NORTH UNIT - 7225 VICTORIA DR - #1 & #2 SOUTH UNIT - 7227 VICTORIA DR - #1 & #2 Gas To construct a two-storey two-family dwelling with two secondary suites located in the basement, with a detached accessory building (garage) at the rear providing 2 parking spaces, having vehicular access from the lane. Note: This is a 2 storey building pursuant to the Zoning and Development By-Law 1. Covenant registered at the Land Title Office under CA9280829 2. No strata titling permitted 3. A/C units proposed in rear yard. | Lally Plumbing & Heating Ltd
EP-2022-01135 | 2022-02-14 | 7225 VICTORIA DRIVE, Vancouver, BC V5P 3Z2 | Electrical Permit | Residential | New | Completed | Installation / Repair - Residential - alarm,cable,phone,data,doorbell -complete security alarm installation >To construct a two-storey two-family dwelling with two secondary suites ($932,925.00) located in the basement, with a detached accessory building (garage) at the rear providing 2 parking spaces, having vehicular access from the lane. | Supertech Systems Ltd
EP-2022-00907 | 2022-02-09 | 7225 VICTORIA DRIVE, Vancouver, BC V5P 3Z2 | Electrical Permit | Residential | New | Completed | Installation / Repair - Residential - duplex house wiring- main service for this project will be 200 amps, 100 amps each duplex unit and will also include 2 legal suites. >BP: To construct a two-storey two-family dwelling with two secondary suites ($932,925.00) located in the basement, with a detached accessory building (garage) at the rear providing 2 parking spaces, having vehicular access from the lane. Note: This is a 2 storey building pursuant to the Zoning and Development By-Law 1. Covenant registered at the Land Title Office under CA9280829 2. No strata titling permitted 3. A/C units proposed in rear yard. 4. Schedule B: Shambhu N. Biswas (604-250-8666) Structural & Geotechnical 5. HPO: Residential Builder -Mehta Homes Corporation 2 FD (side/side) + 2 SS. Access to the North Unit SS is from the north and access to the South Unit SS is from the south. Assigned addressing will be as follows: NORTH UNIT (primary) #1-7225 Victoria Dr - One Family Dwelling (1st & 2nd floor) #2-7225 Victoria Dr - Secondary Suite (basement) SOUTH UNIT #1-7227 Victoria Dr - One Family Dwelling (1st & 2nd floor) #2-7227 Victoria Dr - Secondary Suite (basement) NOTE: To achieve the required FSR a floor space exclusion of 2% has been applied to this application as per section 10.11.1 of the district schedule, to accommodate improved building performance "Combustible projections or roof soffits on an exposing building face shall not project to less than .45m from the property line and shall be in compliance with VBBL 2019 9.10.15.5.(9)" Amend: Apr 5, 2022 -new load calc before we do another service inspection since there are 4 meters, so all loads had to be showed separately. I used that space on the demand load calc section for the 4th Meter that will run on 40%. | Bindi Electrical Services Ltd
SP-2022-00116 | 2022-01-31 | 7225 VICTORIA DRIVE, Vancouver, BC V5P 3Z2 | Sprinkler Permit | Residential | New | Completed | Residential - Sprinkler Heads >BP: To construct a two-storey two-family dwelling with two secondary suites ($932,925.00) located in the basement, with a detached accessory building (garage) at the rear providing 2 parking spaces, having vehicular access from the lane. Note: This is a 2 storey building pursuant to the Zoning and Development By-Law 1. Covenant registered at the Land Title Office under CA9280829 2. No strata titling permitted 3. A/C units proposed in rear yard. 4. Schedule B: Shambhu N. Biswas (604-250-8666) Structural & Geotechnical 5. HPO: Residential Builder -Mehta Homes Corporation 2 FD (side/side) + 2 SS. Access to the North Unit SS is from the north and access to the South Unit SS is from the south. Assigned addressing will be as follows: NORTH UNIT (primary) #1-7225 Victoria Dr - One Family Dwelling (1st & 2nd floor) #2-7225 Victoria Dr - Secondary Suite (basement) SOUTH UNIT #1-7227 Victoria Dr - One Family Dwelling (1st & 2nd floor) #2-7227 Victoria Dr - Secondary Suite (basement) NOTE: To achieve the required FSR a floor space exclusion of 2% has been applied to this application as per section 10.11.1 of the district schedule, to accommodate improved building performance "Combustible projections or roof soffits on an exposing building face shall not project to less than .45m from the property line and shall be in compliance with VBBL 2019 9.10.15.5.(9)" | RAHELU PLUMBING & HEATING LTD.
PP-2022-00099 | 2022-01-14 | 7225 VICTORIA DRIVE, Vancouver, BC V5P 3Z2 | Plumbing Permit | Residential | New | Completed | Residential - Plumbing To construct a two-storey two-family dwelling with two secondary suites located in the basement, with a detached accessory building (garage) at the rear providing 2 parking spaces, having vehicular access from the lane. Note: This is a 2 storey building pursuant to the Zoning and Development By-Law 1. Covenant registered at the Land Title Office under CA9280829 2. No strata titling permitted 3. A/C units proposed in rear yard. 4. Schedule B: Shambhu N. Biswas (604-250-8666) Structural & Geotechnical 5. HPO: Residential Builder -Mehta Homes Corporation | Lally Plumbing & Heating Ltd
GP-2023-00419 | 2023-02-06 | 7330 VICTORIA DRIVE, Vancouver, BC V5P 3Z3 | Gas Permit | Residential | Tenant Improvement | Completed | Residential - Boiler Replacement & Hot Water Tank Replacement | Wah Fai Plumbing & Heating Inc
EP-2022-03671 | 2022-05-06 | 7407 VICTORIA DRIVE, Vancouver, BC V5P 3Z5 | Electrical Permit | Residential | Renovation | Completed | Installation / Repair - Residential - upgrade electrical service from 100A 120/240 V 1 phase 3 wires to 200A 120/240V 1 phase 3wires ; Install new 200A 120/240 V 1 phase 3 wires panel re-re connect existing circuits; Install electrical baseboard heaters. | SNG Electric Ltd
EP-2022-04390 | 2022-05-26 | 2910 VIRTUAL WAY, Vancouver, BC V5M 0B2 | Electrical Permit | Commercial | NULL | Expired | Annual / Operating - Annual Operating Permit Valid: May 24, 2022 - May 23, 2023 Renewal of EP-2021-03616 | Action Electric Ltd
SP-2023-00528 | 2023-03-28 | 2910 VIRTUAL WAY, Vancouver, BC V5M 0B2 | Sprinkler Permit | Commercial | Tenant Improvement | Issued | Commercial - Add and relocate sprinkler heads for tenant improvement. >BP: Interior alterations to provide tenant improvements for a new office tenant occupying the entire building in this existing commercial building on this site. Scope of work: selection remove/construct partition walls/doors on all 4 floors, new finishes, ceiling work, HVAC, electrical, plumbing, mechanical and sprinkler work. *****This application does not include any of the following: 1. Not more than 20 sprinklers (add, relocate, or remove), 2. hydraulic calculations, 3. change in occupancy and /or hazard classification, 4. warehouse storage arrangements, 5. mobile compact storage arrangements, 6. alternative solutions, 7. changes to the sprinkler system supply piping (e.g. valves, mains, cross-mains, branch-lines, etc.), or 8. flexible sprinkler pipe. | Priority Fire Systems Ltd
PP-2023-02576 | 2023-07-20 | 2910 VIRTUAL WAY, Vancouver, BC V5M 0B2 | Plumbing Permit | Commercial | Tenant Improvement | Issued | Commercial - Office Tenant Improvement >BP: Interior alterations to provide tenant improvements for a new office tenant occuyping the entire building in this existing commercial building on this site. Scope of work: selection remove/construct partition walls/doors on all 4 floors, new finishes, ceiling work, HVAC, electrical, plumbing, mechanical and sprinkler work. | MCR Mechanical Ltd
EP-2023-08337 | 2023-09-15 | 2910 VIRTUAL WAY, Vancouver, BC V5M 0B2 | Electrical Permit | Commercial | Tenant Improvement | Issued | Installation / Repair - Commercial - Install 45 new circuits for furniture work station, install power for work stations and TV’s in 1st floor – 4th floor. Re-wire and re-terminate existing data lines in 1st-4th floor and add new 150 data lines. Replace existing exit sign to new green running man exit and minor alteration on lighting and controls. >BP: Interior alterations to provide tenant improvements for a new office tenant occuyping the entire building in this existing commercial building on this site. Scope of work: selection remove/construct partition walls/doors on all 4 floors, new finishes, ceiling work, HVAC, electrical, plumbing, mechanical and sprinkler work. TENANT: Fortinet Technologies Canada Letters of Assurance submitted by: Schedule A and Architectural Schedule B, David Palmer, Architect, ph: 604-687-2511 Mechanical Schedule B, Recep Ahmet Ozata, P.Eng., ph: 604-684-5995 Electrical Schedule B, Michael Inch, P.Eng., ph: 604-808-9288 Building Sprinklered - Separate sprinkler permit required for proposed sprinkler work. Energy checklist is currently no longer required with your Building Permit (BP) application. Some supporting documents are still required at BP stage, specifically Envelope and HVAC, if applicable. Service Water Heating and Lighting supporting documents, if applicable, must be submitted with your related trades permits (e.g. electrical and plumbing). | Blueline Electrical Services Ltd
EP-2023-08316 | 2023-09-19 | 2910 VIRTUAL WAY, Vancouver, BC V5M 0B2 | Electrical Permit | Commercial | Tenant Improvement | Issued | Installation / Repair - Commercial - Installing FT6 low voltage cables, bring each demarcation to each floor, terminating for access control and burglar alarm panel. >BP: Interior alterations to provide tenant improvements for a new office tenant occuyping the entire building in this existing commercial building on this site. Scope of work: selection remove/construct partition walls/doors on all 4 floors, new finishes, ceiling work, HVAC, electrical, plumbing, mechanical and sprinkler work. TENANT: Fortinet Technologies Canada Letters of Assurance submitted by: Schedule A and Architectural Schedule B, David Palmer, Architect, ph: 604-687-2511 Mechanical Schedule B, Recep Ahmet Ozata, P.Eng., ph: 604-684-5995 Electrical Schedule B, Michael Inch, P.Eng., ph: 604-808-9288 Building Sprinklered - Separate sprinkler permit required for proposed sprinkler work. Energy checklist is currently no longer required with your Building Permit (BP) application. Some supporting documents are still required at BP stage, specifically Envelope and HVAC, if applicable. Service Water Heating and Lighting supporting documents, if applicable, must be submitted with your related trades permits (e.g. electrical and plumbing). | KOVAC ELECTRICAL GROUP LTD.
EP-2023-10277 | 2023-11-16 | 2910 VIRTUAL WAY, Vancouver, BC V5M 0B2 | Electrical Permit | Commercial | NULL | Issued | Annual / Operating - Misc work throughout Renewal of EP-2022-04390 - Expired May 24 2023 CF-2023-008049 | Mott Electric General Partnership
PP-2023-03801 | 2023-10-30 | 2920 VIRTUAL WAY, Vancouver, BC V5M 0C4 | Plumbing Permit | Commercial | Tenant Improvement | Completed | Commercial - Install a sink and faucet using an existing drain and an on demand electric water heater. No coring or penetration through fire separations therefore no building permit ***NO BUILDING ALTERATIONS PROPOSED AS PER CONTRACTOR | Mountain View Mechanical Ltd
EP-2023-08293 | 2023-09-14 | 2920 VIRTUAL WAY, Vancouver, BC V5M 0C4 | Electrical Permit | Commercial | Addition | Completed | Installation / Repair - Commercial - Pull cables and install new card reader doors. No Maglocks Job49211-1 >BP: Interior alterations to remove all non load bearing partition walls in this existing vacant office space on the 3rd floor (full) and portion of 4th floor (#300) of this existing commercial building. Scope of work: to remove all partition walls, doors, t-bar ceiling grid, finishes , electrical and plumbing and bring to shell to prepare for new tenant space. See related BP-2023-00628 for tenant improvements. | Paladin Technologies Inc
PP-2023-02925 | 2023-08-23 | 2920 VIRTUAL WAY, Vancouver, BC V5M 0C4 | Plumbing Permit | Commercial | Tenant Improvement | Completed | Commercial - Rough-in and install of fixtures >BP: Building Permit for DP-2023-00080 Interior and exterior alterations to change the use and major occupancy from General Office (Group D) to School - University or College (Group A2) on the first to fourth floor level of this existing mixed use building. Suites #120 #150 and #300 are to be posted at the suite entries and in accordance with the Building By-law prior to final inspection. Building Review Branch Notes: F4, S4, N4, and A4 upgrades required. See commitment letter dated, July 28th, 2023 for N4 Upgrade. Site inspection and report of the required remedial work to be completed by September 15th, 2023 and provided to the City for review. Required N4 work to be completed prior to occupancy. ****work description is continued in the SPECIFIC LOCATION of this permit*** | DAVIDSON BROS MECHANICAL CONTRACTORS
EP-2023-06537 | 2023-08-10 | 2920 VIRTUAL WAY, Vancouver, BC V5M 0C4 | Electrical Permit | Commercial | Renovation | Completed | Installation / Repair - Commercial - Supply and Install a CAT 6A FT6 cabling infrastructure. No Maglocks. Site Contact: William Woo 604-671-1129 >BP: Building Permit for DP-2023-00080 Interior and exterior alterations to change the use and major occupancy from General Office (Group D) to School - University or College (Group A2) on the first to fourth floor level of this existing mixed use building. Suites #120 #150 and #300 are to be posted at the suite entries and in accordance with the Building By-law prior to final inspection. Building Review Branch Notes: F4, S4, N4, and A4 upgrades required. | Paladin Technologies Inc
EP-2023-07003 | 2023-08-03 | 2920 VIRTUAL WAY, Vancouver, BC V5M 0C4 | Electrical Permit | Commercial | Tenant Improvement | Completed | Installation / Repair - Commercial - Installation of Lighting, Controls, Distribution, Data, Wiring, Power Devices and Metering. Electrical Demo work. >BP: Building Permit for DP-2023-00080 Interior and exterior alterations to change the use and major occupancy from General Office (Group D) to School - University or College (Group A2) on the first to fourth floor level of this existing mixed use building. Suites #120 #150 and #300 are to be posted at the suite entries and in accordance with the Building By-law prior to final inspection. | Action Electric Ltd
SP-2023-00809 | 2023-09-18 | 2920 VIRTUAL WAY, Vancouver, BC V5M 0C4 | Sprinkler Permit | Commercial | Tenant Improvement | Completed | Commercial - For sprinkler system alterations to the 2019 VBBL and NFPA 13, 2013 for the tenant improvements to provide interior and exterior alterations to change the use and major occupancy from General Office (Group D) to School - University or College (Group A2) on the first to fourth floor level of this existing mixed use building. Engineer of Record: Liang Xin Peng 604-324-7122 lpeng@vikingfire.ca Related Permits: AL-2023-00063 - Protection of Stair Opening between Levels 3 & 4. Revision #1 - 10-13-23 Revised to include the laboratory classrooms and chemistry/biology storage rooms in the permit scope of work. Revision #2 - 10-11-21 Amended to update floor plans to match building permit amendment for wall layout changes. | Viking Fire Protection Inc
EP-2023-02279 | 2023-03-17 | 2920 VIRTUAL WAY, Vancouver, BC V5M 0C4 | Electrical Permit | Commercial | Tenant Improvement | Completed | Installation / Repair - Commercial - 1) Demo 2) Branch Wiring 3) Lighting - relocation >BP: Interior alterations to provide improvements for this existing office tenant on the 2nd floor (#200) in this existing commercial building on this site. Scope of work: construct partition walls/door for a new room, remove existing t-bar ceiling, relocation of electrical (power/data and lighting) and HVAC, electrical and sprinkler work. TENANT: Golder Associates Ltd. Letters of Assurance submitted by: Schedule A and Architectural Schedule B, Rosa Salcido, Architect AIBC, ph: 778-389-4904 Mechanical and Plumbing Schedule B, Eric Cresswell, P.Eng., ph: 604-684-5995 Electrical Schedule B, Roger Dupuis, P.Eng., LEED AP, ph: 604-569-6500 OK for office TI per S. Dugaro Building Sprinklered - Separate sprinkler permit required for proposed sprinkler work. Energy checklist is currently no longer required with your Building Permit (BP) application. Some supporting documents are still required at BP stage, specifically Envelope and HVAC, if applicable. Service Water Heating and Lighting supporting documents, if applicable, must be submitted with your related trades permits (e.g. electrical and plumbing). | Sasco Contractors Ltd
SP-2023-00208 | 2023-02-03 | 2920 VIRTUAL WAY, Vancouver, BC V5M 0C4 | Sprinkler Permit | Commercial | Tenant Improvement | Completed | Commercial - UNIT #200 - Add Sprinkler Heads >BP: #200 - 2nd floor (full floor tenant) Interior alterations to provide improvements for this existing office tenant on the 2nd floor (#200) in this existing commercial building on this site. Scope of work: construct partition walls/door for a new room, remove existing t-bar ceiling, relocation of electrical (power/data and lighting) and HVAC, electrical and sprinkler work. *****This application does not include any of the following: 1. Not more than 20 sprinklers (add, relocate, or remove), 2. hydraulic calculations, 3. change in occupancy and /or hazard classification, 4. warehouse storage arrangements, 5. mobile compact storage arrangements, 6. alternative solutions, 7. changes to the sprinkler system supply piping (e.g. valves, mains, cross-mains, branch-lines, etc.), or 8. flexible sprinkler pipe. | Viking Fire Protection Inc
EP-2022-10652 | 2022-12-19 | 2920 VIRTUAL WAY, Vancouver, BC V5M 0C4 | Electrical Permit | Commercial | New | Completed | Installation / Repair - Commercial - 1 access control door No Mag locks >BP: Interior alterations to convert a portion of the parkade to End of Trip facilities (Drying Room) on Parking level P2 between building 5 & 7 at this commercial building on this site. | PALADIN TECHNOLOGIES INC
EP-2022-05328 | 2022-06-23 | 2920 VIRTUAL WAY, Vancouver, BC V5M 0C4 | Electrical Permit | Commercial | Renovation | Completed | Installation / Repair - Commercial - low voltage wiring for control transformers. Extra low voltage control wiring for 2 HRV units | ESC Automation Inc
EP-2022-01645 | 2022-03-01 | 2920 VIRTUAL WAY, Vancouver, BC V5M 0C4 | Electrical Permit | Commercial | Tenant Improvement | Completed | Installation / Repair - Commercial - Data: Supply and install new Cat 6 cabling as per new furniture layout. Re&re existing data to accommodate. Power: Supply and install (6) new floor boxes for furniture. Run conduit as required for floor boxes. Re&Re power to accommodate new furniture layout. Approx (29) connections. Supply and Install (14) new general purpose receptacles in office. | Sasco Contractors Ltd
PP-2022-00167 | 2022-02-02 | 2920 VIRTUAL WAY, Vancouver, BC V5M 0C4 | Plumbing Permit | Commercial | Tenant Improvement | Completed | Commercial - UNIT #30 - New restaurant to suit submitted building permit drawings GI 1 - 50GPM- 2-comp, FD, HD, MS GI 2 - 10GPM-DW #30 Interior alterations for a new Limited food service tenant in this existing commercial building. This is the first TI Scope of work: New wall, millwork, ceiling, kitchen equipment, Electrical and Mechanical work | Blue Rock Construction Management Ltd
EP-2022-00965 | 2022-02-08 | 2920 VIRTUAL WAY, Vancouver, BC V5M 0C4 | Electrical Permit | Commercial | Renovation | Completed | Installation / Repair - Commercial - New restaurant TI, BX and conduit work, all new lighting, kitchen equipment connections, one new fire alarm bell. >BP: #30 Interior alterations for a new Limited food service tenant in this existing commercial building. This is the first TI Scope of work: New wall, millwork, ceiling, kitchen equipment, Electrical and Mechanical work OK for Field Review per A. Wroblewski April 12, 2021 Note to applicant: The services of a structural engineer may be required, based upon site inspection by the District Building Inspector. A separate Sprinkler permit may be required based upon site inspection by the District Building Inspector. Letters of assurance submitted by: Mary Joann Zulueta, Reg. Arch, 403-618-6079, Schedule A, Architectural Schedule B, Mechanical, Plumbing , Electrical Schedule B, Energy requirements: Lighting compliance submitted | Keystone Electric Ltd
EP-2022-00107 | 2022-01-12 | 2925 VIRTUAL WAY, Vancouver, BC V5M 4X5 | Electrical Permit | Commercial | Addition | Completed | Installation / Repair - Commercial - Additions to existing security access control and CCTV systems >BP: Interior alterations to provide tenant improvements for an existing office tenant on the first floor/3rd storey (#130) of this existing commercial building. scope of work: remove and relocate staff kitchen, relocate and replace electrical, plumbing and sprinkler as required for new layout. TENANT: HSBC Letters of Assurance submitted by: Schedule A and Architectural Schedule B, Paul Stevens, Architect, ph; 778-372-1111 Mechanical and Plumbing Schedule B, Sam Louie, P.Eng., ph: 604-687-1821 Electrical Schedule B, Josh Tanner, P.Eng., ph; 604-687-1821 OK for field review per D. Langevin, Aug. 13, 2021 Building Sprinklered - Separate sprinkler permit required for proposed sprinkler work. Energy upgrade to E2 Energy checklist is currently no longer required with your Building Permit (BP) application. Some supporting documents are still required at BP stage, specifically Envelope and HVAC, if applicable. Service Water Heating and lighting supporting documents, if applicable, must be submitted with your related trades permits (e.g. electrical and plumbing). All energy upgrades will be checked during inspections stage. It is the applicant's responsibility to identify and note all required upgrades including energy upgrades on their BP drawings at BP stage. | Chubb Fire & Security Canada Corp
SP-2021-01649 | 2022-09-08 | 2925 VIRTUAL WAY, Vancouver, BC V5M 4X5 | Sprinkler Permit | Commercial | Tenant Improvement | Completed | Commercial - For sprinkler system alterations to the 2019 VBBL and NFPA 13, 2013 for the tenant improvements to provide interior alterations and change of occupancy from Office (D) to Institution/ School (A2) on the third floor, Suite #310, of this existing office space in this 4 story commercial building. Including BP Revision #1 - changes to interior layout including retaining the existing suspended ceiling throughout the suite. This application does not include any of the following: • Warehouse storage arrangements, or mobile compact storage arrangements. • Changes to the sprinkler system supply piping (e.g. valves, mains, cross-mains, etc.). • Flexible sprinkler pipe. • New alternative solutions. • Change in occupancy and/or hazard classification. Notes: 1. Fire Suppression system engineer of Record Erik Watson-Hurthig of Eriksberg Engineering T: 604 209 2594 E: erikwh@eriksberg.ca 2. One set of approved drawings and permit to be available for viewing at the jobsite 3. Existing AL - LH spacing w/ OH G1 demand. Remove and replace floor area sprinkler to suit new partition layout. | Priority Fire Systems Ltd
SP-2022-00380 | 2022-06-21 | 2925 VIRTUAL WAY, Vancouver, BC V5M 4X5 | Sprinkler Permit | Commercial | Tenant Improvement | Completed | Commercial - For sprinkler system alterations to the 2019 VBBL, NFPA 13, 2013, and existing alternative solutions for the tenant improvements to provide interior alterations to provide improvements for this new office tenant in this existing full floor office unit (400) in this existing commercial building on this site. This application does not include any of the following: • Mobile compact storage arrangements. • Changes to the sprinkler system supply piping (e.g. valves, mains, cross-mains, etc.). • Flexible sprinkler pipe. • New alternative solutions and/or modifications to existing alternative solutions. • Change in occupancy and/or hazard classification. Notes: 1. Engineer of Record – Erik Watson-Hurthig P.Eng., CP E: erikwh@eriksberg.ca T: 604-209-2594 2. One set of approved drawings and permit to be available for viewing at the jobsite. | Priority Fire Systems Ltd
PP-2022-01829 | 2022-06-03 | 2925 VIRTUAL WAY, Vancouver, BC V5M 4X5 | Plumbing Permit | Commercial | Tenant Improvement | Completed | Commercial - SMALL MECHANICAL TI >BP: Interior alterations and change of occupancy from Office (D) to Institution/ School (A2) on the third floor, Suite #310, of this existing office space in this 4 story commercial building. To be reviewed under the 2019 VBBL with updated energy requirements as per bylaw # 12997 effective Jan 01, 2022 | Pacific Mechanical Systems Ltd
EP-2022-05057 | 2022-06-15 | 2925 VIRTUAL WAY, Vancouver, BC V5M 4X5 | Electrical Permit | Commercial | NULL | Expired | Annual / Operating - Misc electrical work throughout Renewal of EP-2021-04125 Valid: June 18, 2022 to June 17, 2023 | Mott Electric General Partnership
PP-2022-02004 | 2022-06-15 | 2925 VIRTUAL WAY, Vancouver, BC V5M 4X5 | Plumbing Permit | Commercial | Tenant Improvement | Completed | Commercial - #400 - Floor 4 - Install pluming fixtures with associated piping for (3) new kitchen and (1) new washroom. Interior alterations to provide improvements for this new office tenant in this existing full floor office unit (400) in this existing commercial building on this site. Scope of work: full office fit out including walls, ceiling, millwork, finished, electrical, lighting, mechanical and plumbing. | Fred Welsh Ltd
EP-2022-03355 | 2022-04-26 | 2925 VIRTUAL WAY, Vancouver, BC V5M 4X5 | Electrical Permit | Commercial | Tenant Improvement | Completed | Installation / Repair - Commercial - Tennant Improvement- Lighting, Power, Communications >BP: Interior alterations and change of occupancy from Office (D) to Institution/ School (A2) on the third floor, Suite #310, of this existing office space in this 4 story commercial building. To be reviewed under the 2019 VBBL with updated energy requirements as per bylaw # 12997 effective Jan 01, 2022 | Sasco Contractors Ltd
EP-2022-05403 | 2022-06-30 | 2925 VIRTUAL WAY, Vancouver, BC V5M 4X5 | Electrical Permit | Commercial | New | Cancelled | Installation / Repair - Commercial - Access control & CCTV install -no maglocks >BP: Lagan 101015740962 #400 - Floor 4 Interior alterations to provide improvements for this new office tenant in this existing full floor office unit (400) in this existing commercial building on this site. Scope of work: full office fit out including walls, ceiling, millwork, finished, electrical, lighting, mechanical and plumbing. | PALADIN TECHNOLOGIES INC
EP-2022-05169 | 2022-06-20 | 2925 VIRTUAL WAY, Vancouver, BC V5M 4X5 | Electrical Permit | Commercial | Tenant Improvement | Completed | Installation / Repair - Commercial - Electrical data and Fire alarm for tenant Improvement #400 - Floor 4 BP: Interior alterations to provide improvements for this new office tenant in this existing full floor office unit (400) in this existing commercial building on this site. Scope of work: full office fit out including walls, ceiling, millwork, finished, electrical, lighting, mechanical and plumbing. | Canem Systems Ltd
EP-2022-06218 | 2022-07-25 | 2925 VIRTUAL WAY, Vancouver, BC V5M 4X5 | Electrical Permit | Commercial | Renovation | Completed | Installation / Repair - Commercial - Low voltage wiring for control transformers. Extra low voltage control wiring for 3 Fan coils, 1 Supply Fan and Electric duct heater and various space sensor relocations. | ESC Automation Inc
EP-2022-08291 | 2022-10-03 | 2925 VIRTUAL WAY, Vancouver, BC V5M 4X5 | Electrical Permit | Commercial | Renovation | Completed | Installation / Repair - Commercial - Installation of new Novec system for server room #400 - Floor 4 Interior alterations to provide improvements for this new office tenant in this existing full floor office unit (400) in this existing commercial building on this site. Scope of work: full office fit out including walls, ceiling, millwork, finished, electrical, lighting, mechanical and plumbing. | Fina Electrical Systems Ltd
EP-2022-07058 | 2022-08-23 | 2925 VIRTUAL WAY, Vancouver, BC V5M 4X5 | Electrical Permit | Commercial | Tenant Improvement | Completed | Installation / Repair - Commercial - Access control & CCTV install (NO MAGLOCKS) Site Contact Ovidiu Vijulie (604) 992-5668 | PALADIN TECHNOLOGIES INC
EP-2022-10078 | 2022-11-29 | 2925 VIRTUAL WAY, Vancouver, BC V5M 4X5 | Electrical Permit | Commercial | Tenant Improvement | Completed | Installation / Repair - Commercial - UNIT# 200 Install power and data for workstations and offices | Canem Systems Ltd
EP-2022-10164 | 2022-12-01 | 2925 VIRTUAL WAY, Vancouver, BC V5M 4X5 | Electrical Permit | Commercial | Addition | Completed | Installation / Repair - Commercial - UNIT #4 - *SPEAKERS ONLY INSTALLED ON 4TH FLOOR* - 18/2 Speaker rough in for (118) speakers - 18/2 shielded rough in for (6) sensors - 18/2 shielded rough in for (16) zones - Supply 120V power to (2) Controllers - Supply power to (1) power supplies - Suspend and seismic speakers from aircraft cable - Installation of speakers - Setup and commission the system AMEND: DEC 8/2022 Please update the address as our subcontractor has given us the updated address Should Be: Unit 4 2925 Virtual Way. >Speakers were only installed on the 4th floor | TDR Electric Inc
EP-2022-08620 | 2022-10-13 | 2925 VIRTUAL WAY, Vancouver, BC V5M 4X5 | Electrical Permit | Commercial | Tenant Improvement | Completed | Installation / Repair - Commercial - Unit #380 - Small office renovation - Demo existing lighting and power, install branch circuits, install lighting (client supplied) >BP: (#380) Interior alterations to provide tenant improvement for an existing office tenant on the 3rd level of this existing commercial building. Scope of work includes: Updating finishes throughout the office. Modify staff kitchen and locker room layout. Ok for field review as per Nehzat J. on July 11, 2022. Notes: 1. This building is sprinklered. 2. Energy upgrade triggers: E2 - HVAC - Clean and Balance all Air Systems (per 6.7.2.3.2 of ASHRAE 90.1-2016) | Action Electric Ltd
SP-2022-01657 | 2022-10-11 | 2925 VIRTUAL WAY, Vancouver, BC V5M 4X5 | Sprinkler Permit | Commercial | Tenant Improvement | Cancelled | Commercial - UNIT #380 - Relocate 3 sprinkler heads for tenant improvement. >BP: (#380) Interior alterations to provide tenant improvement for an existing office tenant on the 3rd level of this existing commercial building. Scope of work includes: Updating finishes throughout the office. Modify staff kitchen and locker room layout. *****This application does not include any of the following: 1. Not more than 20 sprinklers (add, relocate, or remove), 2. hydraulic calculations, 3. change in occupancy and /or hazard classification, 4. warehouse storage arrangements, 5. mobile compact storage arrangements, 6. alternative solutions, 7. changes to the sprinkler system supply piping (e.g. valves, mains, cross-mains, branch-lines, etc.), or 8. flexible sprinkler pipe. | Priority Fire Systems Ltd
PP-2022-03795 | 2022-10-24 | 2925 VIRTUAL WAY, Vancouver, BC V5M 4X5 | Plumbing Permit | Commercial | Tenant Improvement | Completed | Commercial - BLDG #1 - UNIT #380 - Fixtures >BP: (#380) Interior alterations to provide tenant improvement for an existing office tenant on the 3rd level of this existing commercial building. Scope of work includes: Updating finishes throughout the office. Modify staff kitchen and locker room layout. | DAVIDSON BROS MECHANICAL CONTRACTORS
EP-2022-09451 | 2022-11-08 | 2925 VIRTUAL WAY, Vancouver, BC V5M 4X5 | Electrical Permit | Commercial | Tenant Improvement | Issued | Installation / Repair - Commercial - Install Conduit, Wire, Distribution and Transfer Switch -Supply and install EMT conduit and wire from new distribution board to new Automatic transfer switch for future standby power. | Canem Systems Ltd
SP-2022-01846 | 2022-11-09 | 2925 VIRTUAL WAY, Vancouver, BC V5M 4X5 | Sprinkler Permit | Commercial | Tenant Improvement | Completed | Commercial - UNIT #200 - 2ND FLOOR - Add and relocate sprinkler heads for tenant improvement. >BP: #200 - 2nd floor/4th storey (Building 1) Interior alterations to provide tenant improvements for this existing full floor General Office tenant on the 2nd floor/4th storey (#200) in this existing commercial building on this site. Scope of work: select demo and new partition walls/doors to create 3 private offices, open workspace, and boardroom. Electrical and sprinklers to suit. TENANT: BC Assessment Authority *****This application does not include any of the following: 1. Not more than 20 sprinklers (add, relocate, or remove), 2. hydraulic calculations, 3. change in occupancy and /or hazard classification, 4. warehouse storage arrangements, 5. mobile compact storage arrangements, 6. alternative solutions, 7. changes to the sprinkler system supply piping (e.g. valves, mains, cross-mains, branch-lines, etc.), or 8. flexible sprinkler pipe. | Priority Fire Systems Ltd
PP-2023-00352 | 2023-02-02 | 2925 VIRTUAL WAY, Vancouver, BC V5M 4X5 | Plumbing Permit | Commercial | Addition | Completed | Commercial - Fountain Rainwater make-up RE: OP-2020-00715 | Just Mechanical Ltd
EP-2023-00864 | 2023-02-07 | 2925 VIRTUAL WAY, Vancouver, BC V5M 4X5 | Electrical Permit | Commercial | Renovation | Completed | Installation / Repair - Commercial - Piping heat trace: Freeze protection for the fountain - Cold water for fountain use (not drinking water). Heat trace run through parkade. Install a sub panel, and a 30 kVA transformer (600V:208V 3P4W) and install grounding connection as per Section 10 of CE Code >Permit Amendment Aug 29, 2023 -"Work does not include installation of transformer, sub panel or related electrical. Installation consisted of heat tracing one pipe" *Document(s) uploaded to "Application Documents" tab for Electrical Inspector | Just Mechanical Ltd
EP-2023-00828 | 2023-02-06 | 2925 VIRTUAL WAY, Vancouver, BC V5M 4X5 | Electrical Permit | Commercial | Tenant Improvement | Completed | Installation / Repair - Commercial - Supply and install information meters -Electrical Rooms on each floor: Level P1 and Floors 1 - 4. Work includes metering in 2925, 2955, and 2985 Virtual Way Oct 13/2023-AMEND Amend address to 2925 Virtual Way | Mott Electric General Partnership
EP-2023-04841 | 2023-06-01 | 2925 VIRTUAL WAY, Vancouver, BC V5M 4X5 | Electrical Permit | Commercial | Renovation | Issued | Installation / Repair - Commercial - Relocation of existing fancoil units, RTs. New MUA, ERV and RTU BAS low voltage controls. | Ainsworth Inc
EP-2023-04742 | 2023-05-30 | 2925 VIRTUAL WAY, Vancouver, BC V5M 4X5 | Electrical Permit | Commercial | NULL | Issued | Annual / Operating - **Annual Operating Permit Misc electrical work throughout -renewal of EP-2022-05057 -valid: June 18, 2023 - June 17, 2024 | Mott Electric General Partnership
EP-2023-04540 | 2023-05-25 | 2930 VIRTUAL WAY, Vancouver, BC V5M 0A5 | Electrical Permit | Commercial | Tenant Improvement | Completed | Installation / Repair - Commercial - SUPPLY AND INSTALL ACCESS CONTROL SYSTEM FOR 8 DOORS. LOW VOLTAGE CABLING FOR ACCESS CONTROL AND VIDEO SURVEILLANCE SYSTEM. | Convergint Technologies Ltd
EP-2023-03711 | 2023-05-01 | 2930 VIRTUAL WAY, Vancouver, BC V5M 0A5 | Electrical Permit | Commercial | Tenant Improvement | Completed | Installation / Repair - Commercial - Installing new sub panel 100A 3 phase 42 cct breaker. Installing new receptacles. No affect to the service, new Sub panel 100 Amp 120/208 Volt 3Phase. | Sasco Contractors Ltd
GP-2024-00065 | 2024-01-09 | 6376 VICTORIA DRIVE, Vancouver, BC V5P 3X6 | Gas Permit | Residential | Renovation | Completed | Residential - HWT re&re | Ferenc Nagy
EP-2022-10716 | 2023-01-25 | 3867 W 11TH AVENUE, Vancouver, BC V6R 2K8 | Electrical Permit | Residential | Renovation | Completed | Installation / Repair - Residential - GARAGE 2 OUTLETS FOR EV CHARGING (2X 7680W) | Rebco Electrical Contractors Ltd
EP-2022-09350 | 2022-11-08 | 3870 W 11TH AVENUE, Vancouver, BC V6R 2K9 | Electrical Permit | Residential | Addition | Completed | Installation / Repair - Residential - Install wiring for EV charger from EMS housing in basement, to the carport in rear lane DIVVEE Loadshare installed on EP-2021-07153/ 50A hot tub | Golden Leaf Electrical Services Ltd.
GP-2022-02489 | 2022-08-22 | 3870 W 11TH AVENUE, Vancouver, BC V6R 2K9 | Gas Permit | Residential | Renovation | Completed | Residential - re/re/ boiler | Lambert Plumbing & Heating Ltd
GP-2023-02229 | 2023-07-27 | 3886 W 11TH AVENUE, Vancouver, BC V6R 2K9 | Gas Permit | Residential | Renovation | Issued | Residential - 1 Gas fireplace installation | 496302 BC Ltd
GP-2022-04051 | 2022-12-19 | 3929 W 11TH AVENUE, Vancouver, BC V6R 2L1 | Gas Permit | Residential | Renovation | Completed | Residential - Re&re Furnace | Milani Plumbing Heating & Air Conditioning Ltd
EP-2023-07212 | 2023-08-17 | 3964 W 11TH AVENUE, Vancouver, BC V6R 2L2 | Electrical Permit | Residential | Renovation | Completed | Installation / Repair - Residential - Electrical supply for Dsplit RE MP-2023-01450 | Milani Electric Limited
MP-2023-01450 | 2023-08-08 | 3964 W 11TH AVENUE, Vancouver, BC V6R 2L2 | Mechanical Permit | NULL | NULL | Completed | NULL | Milani Plumbing Heating & Air Conditioning Ltd
MP-2024-00028 | 2024-01-08 | 4005 W 11TH AVENUE, Vancouver, BC V6R 2L4 | Mechanical Permit | NULL | NULL | Issued | NULL | Ashton Service Group/Ashton Mechanical Ltd.
GP-2024-00011 | NULL | 4005 W 11TH AVENUE, Vancouver, BC V6R 2L4 | Gas Permit | Residential | Renovation | Withdrawn | Residential - Decommission and remove old gas furnace and install Heat Pump | Ashton Service Group/Ashton Mechanical Ltd.
EP-2023-00919 | 2023-02-08 | 2245 UPLAND DRIVE, Vancouver, BC V5P 2E2 | Electrical Permit | Residential | Addition | Completed | Installation / Repair - Residential - 200A upgrade from 100A. Pipemast on garage, underground to back feed main home. Install EV charger in garage. | Kalen Leung
GP-2024-00140 | 2024-01-16 | 3623 TRIUMPH STREET, Vancouver, BC V5K 1V4 | Gas Permit | Residential | Addition | Issued | Residential - Furnace re/re 70,000 BTU | HAMZEH GERAMI Dba Nation Heating & Cooling
EP-2023-11265 | 2024-01-31 | 3668 TRIUMPH STREET, Vancouver, BC V5K 1V3 | Electrical Permit | Residential | Addition | Issued | Installation / Repair - Residential - Service Upgrade 100Amp-200amp Future Loads: "they will be adding in 10,000Watts of outdoor heating and 40Amp EV next summer. The service Upgrade is future prepping. The other work will be done on a different permit when they are ready for it to be completed" | Trevor Willment
GP-2022-02030 | 2022-07-08 | 1788 TRUTCH STREET, Vancouver, BC V6K 4G1 | Gas Permit | Residential | Renovation | Completed | Residential - Wolf 36" dual fuel range | Han Appliances & Refrigeration Ltd
GP-2023-01914 | 2023-06-25 | 1836 TRUTCH STREET, Vancouver, BC V6K 4G3 | Gas Permit | Residential | Renovation | Completed | Residential - Replacing the existing gas boiler | Superior Gas Installations & Service Ltd
EP-2023-10044 | NULL | 2118 TRUTCH STREET, Vancouver, BC V6K 4G8 | Electrical Permit | Residential | Renovation | Submitted | Installation / Repair - Residential - Replace 4- 60 amps fuse boxes with modern breaker panels, 4 smoke alarms wiring and installation, Kitchen circuits relocation | Wirechief Electric Ltd
EP-2022-05685 | 2022-07-06 | 725 VICTORIA DRIVE, Vancouver, BC V5L 4E5 | Electrical Permit | Residential | Renovation | Cancelled | Installation / Repair - Residential - Change out of 100 amp 240V main panel. No service upgrade. Changing existing 100 amp panel only for new 100 amp panel & breakers as per home insurance policy requirements. Panel will be changed with BC Hydro Disconnect and/or Red Tag Authorization *** amend 07/26/2022** No electrical work performed, no inspections requested. See attached, thank you. | JRGreene Electric Ltd
EP-2022-01948 | 2022-03-10 | 765 VICTORIA DRIVE, Vancouver, BC V5L 4E5 | Electrical Permit | Commercial | Renovation | Completed | Installation / Repair - Commercial - Re-secure service conductors to building | Stag Dubh Services Inc
GP-2023-00457 | 2023-02-09 | 806 VICTORIA DRIVE, Vancouver, BC V5L 4E7 | Gas Permit | Residential | Addition | Completed | Residential - 70,000 BTU Furnace & 199,000 Tankless Water Heater-replacement | HAMZEH GERAMI Dba Nation Heating & Cooling
EP-2023-08496 | 2023-09-26 | 4372 VICTORIA DRIVE, Vancouver, BC V5N 4N5 | Electrical Permit | Residential | Renovation | Stop Work | Installation / Repair - Residential - Right now Bc Hydro toke out the electric meter, I need to take out and rewire the unregulated wiring. There are cables and circuits that are not up to code. I will rewire to correct it. -The service needs to be reconnected CF-2023-009947 | Aweico Electric Ltd
EP-2023-09981 | 2023-11-20 | 5350 VINE STREET, Vancouver, BC V6M 3Z8 | Electrical Permit | Commercial | Renovation - Dwelling Unit(s) only | Issued | Installation / Repair - Commercial - Kitchen Reno: new 20a counter plugs, move range, dw, micro, hoodfan. S&I LED under cabinet lighting and switch. Light fixture in living room with switch. CO/Smoke alarms in main area and bedroom. Bathroom: New Pot lights, switches, fan, GFCI. Re and re 60A panel. >BP: #208 Interior alterations to provide improvements to dwelling unit #208 on the second floor of this multiple dwelling building on this site. OK for DTI per W. Wong October 13, 2023 | Hot Electric Inc.
PP-2023-03986 | 2023-11-16 | 5350 VINE STREET, Vancouver, BC V6M 3Z8 | Plumbing Permit | Commercial | Renovation - Dwelling Unit(s) only | Issued | Commercial - Install new tub,lav water closet and kitchen sink. Cut out old copper and attach to new watermains. >BP: #208 Interior alterations to provide improvements to dwelling unit #208 on the second floor of this multiple dwelling building on this site. | Hiatt Plumbing & Heating Inc
PP-2023-00543 | 2023-02-15 | 5350 VINE STREET, Vancouver, BC V6M 3Z8 | Plumbing Permit | Commercial | Tenant Improvement | Completed | Commercial - Repiping of unit 309 >BP: #309 - 3rd Floor Interior alterations to provide improvements to dwelling unit #309 on the 3rd floor of this multiple dwelling building on this site. OK for DTI per W. Wong December 7, 2022 Note: energy trigger chosen; E2 - Lighting - Install energy efficient lighting fixtures (single occupied space area) | Hiatt Plumbing & Heating Inc
EP-2023-00387 | 2023-01-19 | 5350 VINE STREET, Vancouver, BC V6M 3Z8 | Electrical Permit | Residential | Renovation - Dwelling Unit(s) only | Completed | Installation / Repair - Residential - Panel change re&re to new 60a with disconnect Kitchen and bathroom reno: New 20A counter plugs, under cabinet strip lighting, new arc fault for micro, move range, dishwasher, and hoodfan wiring. Bathroom pots and new fan. New CO/Smoke alarms added >BP: Interior alterations to provide improvements to dwelling unit #309 on the 3rd floor of this multiple dwelling building on this site. OK for DTI per W. Wong December 7, 2022 Note: energy trigger chosen; E2 - Lighting - Install energy efficient lighting fixtures (single occupied space area) Amend: Jan 25, 2023 Remove work for panel upgrade as panel was already new 60A with disconnect. | Hot Electric Inc.
NULL | NULL | 6435 VICTORIA DRIVE, Vancouver, BC V5P 3X5 | Plumbing Permit | Commercial | Tenant Improvement | Withdrawn | Commercial - new water ,drainage ,waste and venting for a donair shop underground grease interceptor new hot water tank | CRL Mechanical ltd
PP-2023-03277 | 2023-09-18 | 6435 VICTORIA DRIVE, Vancouver, BC V5P 3X5 | Plumbing Permit | Commercial | Tenant Improvement | Issued | Commercial - new grease interceptor, dwv and water piping for donair shop >DB: To change the use from Laundromat to Retail (limited food service) and to provide improvements for the tenant. Scope of work includes installation of a new kitchen hood for class 1 cooking. | CRL Mechanical ltd
GP-2023-04118 | 2023-12-19 | 6616 VICTORIA DRIVE, Vancouver, BC V5P 3Y1 | Gas Permit | Residential | Addition | Completed | Residential - Furnace re/re 45,000 BTU | HAMZEH GERAMI Dba Nation Heating & Cooling
GP-2021-01128 | 2022-03-21 | 6755 VICTORIA DRIVE, Vancouver, BC V5P 3Y4 | Gas Permit | Residential | Renovation | Cancelled | Residential - gas meter relocation | Tristan London DBA Canadian Utility Construction Corp
EP-2023-06458 | 2023-07-20 | 4387 W 10TH AVENUE, Vancouver, BC V6R 2H6 | Electrical Permit | Residential | Addition | Completed | Installation / Repair - Residential - Supply and install new SWTCH level 2 EV charger at 4387 West 10th Ave. (Parking stalls 10/11), including all labour and materials. Infrastructure already exists. It will be only the EV Charger unit. Please refer to permit Ep-2021-05923 that includes all the EV infrastructure throughout the parkade where a full load calculation was done to this permit. There is already an energized blank cover on a 4x4 box installed we will simply be tying into. | Hall Electrical Ltd
EP-2023-01914 | 2023-04-14 | 3625 W 11TH AVENUE, Vancouver, BC V6R 2K4 | Electrical Permit | Residential | Renovation | Issued | Installation / Repair - Residential - We are installing a circuit for a heat pump NO MP AT THIS TIME | Douglas Millington o/a Moose Electric
GP-2022-03603 | 2022-11-17 | 3625 W 11TH AVENUE, Vancouver, BC V6R 2K4 | Gas Permit | Residential | Renovation | Completed | Residential - Decommission and remove furnace | Ashton Service Group/Ashton Mechanical Ltd.
EP-2022-02254 | 2022-03-23 | 2455 W 10TH AVENUE, Vancouver, BC V6K 2J4 | Electrical Permit | Residential | New | Expired | Temporary Power - Residential - To provide temporary power. NOTE: Work authorized by this permit is for placement of a temporary power pole only and does not authorize any site construction and/or excavation. A separate Building Permit will be required prior to commencement of any other work on this site. | T.G. Electrical Ltd
PP-2023-00612 | 2023-02-21 | 2455 W 10TH AVENUE, Vancouver, BC V6K 2J4 | Plumbing Permit | Residential | New | Issued | Residential - Sump >BP: To construct a 2 storey two-family dwelling with (2) secondary suite(s) located in the Basement ($1,093,500.00) with a detached accessory building (garage) and 1 open parking at the rear providing 2 parking spaces, having vehicular access from the lane. | Canstar Excavating & Landscaping Ltd
MP-2023-00607 | 2023-04-09 | 2455 W 10TH AVENUE, Vancouver, BC V6K 2J4 | Mechanical Permit | NULL | NULL | Issued | NULL | ACME PLUMBING HEATING & GAS LTD.
EP-2023-02648 | 2023-03-27 | 2455 W 10TH AVENUE, Vancouver, BC V6K 2J4 | Electrical Permit | Residential | New | Issued | Temporary Power - Residential - To provide temporary power. | T.G. Electrical Ltd
PP-2023-01055 | 2023-03-27 | 2455 W 10TH AVENUE, Vancouver, BC V6K 2J4 | Plumbing Permit | Residential | New | Issued | Residential - to install new plumbing Fixtures in Duplex >BP: To construct a 2 storey two-family dwelling with (2) secondary suite(s) located in the Basement with a detached accessory building (garage) and 1 open parking at the rear providing 2 parking spaces, having vehicular access from the lane. 1. Covenant registered at the Land Title Office under CA8050060 2. A/C proposed – Exterior component located in North, Interior component located in basement 3. Schedule B: (Saeid Sadeghi) P.Eng (604.913.6604) Structural 4. Schedule B: (Karim Karimzadegan) P.Eng (604.990.0546) Geotechnical 5. HPO: Residential Builder- Aban Creations Ltd. | ACME PLUMBING HEATING & GAS LTD.
GP-2023-02206 | 2023-07-25 | 2455 W 10TH AVENUE, Vancouver, BC V6K 2J4 | Gas Permit | Residential | New | Issued | Residential - 2 Boilers, 4 Ranges, 2 BBQ's & 2 Fireplaces Rough-in only for 2 fireplaces and BBQs >BP: To construct a 2 storey two-family dwelling with (2) secondary suite(s) *Amend- August 30, 2023 - Add 2 additional Ranges for the basement suites (45,000 BTU each) | ACME PLUMBING HEATING & GAS LTD.
EP-2023-05997 | 2023-07-24 | 2455 W 10TH AVENUE, Vancouver, BC V6K 2J4 | Electrical Permit | Residential | New | Issued | Installation / Repair - Residential - ¦ 2FD + 2SS/ 200A ¦ complete wiring for duplex *An approved mechanical permit is required for the installation of air conditioning or heat pump unit at the time of installation before an electrical inspection will be performed >BP: To construct a 2 storey two-family dwelling with (2) secondary suite(s) located in the Basement ($1,093,500.00) with a detached accessory building (garage) and 1 open parking at the rear providing 2 parking spaces, having vehicular access from the lane. 1. Covenant registered at the Land Title Office under CA8050060 2. A/C proposed – Exterior component located in North, Interior component located in basement 3. Schedule B: (Saeid Sadeghi) P.Eng (604.913.6604) Structural 4. Schedule B: (Karim Karimzadegan) P.Eng (604.990.0546) Geotechnical 5. HPO: Residential Builder- Aban Creations Ltd. Note: This is a 2 storey building pursuant to the Zoning and Development By-Law | T.G. Electrical Ltd
SP-2023-00990 | 2023-06-05 | 2455 W 10TH AVENUE, Vancouver, BC V6K 2J4 | Sprinkler Permit | Residential | New | Issued | Residential - 2FD+2SS - WEST - 2455 W 10TH AV - #1 & #2 EAST - 2453 W 10TH AV - #1 & #2 To install a new sprinkler system in the Duplex >DB: To construct a 2 storey two-family dwelling with (2) secondary suite(s) located in the Basement with a detached accessory building (garage) and 1 open parking at the rear providing 2 parking spaces, having vehicular access from the lane. 1. Covenant registered at the Land Title Office under CA8050060 2. A/C proposed – Exterior component located in North, Interior component located in basement | ACME PLUMBING HEATING & GAS LTD.
PP-2024-00010 | 2024-01-03 | 2455 W 10TH AVENUE, Vancouver, BC V6K 2J4 | Plumbing Permit | Residential | New | Issued | Residential - to install a DCVA for lawn irrigation >BP: To construct a 2 storey two-family dwelling with (2) secondary suite(s) located in the Basement ($1,093,500.00) with a detached accessory building (garage) and 1 open parking at the rear providing 2 parking spaces, having vehicular access from the lane. | University Sprinkler Systems Incorporated
EP-2023-07910 | 2023-09-07 | 2455 W 10TH AVENUE, Vancouver, BC V6K 2J4 | Electrical Permit | Residential | New | Issued | Installation / Repair - Residential - Extra low voltage installation, Tv, Data, alarm systems. >BP: To construct a 2 storey two-family dwelling with (2) secondary suite(s) located in the Basement ($1,093,500.00) with a detached accessory building (garage) and 1 open parking at the rear providing 2 parking spaces, having vehicular access from the lane. 1. Covenant registered at the Land Title Office under CA8050060 2. A/C proposed – Exterior component located in North, Interior component located in basement 3. Schedule B: (Saeid Sadeghi) P.Eng (604.913.6604) Structural 4. Schedule B: (Karim Karimzadegan) P.Eng (604.990.0546) Geotechnical 5. HPO: Residential Builder- Aban Creations Ltd. Note: This is a 2 storey building pursuant to the Zoning and Development By-Law **THIS PERMIT HAS BEEN ISSUED UNDER THE REQUIREMENTS OF VBBL #12511 (2019)** | Orbit Home Automation Ltd
GP-2023-03727 | 2023-11-25 | 2485 W 10TH AVENUE, Vancouver, BC V6K 2J4 | Gas Permit | Residential | Renovation | Completed | Residential - replacement of boiler | Ankon Plumbing & Heating Ltd
EP-2022-05837 | 2022-07-12 | 2485 W 10TH AVENUE, Vancouver, BC V6K 2J4 | Electrical Permit | Residential | Renovation | Completed | Installation / Repair - Residential - Power upgrade to house from 100A to 200A. New pole, meter, underground cabling to existing house. Remove existing panel and change to new 200A panel. Transfer existing circuits to new panel. | Advanco Electric Ltd
GP-2023-02109 | 2023-07-14 | 2515 W 10TH AVENUE, Vancouver, BC V6K 2J5 | Gas Permit | Residential | Renovation | Completed | Residential - replacement of 40gal Gas Hot water tank | Hillcrest Plumbing & Heating (1991) Ltd
GP-2024-00138 | 2024-01-17 | 2525 W 10TH AVENUE, Vancouver, BC V6K 2J5 | Gas Permit | Residential | Renovation | Completed | Residential - Replacement furnace | BC Wide Home Services
GP-2022-00043 | 2022-01-11 | 3003 TRUTCH STREET, Vancouver, BC V6K 4P8 | Gas Permit | Residential | Renovation | Completed | Residential - Thermador 30" Gas Range | Han Appliances & Refrigeration Ltd
EP-2022-06389 | 2022-07-29 | 3283 TRUTCH STREET, Vancouver, BC V6L 2T3 | Electrical Permit | Residential | Tenant Improvement | Completed | Installation / Repair - Residential - No change to existing service. Electrical installation for heat pump. BP not required. Mechanical permit to be obtained. | Moore And Russell Heating And Air Conditioning Ltd
GP-2022-02610 | 2022-08-31 | 3283 TRUTCH STREET, Vancouver, BC V6L 2T3 | Gas Permit | Residential | Tenant Improvement | Completed | Residential - RE RE furnace | Moore & Russell Heating Ltd
NULL | NULL | 3283 TRUTCH STREET, Vancouver, BC V6L 2T3 | Electrical Permit | Residential | Addition | Draft | Installation / Repair - Residential - EV charging receptacle and new circuit | NULL
NULL | NULL | 3283 TRUTCH STREET, Vancouver, BC V6L 2T3 | Electrical Permit | Residential | Addition | Draft | Installation / Repair - Residential - Installed an EV charging receptacle on a new circuit and ran wires to the new outlet | NULL
MP-2022-00530 | 2022-11-07 | 3283 TRUTCH STREET, Vancouver, BC V6L 2T3 | Mechanical Permit | NULL | NULL | Completed | NULL | Moore And Russell Heating And Air Conditioning Ltd
GP-2023-00931 | 2023-03-15 | 3387 TRUTCH STREET, Vancouver, BC V6L 2T3 | Gas Permit | Residential | Tenant Improvement | Completed | Residential - Install water heater | Gandy Installations Ltd
GP-2022-01366 | 2022-05-02 | 6650 TUAM PLACE, Vancouver, BC | Gas Permit | Residential | Tenant Improvement | Completed | Residential - Hot water tank to renew. | Robert Essler
GP-2023-02195 | 2023-07-24 | 2886 TURNER STREET, Vancouver, BC V5K 2G5 | Gas Permit | Residential | Tenant Improvement | Completed | Residential - Goodman furnace replacement | Wah Fai Plumbing & Heating Inc
SP-2022-01855 | 2022-11-09 | 3483 TURNER STREET, Vancouver, BC V5K 2H8 | Sprinkler Permit | Residential | New | Completed | Residential - 2FD+2SS - FRONT - 3483 TURNER ST - #1 & #2 BACK - 3485 TURNER ST - #1 & #2 Install sprinklers in duplex >DB: To construct a two-storey two-family dwelling with two secondary suites located in the basement, with a detached accessory building (garage) at the rear providing 2 parking spaces, having vehicular access from the lane. Note: This is a 2 storey building pursuant to the Zoning and Development By-Law 1. Covenant registered at the Land Title Office under CA9266205 2. No strata titling permitted 3. No A/C units proposed 4. Bar sinks proposed 7. Entire Building to have NFPA 13-D | Gold Key Fire Protection Ltd
GP-2022-03134 | 2022-10-13 | 3483 TURNER STREET, Vancouver, BC V5K 2H8 | Gas Permit | Residential | New | Completed | Residential - 3483 turner st. to install 1 boiler 1 range 1 bbq 2 dryer 3485 turner st. to install 1 boiler 1 range 1 bbq 2 dryer >BP: To construct a two-storey two-family dwelling with two secondary suites ($893,000) located in the basement, with a detached accessory building (garage) at the rear providing 2 parking spaces, having vehicular access from the lane. | Symbolistic Heating Ltd
EP-2022-08566 | 2022-10-11 | 3483 TURNER STREET, Vancouver, BC V5K 2H8 | Electrical Permit | Residential | New | Completed | Installation / Repair - Residential - Pre-wire and Completion of Security, Structured wiring, CCTV, Doorbell and Vacuum | Prism Security Systems Ltd
EP-2022-08283 | 2022-10-26 | 3483 TURNER STREET, Vancouver, BC V5K 2H8 | Electrical Permit | Residential | New | Completed | Installation / Repair - Residential - New Wiring for: *Permit Amendment Jul 25, 2023 -AC on electrical permit on both duplex >BP: To construct a two-storey two-family dwelling with two secondary suites ($893,000) located in the basement, with a detached accessory building (garage) at the rear providing 2 parking spaces, having vehicular access from the lane. Note: This Building Permit will remain in a suspended status until the associated (green) Demolition Permit BP-2020-04055 is completed. Note: This is a 2 storey building pursuant to the Zoning and Development By-Law 1. Covenant registered at the Land Title Office under CA9266205 2. No strata titling permitted 3. A/C units proposed (x2) front/rear/inter. upper storey 4. Bar sinks proposed 5. Schedule B: Zhao Guan P Eng (778-868-5635) Geotechnical 6. Schedule B: Deepinder Sidhu P Eng (604-700-8153) Structural 6. HPO: Residential Builder – Best Built Homes Inc # 39015 7. Entire Building to have NFPA 13-D | ALPHA ONE ELECTRIC LTD
MP-2022-00112 | 2022-08-16 | 3483 TURNER STREET, Vancouver, BC V5K 2H8 | Mechanical Permit | NULL | NULL | Completed | NULL | SUNSHINE PLUMBING LTD
PP-2022-02502 | 2022-07-19 | 3483 TURNER STREET, Vancouver, BC V5K 2H8 | Plumbing Permit | Residential | New | Completed | Residential - Installing new plumbing fixtures inside the duplex | SUNSHINE PLUMBING LTD
PP-2022-01052 | 2022-04-12 | 3483 TURNER STREET, Vancouver, BC V5K 2H8 | Plumbing Permit | Residential | New | Completed | Residential - 2FD+2SS - FRONT UNIT - 3483 TURNER ST - #1 & #2 BACK UNIT - 3483 TURNER ST - #1 & #2 Draintile, Rainwater leader, sanitary and storm services and outside sump(Outside Services) To construct a two-storey two-family dwelling with two secondary suites located in the basement, with a detached accessory building (garage) at the rear providing 2 parking spaces, having vehicular access from the lane. Note: This is a 2 storey building pursuant to the Zoning and Development By-Law 1. Covenant registered at the Land Title Office under CA9266205 2. No strata titling permitted 3. No A/C units proposed 4. Bar sinks proposed | Khela Excavating Ltd.
EP-2022-02529 | 2022-03-29 | 3483 TURNER STREET, Vancouver, BC V5K 2H8 | Electrical Permit | Residential | New | Expired | Temporary Power - Residential - To provide temporary power. | ALPHA ONE ELECTRIC LTD
NULL | NULL | 5411 VINE STREET, Vancouver, BC V6M 3Z7 | Plumbing Permit | Commercial | New | Withdrawn | Commercial - Install Irrigation Valve in Mechanical Room for new garden irrigation. | PJB MECHANICAL PLUMBING & HEATING
PP-2022-02897 | 2022-08-19 | 5411 VINE STREET, Vancouver, BC V6M 3Z7 | Plumbing Permit | Commercial | New | Completed | Commercial - Backflow Preventer device installation >BP: Exterior alterations for concrete slab and membrane repairs to re-waterproof the garage roof deck over the underground parking structure and to demolish the pool house and decommission the existing pool on this lot containing an existing high-rise residential tower over 1 level of underground parking being access from Vine Street. | PJB MECHANICAL PLUMBING & HEATING
PP-2022-02330 | 2022-07-06 | 5450 VINE STREET, Vancouver, BC V6M 3Z9 | Plumbing Permit | Commercial | Tenant Improvement | Completed | Commercial - Domestic Water Pipe Replacement of Residential Apartment Building Amend: July 12, 2023 One 1.5” - Irrigation system One 4” - Premise isolation for domestic water One- 3/4“ - Pool boiler make up water supply Two- 3/4“ - Boiler make up water supply feed | Cambridge Plumbing Systems Ltd
SP-2023-01301 | NULL | 5450 VINE STREET, Vancouver, BC V6M 3Z9 | Sprinkler Permit | Residential | Tenant Improvement | Applicant Revisions | Residential - ***No review. EOR retired before application. Possible WWOP *** Installation of backflow preventer | Mountain Fire Protection Ltd
SP-2023-01224 | NULL | 5450 VINE STREET, Vancouver, BC V6M 3Z9 | Sprinkler Permit | Commercial | Tenant Improvement | Withdrawn | Commercial - ***Duplicate permit. Cambridge Plumbing does not hold a TQ for SP work and cannot apply for a sprinkler permit.*** ***See SP-2023-01301 under Mountain Fire (SP Contractor) for this work*** ***This permit to be cancelled*** | Cambridge Plumbing Systems Ltd
EP-2022-08513 | 2022-10-07 | 5475 VINE STREET, Vancouver, BC V6M 3Z7 | Electrical Permit | Residential | Renovation | Completed | Installation / Repair - Residential - Kitchen: new lighting, new 20a counter plugs, new dining light, new appliance locations Bedrooms: new smoke detectors, new devices and cover plates Bathroom: New fan Ensuite: New Vanity fixture >BP: #306 - 3rd floor Interior alterations to renovate the kitchen and bathroom in this unit #306 on the 3rd floor of this existing multiple dwelling building. E2 - HVAC - Install Energy Star rated Kitchen exhaust fan to suit in-place duct work | Sound Electrical Ltd
PP-2022-03747 | 2022-10-19 | 5475 VINE STREET, Vancouver, BC V6M 3Z7 | Plumbing Permit | Commercial | Renovation | Completed | Commercial - Kitchen reno, powder room and main bath re and re. Re and re 60' baseboard >BP: Interior alterations to renovate the kitchen and bathroom in this unit #306 on the 3rd floor of this existing multiple dwelling building. E2 - HVAC - Install Energy Star rated Kitchen exhaust fan to suit in-place duct work OK to process as DTI as per J. Zhang July 13, 2022 | Modest Plumbing and Heating Ltd
GP-2022-02499 | 2022-08-24 | 5797 VINE STREET, Vancouver, BC V6M 4A2 | Gas Permit | Residential | Renovation | Completed | Residential - REPLACE A BOILER AND HOT WATER TANK | SUNFLOWER HOME SERVICE LTD
GP-2022-00978 | 2022-03-30 | 6868 VICTORIA DRIVE, Vancouver, BC V5P 3Y5 | Gas Permit | Residential | Addition | Completed | Residential - Furnace re/re 45,000 BTU | HAMZEH GERAMI Dba Nation Heating & Cooling
EP-2022-07537 | 2022-09-09 | 333 TERMINAL AVENUE, Vancouver, BC V6A 4C1 | Electrical Permit | Commercial | NULL | Expired | Annual / Operating - General electrical Valid: September 5, 2022 to: September 4, 2023 Renewal of EP-2021-07146 | Giant Electric Ltd
PP-2022-02239 | 2022-07-21 | 333 TERMINAL AVENUE, Vancouver, BC V6A 4C1 | Plumbing Permit | Commercial | Renovation | Completed | Commercial - **Issued for plumbing only, Mechanical Permit required for cooling system -Plumbing -Insulation -Sheet Metal -Controls -Refrigeration -Permits, seismic reports, start up -Supply/Install heat pumps, ductless splits, fans -Vibrasonic heat pump wrap >>>>> BP: Unit #330; Building Permit for DP-2021-00731 Interior and exterior alterations and Change of Major Occupancy from Vocational School (Unit #309; Group A2) of 195 sq. m. in area to General office (group D) by expanding the existing office in Unit #330 in to Unit #309 and to provide tenant improvement with teaching kitchen in this existing commercial building. Scope of work includes installation of a new emergency motor generator at loading bay on grade and a new cooling unit at the parkade on the third floor. Tenant: Ministry of Children and Family Development One Class 3 Cooking operation *REVIEWED UNDER THE VBBL 2019, WITH REDUCTION IN UPGRADE TRIGGERS AS PER BYLAW #13714 EFFECTIVE JAN 01, 2022* Building Review Branch Notes: - The toilets in universal washrooms shall have a securely attached tank top as per VBBL 3.8.3.13.(1)(d). - All transparent doors and windows shall be glazed with safety glass as per VBBL 3.3.1.19.(3). - Washroom capacity analysis is using the occupant load of max 165 persons and two washrooms in #305 under BP-2021-04235. Thus, this BP completion shall be on hold until BP-2021-04235 is complete. | MDE Enterprises Ltd
EP-2023-07970 | 2023-09-01 | 333 TERMINAL AVENUE, Vancouver, BC V6A 4C1 | Electrical Permit | Commercial | NULL | Issued | Annual / Operating - General maintenance Renewal of EP-2022-07537 Valid: September 5, 2023 to: September 4, 2024 | Giant Electric Ltd
EP-2023-11102 | 2023-12-13 | 369 TERMINAL AVENUE, Vancouver, BC V6A 4C4 | Electrical Permit | Commercial | Tenant Improvement | Completed | Installation / Repair - Commercial - New staging facility for Broadway Subway Project. To test and commission software/hardware. Installation of new 100 amp 3 phase sub service to accommodate multiple receptacles for test benches. | RBM Electric Ltd
EP-2022-05411 | 2022-07-19 | 369 TERMINAL AVENUE, Vancouver, BC V6A 4C4 | Electrical Permit | Commercial | Tenant Improvement | Completed | Installation / Repair - Commercial - Install new receptacles and data cables. Relocate light fixtures and add vacancy sensors. BP: Interior alterations to provide tenant improvements for this full floor tenant on the 3rd floor (#300) in this existing commercial building on this site. | Mott Electric General Partnership
SP-2022-01038 | 2022-09-29 | 369 TERMINAL AVENUE, Vancouver, BC V6A 4C4 | Sprinkler Permit | Commercial | Tenant Improvement | Completed | Commercial - Add one head for tenant improvement. >BP: #300 - 3rd Floor (full floor tenant) Interior alterations to provide tenant improvements for this full floor tenant on the 3rd floor (#300) in this existing commercial building on this site. >*****This application does not include any of the following: 1. Not more than 20 sprinklers (add, relocate, or remove), 2. hydraulic calculations, 3. change in occupancy and /or hazard classification, 4. warehouse storage arrangements, 5. mobile compact storage arrangements, 6. alternative solutions, 7. changes to the sprinkler system supply piping (e.g. valves, mains, cross-mains, branch-lines, etc.), or 8. flexible sprinkler pipe | Priority Fire Systems Ltd
SP-2022-02008 | 2022-12-01 | 369 TERMINAL AVENUE, Vancouver, BC V6A 4C4 | Sprinkler Permit | Commercial | Tenant Improvement | Completed | Commercial - UNIT #101 - Sprinkler head adds and deletes >DB: 101-369 Terminal Ave Including the operational letter dated October 21, 2022 submitted by Pauline Martin, from Kirkwood Management Services Ltd. DBA Neuromotion Physiotherapy + Rehabilitation to provide interior alterations in this sprinklered mixed-use building to provide tenant improvements to this 'similar to' Health Care Office space in this unit #101. *****This application does not include any of the following: 1. Not more than 20 sprinklers (add, relocate, or remove), 2. hydraulic calculations, 3. change in occupancy and /or hazard classification, 4. warehouse storage arrangements, 5. mobile compact storage arrangements, 6. alternative solutions, 7. changes to the sprinkler system supply piping (e.g. valves, mains, cross-mains, branch-lines, etc.), or 8. flexible sprinkler pipe. | Troy Life & Fire Safety Limited Protection Incendia Troyu Ltee
EP-2022-10124 | 2022-12-01 | 369 TERMINAL AVENUE, Vancouver, BC V6A 4C4 | Electrical Permit | Commercial | Renovation | Completed | Installation / Repair - Commercial - - Relocate 2x2 LED lights in newly created open area to allow T-bar ceiling to be modified - Remove and cap off wiring at old reception desk - Remove and cap off wiring at in wall to allow new doorway to Room #3 - Relocate fire alarm pull station from wall being removed, reinstall at window mullion - Fire alarm verification - Remove occupancy sensor in wall being removed - Retain existing vacancy sensor in Room #2 and re-wire to include pot light - Separate wiring for light fixtures between Room #3 and Room #4 - Retain existing vacancy sensor in Room #3 and re-wire to 2x2 lights - Install new vacancy sensor in Room #4 and wire to 2x2 lights - Install one duplex receptacle, one data and one telephone outlet in wall behind reception desk - Install one exit sign outside of the existing washroom - Install six emergency lights in Rooms 1, 2, 3, 4, Washroom and Lunchroom. - convert existing receptacles in exam rooms 1 through 4 to hospital grade >BP: 101-369 Terminal Ave Including the operational letter dated October 21, 2022 submitted by Pauline Martin, from Kirkwood Management Services Ltd. DBA Neuromotion Physiotherapy + Rehabilitation to provide interior alterations in this sprinklered mixed-use building to provide tenant improvements to this 'similar to' Health Care Office space in this unit #101. E2 Upgrade: L2 - Lighting - Upgrade to incorporate Space Control systems (per 9.4.1.2 of ASHRAE 90.1 - 2010) as shown on Dwg# E1-1 | Ino-Tek Electric Ltd.
GP-2022-03481 | 2022-11-08 | 3266 SW MARINE DRIVE, Vancouver, BC V6N 3Y6 | Gas Permit | Residential | Renovation | Completed | Residential - tankless water heater | Glenn Murray Archibald
GP-2022-00696 | 2022-03-04 | 3333 SW MARINE DRIVE, Vancouver, BC V6N 3Y8 | Gas Permit | Residential | Addition | Completed | Residential - gas piping to outdoor fireplace | Hearthstone Ventures Ltd
EP-2023-06846 | 2023-08-09 | 2650 TURNER STREET, Vancouver, BC V5K 2G2 | Electrical Permit | Residential | Renovation | Issued | Installation / Repair - Residential - DISCONNECT/RECONNECT THE EXISTING 100 A 1-PHASE METER FROM THE EXISTING MAIN HOUSE, TO BE RELOCATED ON THE NEW METER BASE THAT HAS INSTALLED ON NEW LANE WAY HOUSE. | Allone Electric Ltd
GP-2023-03749 | NULL | 2711 TURNER STREET, Vancouver, BC V5K 2G3 | Gas Permit | Residential | New | Withdrawn | Residential - Furnace Installation | Pro Ace Heating & Air Conditioning Services Ltd
PP-2022-00080 | 2022-01-13 | 2723 TURNER STREET, Vancouver, BC V5K 2G3 | Plumbing Permit | Residential | New | Completed | Residential - Sumps needs to be installed | 3-in-1 Demolition and Excavation Ltd
EP-2022-00528 | 2022-01-26 | 2723 TURNER STREET, Vancouver, BC V5K 2G3 | Electrical Permit | Residential | New | Completed | Installation / Repair - Residential - Electrical Wiring and Finishing >BP: To construct a 2.5 storey two-family dwelling with 2 secondary suites located in the Basement ($908,202) with a detached accessory building garage and 1 open parking at the rear providing 2 parking spaces, having vehicular access from the lane. 1. Covenant registered at the Land Title Office under CA9273719 2. No A/C Unit proposed 3. Schedule B: (D.S. Sidhu) P.Eng (604.700.8153) Structural & Geotechnical 4. HPO: Residential Builder- Designetic Homes Inc Note: This is a 2.5 storey building pursuant to the Zoning and Development By-Law Address Information: Principle Dwelling (Front):2723 Turner St Principle Dwelling (Back): 2721 Turner St Address and suite numbers assigned as per approved plans for Fire and Emergency response. The address numbers are to be posted to the building to be visible from the street and the suite numbers are to be posted at the suite entries in accordance with the Building By-law prior to final inspection. Note: Building Permit DB-2021-03980 has been suspended pending completion of the associated (green) Demolition Permit BP-2021-03983. **THIS PERMIT HAS BEEN ISSUED UNDER THE REQUIREMENTS OF VBBL #12511 (2019)** Amend: May 5, 2022 The building permit has been revised to include AC. Please add AC to the electrical permit >BP: 2. Rev #1: 2 A/C Units proposed in rear yard, 2 A/C units on second floor closets | S & D ELECTRIC LTD
PP-2022-00334 | 2022-02-01 | 2723 TURNER STREET, Vancouver, BC V5K 2G3 | Plumbing Permit | Residential | New | Completed | Residential - 2FD+2SS - FRONT UNIT - 2723 TURNER ST - #1 & #2 - SOUTH SIDE BACK UNIT - 2721 TURNER ST - #1 & #2 - NORTH SIDE Installing new plumbing fixtures inside the duplex To construct a 2.5 storey two-family dwelling with 2 secondary suites located in the Basement with a detached accessory building garage and 1 open parking at the rear providing 2 parking spaces, having vehicular access from the lane. 1. Covenant registered at the Land Title Office under CA9273719 2. No A/C Unit proposed | SUNSHINE PLUMBING LTD
EP-2022-01756 | 2022-03-03 | 2723 TURNER STREET, Vancouver, BC V5K 2G3 | Electrical Permit | Residential | New | Expired | Temporary Power - Residential - To provide temporary power. | S & D ELECTRIC LTD
GP-2022-01075 | 2022-04-07 | 2723 TURNER STREET, Vancouver, BC V5K 2G3 | Gas Permit | Residential | New | Completed | Residential - 2773 turner st to install 1 boiler 2 ranges 2721 tuner st to install 1 boiler 2 ranges To construct a 2.5 storey two-family dwelling with 2 secondary suites located in the Basement with a detached accessory building garage and 1 open parking at the rear providing 2 parking spaces, having vehicular access from the lane. | Symbolistic Heating Ltd
SP-2022-00721 | 2022-05-09 | 2723 TURNER STREET, Vancouver, BC V5K 2G3 | Sprinkler Permit | Residential | New | Completed | Residential - Install sprinklers in duplex To construct a 2.5 storey two-family dwelling with 2 secondary suites located in the Basement with a detached accessory building garage and 1 open parking at the rear providing 2 parking spaces, having vehicular access from the lane. 1. Covenant registered at the Land Title Office under CA9273719 2. Rev #1: 2 A/C Units proposed in rear yard, 2 A/C units on second floor closets 3. Schedule B: (D.S. Sidhu) P.Eng (604.700.8153) Structural & Geotechnical 4. HPO: Residential Builder- Designetic Homes Inc | Gold Key Fire Protection Ltd
EP-2022-04095 | 2022-05-18 | 2723 TURNER STREET, Vancouver, BC V5K 2G3 | Electrical Permit | Residential | New | Completed | Installation / Repair - Residential - Extra Low Voltage Pre Wire & Finishing for TV, Tel, Data, Security Alarm System & CCTV >BP: To construct a 2.5 storey two-family dwelling with 2 secondary suites located in the Basement ($908,202) with a detached accessory building garage and 1 open parking at the rear providing 2 parking spaces, having vehicular access from the lane. 1. Covenant registered at the Land Title Office under CA9273719 2. Rev #1: 2 A/C Units proposed in rear yard, 2 A/C units on second floor closets 3. Schedule B: (D.S. Sidhu) P.Eng (604.700.8153) Structural & Geotechnical 4. HPO: Residential Builder- Designetic Homes Inc Note: This is a 2.5 storey building pursuant to the Zoning and Development By-Law Address Information: Principle Dwelling (Front):2723 Turner St Principle Dwelling (Back): 2721 Turner St Address and suite numbers assigned as per approved plans for Fire and Emergency response. The address numbers are to be posted to the building to be visible from the street and the suite numbers are to be posted at the suite entries in accordance with the Building By-law prior to final inspection. Note: Building Permit DB-2021-03980 has been suspended pending completion of the associated (green) Demolition Permit BP-2021-03983. **THIS PERMIT HAS BEEN ISSUED UNDER THE REQUIREMENTS OF VBBL #12511 (2019)** | Secure Worx AV & Automation Inc
SP-2022-00181 | 2022-02-11 | 2731 TURNER STREET, Vancouver, BC V5K 2G3 | Sprinkler Permit | Residential | New | Completed | Residential - Install sprinklers in Duplex >BP: To construct a two and a half storey + basement two-family dwelling with two secondary suites ($908,000) located in the basement with a detached accessory building (garage), at the rear providing 3 parking spaces, having vehicular access from the lane. Note: This is a 2 1/2 storey building pursuant to the Zoning and Development By-Law 1- Covenant registered at the Land Title Office under CA9311663 2- No strata titling permitted 3- No proposed bar sink 4- No A/C unit proposed 5- Schedule B: Deepinder Sidhu P.Eng (604-700-8153) Structural & Geotechnical 4- HPO: Residential Builder- Designetic Homes Inc #40654 ****residential projects will now require schedule B as part of the sprinkler application**** Address Note: SOUTH UNIT #1-2731 Turner St - One Family Dwelling (1st, 2nd, & 3rd floor) #2-2731 Turner St - Secondary Suite (basement) NORTH UNIT #1-2733 Turner St - One Family Dwelling (1st, 2nd, & 3rd floor) #2-2733 Turner St - Secondary Suite (basement) Address and suite numbers assigned as per approved plans for Fire and Emergency response. The Address numbers are to be posted to the building to be visible from the street and the suite numbers are to be posted at the suite entries in accordance with the Building By-law prior to final inspection. ******THIS PERMIT HAS BEEN ISSUED UNDER THE REQUIREMENTS OF VBBL 2019 (#12511)****** | Gold Key Fire Protection Ltd
GP-2022-00537 | 2022-02-18 | 2731 TURNER STREET, Vancouver, BC V5K 2G3 | Gas Permit | Residential | New | Completed | Residential - 2731 turner st. install 1 boiler 1 range 1 cooktop 2733 turner st. install 1 boiler 1 range 1 cooktop To construct a two and a half storey + basement two-family dwelling with two secondary suites located in the basement with a detached accessory building (garage), at the rear providing 3 parking spaces, having vehicular access from the lane. Note: This is a 2 1/2 storey building pursuant to the Zoning and Development By-Law 1- Covenant registered at the Land Title Office under CA9311663 2- No strata titling permitted 3- No proposed bar sink 4- No A/C unit proposed 5- Schedule B: Deepinder Sidhu P.Eng (604-700-8153) Structural & Geotechnical 4- HPO: Residential Builder- Designetic Homes Inc #40654 | Symbolistic Heating Ltd
EP-2022-01428 | 2022-02-24 | 2731 TURNER STREET, Vancouver, BC V5K 2G3 | Electrical Permit | Residential | New | Completed | Installation / Repair - Residential - Extra Low Voltage Pre Wire & Finishing for TV, Tel, Data, Security Alarm System & CCTV >BP: To construct a two and a half storey + basement two-family dwelling with two secondary suites ($908,000) located in the basement with a detached accessory building (garage), at the rear providing 3 parking spaces, having vehicular access from the lane. Note: This is a 2 1/2 storey building pursuant to the Zoning and Development By-Law 1- Covenant registered at the Land Title Office under CA9311663 2- No strata titling permitted 3- No proposed bar sink 4- No A/C unit proposed 5- Schedule B: Deepinder Sidhu P.Eng (604-700-8153) Structural & Geotechnical 4- HPO: Residential Builder- Designetic Homes Inc #40654 ****residential projects will now require schedule B as part of the sprinkler application**** Address Note: SOUTH UNIT #1-2731 Turner St - One Family Dwelling (1st, 2nd, & 3rd floor) #2-2731 Turner St - Secondary Suite (basement) NORTH UNIT #1-2733 Turner St - One Family Dwelling (1st, 2nd, & 3rd floor) #2-2733 Turner St - Secondary Suite (basement) Address and suite numbers assigned as per approved plans for Fire and Emergency response. The Address numbers are to be posted to the building to be visible from the street and the suite numbers are to be posted at the suite entries in accordance with the Building By-law prior to final inspection. ******THIS PERMIT HAS BEEN ISSUED UNDER THE REQUIREMENTS OF VBBL 2019 (#12511)****** | Secure Worx AV & Automation Inc
EP-2022-00527 | 2022-02-01 | 2731 TURNER STREET, Vancouver, BC V5K 2G3 | Electrical Permit | Residential | New | Completed | Installation / Repair - Residential - Electrical Wiring and Finishing >BP: To construct a two and a half storey + basement two-family dwelling with two secondary suites ($908,000) located in the basement with a detached accessory building (garage), at the rear providing 3 parking spaces, having vehicular access from the lane. Note: This is a 2 1/2 storey building pursuant to the Zoning and Development By-Law 1- Covenant registered at the Land Title Office under CA9311663 2- No strata titling permitted 3- No proposed bar sink 4- No A/C unit proposed 5- Schedule B: Deepinder Sidhu P.Eng (604-700-8153) Structural & Geotechnical 4- HPO: Residential Builder- Designetic Homes Inc #40654 ****residential projects will now require schedule B as part of the sprinkler application**** Address Note: SOUTH UNIT #1-2731 Turner St - One Family Dwelling (1st, 2nd, & 3rd floor) #2-2731 Turner St - Secondary Suite (basement) NORTH UNIT #1-2733 Turner St - One Family Dwelling (1st, 2nd, & 3rd floor) #2-2733 Turner St - Secondary Suite (basement) Address and suite numbers assigned as per approved plans for Fire and Emergency response. The Address numbers are to be posted to the building to be visible from the street and the suite numbers are to be posted at the suite entries in accordance with the Building By-law prior to final inspection. ******THIS PERMIT HAS BEEN ISSUED UNDER THE REQUIREMENTS OF VBBL 2019 (#12511)****** Amend: Mar 31, 2022 building permit has been revised to include the AC unit (4- Rev #1: 2x A/C units proposed - mini split units) Amend: May 11, 2022 New Load Calculations | S & D ELECTRIC LTD
GP-2022-04007 | 2022-12-15 | 3550 TURNER STREET, Vancouver, BC V5K 2H9 | Gas Permit | Residential | Renovation | Completed | Residential - HWT re&re | Ferenc Nagy
GP-2023-02065 | 2023-07-10 | 3580 TURNER STREET, Vancouver, BC V5K 2H9 | Gas Permit | Residential | Tenant Improvement | Completed | Residential - Re and Re of Combi-Boiler | Moore & Russell Heating Ltd
NULL | NULL | 2911 TURNER STREET, Vancouver, BC V5K 2G8 | Electrical Permit | NULL | Renovation | Draft | Installation / Repair - - Upgrade from 100amp service to new 200amp Service/panel New Panel to be installed in Garage Area | All Wire Electric Inc.
EP-2024-00109 | 2024-01-09 | 2911 TURNER STREET, Vancouver, BC V5K 2G8 | Electrical Permit | Residential | Renovation | Completed | Installation / Repair - Residential - Upgrade existing 100A Service to 200 A Service/Panel **Amend 01/05/2024** Add for one 14-50R Receptacle for future electric Vehicle Please add 240V/40A 14-50R receptacle for Future Electric Vehicle Load Calculation Uploaded 238.38m2 7000W 6000W stove 1440W Dryer 14,440W Total Existing 100A Service 120/240V 1ph overhead Service | All Wire Electric Inc.
GP-2023-04222 | 2023-12-28 | 2911 TURNER STREET, Vancouver, BC V5K 2G8 | Gas Permit | Residential | Renovation | Completed | Residential - 1 gas dryer and 1 range Hook up **Amend - January 12, 2024 add one more range to permit 60 000 BTU** ** Amend - Jan 15, 24 - Remove 1 Range - 60 00 BTU | Pioneer Plumbing & Heating Inc
EP-2022-04159 | 2022-05-25 | 2946 TURNER STREET, Vancouver, BC V5K 2G7 | Electrical Permit | Residential | New | Completed | Installation / Repair - Residential - Wiring and service for a 2 storey one-family dwelling with a secondary suite building. Main house=150Amp Laneway=100Amp Total=200 Amp >BP: To construct a 2 storey one-family dwelling with a secondary suite located in the Cellar with 1 open parking over gravel, providing 1 parking space, having vehicular access from the 20' Lane. 1. Covenant registered at the Land Title Office under CA8743002 2. No Strata Titling permitted 3. A/C Unit proposed at rear yard. 4. Bar sink located in main floor. 5. Schedule B: (K.T.C. Nguyen) P.Eng (604.326.2701) Structural & Geotechnical. 6. BC Housing (HBD Homes Ltd.) | G.S.G. Electric Ltd.
PP-2022-01387 | 2022-04-25 | 2946 TURNER STREET, Vancouver, BC V5K 2G7 | Plumbing Permit | Residential | New | Completed | Residential - Piping and fixture installation To construct a 2 storey one-family dwelling with a secondary suite located in the Cellar with 1 open parking over gravel, providing 1 parking space, having vehicular access from the 20' Lane. 1. Covenant registered at the Land Title Office under CA8743002 2. No Strata Titling permitted 3. A/C Unit proposed at rear yard. 4. Bar sink located in main floor. 5. Schedule B: (K.T.C. Nguyen) P.Eng (604.326.2701) Structural & Geotechnical. 6. BC Housing (HBD Homes Ltd.) | RG Plumbing Ltd
EP-2022-05994 | 2022-07-19 | 2946 TURNER STREET, Vancouver, BC V5K 2G7 | Electrical Permit | Residential | New | Completed | Installation / Repair - Residential - 1FD+SS - #1 & #2 - tv,telephone,networking , alarm prewire and complete. COMPLETE SECURITY ALARM SYSTEM To construct a 2 storey one-family dwelling with a secondary suite located in the Cellar with 1 open parking over gravel, providing 1 parking space, having vehicular access from the 20' Lane. 1. Covenant registered at the Land Title Office under CA8743002 2. No Strata Titling permitted 3. A/C Unit proposed at rear yard. 4. Bar sink located in main floor. | Tvisha Technologies Ltd
GP-2022-02692 | 2022-09-09 | 2946 TURNER STREET, Vancouver, BC V5K 2G7 | Gas Permit | Residential | New | Completed | Residential - To install piping and appliances for a new single family house with complete installation. >BP: To construct a 2 storey one-family dwelling with a secondary suite located in the Cellar with 1 open parking over gravel, providing 1 parking space, having vehicular access from the 20' Lane. | Skyway Plumbing & gas Ltd
SP-2022-01467 | 2022-09-15 | 2946 TURNER STREET, Vancouver, BC V5K 2G7 | Sprinkler Permit | Residential | New | Completed | Residential - 1FD+SS - #1 & #2 - Pipeing and Fixture installation >DB: To construct a 2 storey one-family dwelling with a secondary suite located in the Cellar with 1 open parking over gravel, providing 1 parking space, having vehicular access from the 20' Lane. 1. Covenant registered at the Land Title Office under CA8743002 2. No Strata Titling permitted 3. A/C Unit proposed at rear yard. 4. Bar sink located in main floor. | RG Plumbing Ltd
GP-2022-00078 | 2022-01-12 | 2954 TURNER STREET, Vancouver, BC V5K 2G7 | Gas Permit | Residential | Renovation | Completed | Residential - WOOD TO E25I GAS INSERT GAS WITHIN 10' | BC Fireplace Service Inc
EP-2023-00350 | 2023-01-17 | 2984 TURNER STREET, Vancouver, BC V5K 2G7 | Electrical Permit | Residential | Renovation | Issued | Installation / Repair - Residential - Upgrade from 100A to 200A 1phase service. Meter and service entrance on garage then underground to home. New sub feed to existing panel location with new panel. No other work to be done. Amend: Feb 9th, 2023 Customer wants to add line for future Heat pump.rough in only. Please increase value by $500.00 dollars to permit. | F & S Electrical Ltd
MP-2023-00092 | 2023-01-20 | 3104 TURNER STREET, Vancouver, BC V5K 2H1 | Mechanical Permit | NULL | NULL | Completed | NULL | Western Pacific Mechanical Ltd
PP-2022-00448 | 2022-02-11 | 1518 VENABLES STREET, Vancouver, BC V5L 2G9 | Plumbing Permit | Commercial | Tenant Improvement | Completed | Commercial - We will be adding mop sink, hand sink, 3 compartment sink in the unit. no further renovation nor any construction will be happening AMEND: FEB 28/2022 Owner wants to add more fixtures to his unit, so there has been couple changes to original proposed plan. AMEND: MAR 3/2022 3 - 2 compartment sinks and 4 - 50 GPM grease interceptors were added. Thank you | Kyoungmo Yang DBA K-Green Plumbing And Heating
GP-2022-02520 | 2022-08-24 | 1521 VENABLES STREET, Vancouver, BC V5L 2G8 | Gas Permit | Commercial | Renovation | Cancelled | Commercial - re re root top unit | Thomson Industries Ltd
NULL | NULL | 1521 VENABLES STREET, Vancouver, BC V5L 2G8 | Gas Permit | Residential | Renovation | Draft | Residential - roof top electric and gas unit | Thomson Industries Ltd
NULL | NULL | 1521 VENABLES STREET, Vancouver, BC V5L 2G8 | Electrical Permit | Commercial | Renovation | Withdrawn | Installation / Repair - Commercial - Dedicated Circuit for AC Install | Pacific Star Electric Inc
NULL | NULL | 3177 VENABLES STREET, Vancouver, BC V5K 2S3 | Electrical Permit | Residential | Renovation | Withdrawn | Installation / Repair - Residential - Addition/Alteration * Low voltage wiring ( Cable, Telephone, Security wiring rough in only ) | Prabhjot Singh Battu
EP-2022-00567 | 2022-01-26 | 3177 VENABLES STREET, Vancouver, BC V5K 2S3 | Electrical Permit | Residential | Renovation | Completed | Installation / Repair - Residential - Addition/Alterations Secondary suite **Amend 02/16/2022** Adding Class 2 Circuits ( Extra-low voltage: cable, telephone, security-prewire rough-in) Adding to permit value $2000.00 Interior alterations to provide improvements and change of use from a one family dwelling to a one family dwelling with secondary suite. Scope of work: - Remove interior wall & doors; Update kitchens & bathrooms on both floors; Install interior walls, doors and one new bathroom on main fl, plumbing fixtures & electrical work. | Prabhjot Singh Battu
GP-2022-01014 | NULL | 3177 VENABLES STREET, Vancouver, BC V5K 2S3 | Gas Permit | Residential | Renovation | Cancelled | Residential - Gas line to boiler Gas line to gas range Gas line to BBQ Interior alterations to provide improvements and change of use from a one family dwelling to a one family dwelling with secondary suite. Scope of work: - Remove interior wall & doors; Update kitchens & bathrooms on both floors; Install interior walls, doors and one new bathroom on main fl, plumbing fixtures & electrical work. | NULL
GP-2022-01170 | 2022-04-14 | 3177 VENABLES STREET, Vancouver, BC V5K 2S3 | Gas Permit | Residential | Renovation | Completed | Residential - Install Navien combo boiler, install gas range, install outdoor barbecue | Ram Mechanical
PP-2021-02840 | 2022-01-13 | 3177 VENABLES STREET, Vancouver, BC V5K 2S3 | Plumbing Permit | Residential | Renovation | Completed | Residential - updating plumbing and fixtures Interior alterations to provide improvements and change of use from a one family dwelling to a one family dwelling with secondary suite. Scope of work: - Remove interior wall & doors; Update kitchens & bathrooms on both floors; Install interior walls, doors and one new bathroom on main fl, plumbing fixtures & electrical work. | Niava Plumbing & Heating Ltd
GP-2022-03272 | 2022-10-23 | 3186 VENABLES STREET, Vancouver, BC V5K 2S4 | Gas Permit | Residential | Renovation - Dwelling Unit(s) only | Completed | Residential - Main Floor | General Heating Ltd
EP-2023-01264 | 2023-02-15 | 3257 VENABLES STREET, Vancouver, BC V5K 2S5 | Electrical Permit | Residential | Renovation | Completed | Installation / Repair - Residential - Add a new sub-panel. Rewiring upstairs' circuits to the new sub-panel. -we will separate the second suite circuits from main house. The sub-panel will be 100 A. The service will not be changed >BP: CF-2020-014441 - Interior alterations to change the use from Single detached house to Single detached house with a Secondary Suite. *DB-2022-05012- Issued Jan 18, 2023 Ok for Field Review per J. Zhang Note: - No strata-titling will be permitted. - An annual Vancouver Business License must be obtained prior to the rental of this approved one-family dwelling and/or secondary suite on this site. - Install interconnected, hardwired, 120 volt smoke alarms with battery back-up and silencing feature, in each sleeping unit and within 5m outside each sleeping areas on each storey as per Building Bylaw 9.10.19. - Install Carbon Monoxide Alarm as per Building By-Law 9.32.4.2 - Ceiling height to be a min. 6ft 5" over 80% of the suite area and all exit routes - Dedicated 3'-0" wide firefighting access path with overhead clearance of 2m to be maintained at all times | Aidea Solutions Ltd
NULL | NULL | 3257 VENABLES STREET, Vancouver, BC V5K 2S5 | Electrical Permit | Residential | Renovation - Dwelling Unit(s) only | Draft | Installation / Repair - Residential - Install and wire a subpanel, and split some circuits from main panel to the subpanel. | NULL
PP-2023-00286 | 2023-01-27 | 3257 VENABLES STREET, Vancouver, BC V5K 2S5 | Plumbing Permit | Residential | Renovation | Completed | Residential - Adding a kitchen sink and changing a bar sink to kitchen sink >BP: CF-2020-014441 - Interior alterations to change the use from Single detached house to Single detached house with a Secondary Suite. | Plumko Plumbing & Heating Services Ltd
EP-2022-01113 | 2022-02-11 | 2610 VICTORIA DRIVE, Vancouver, BC V5N 4L2 | Electrical Permit | Commercial | NULL | Expired | Annual / Operating - Annual permit for maintenance purposes. -Renewal of EP-2021-01288 -Valid: Feb. 27, 2022 - Feb 26, 2023 | Blueline Electrical Services Ltd
EP-2023-01460 | 2023-02-22 | 2610 VICTORIA DRIVE, Vancouver, BC V5N 4L2 | Electrical Permit | Commercial | NULL | Issued | Annual / Operating - Maintenance of existing operating electrical equipment. New contractor applying for annual permit Valid: Feb. 27, 2023 - Feb 26, 2024 Previous annual EP-2022-01113 | PROVEN ENERGY ELECTRIC LTD
EP-2023-08205 | 2023-11-02 | 2610 VICTORIA DRIVE, Vancouver, BC V5N 4L2 | Electrical Permit | Commercial | Renovation | Completed | Installation / Repair - Commercial - Installation of 6 Level 2 EV chargers onto existing EV Infrastructure. -We are using existing EV Charging circuits that have been previously installed with the base build electrical. We are just splitting these circuits between 4 stalls each. not adding any load but a means of managing the load sharing. | Trudel, Daniel, DBA: Electrum Charging Solutions Inc.
GP-2022-02235 | 2022-07-28 | 2905 VICTORIA DRIVE, Vancouver, BC V5N 4L7 | Gas Permit | Residential | Renovation | Completed | Residential - furnace replacement | WESTBRIDGE PLUMBING & HEATING LTD
EP-2023-02674 | 2023-03-29 | 2908 VICTORIA DRIVE, Vancouver, BC V5N 4L8 | Electrical Permit | Commercial | NULL | Issued | Annual / Operating - Annual / Operating, for fire alarm system only. Renewal of EP-2022-01563 Valid February 28, 2023 until February 27, 2024 | AG Electric and Alarm Monitoring Co Ltd
EP-2022-00811 | 2022-02-04 | 2908 VICTORIA DRIVE, Vancouver, BC V5N 4L8 | Electrical Permit | Commercial | Renovation | Completed | Installation / Repair - Commercial - Replacing faulty fire alarm panel, no wiring. Replacing with new fire alarm panel. Bulletin 2018-004 BU/EL Category 2, Attachment 1, C new control unit is compatible with all the existing devices incorporated in the existing FAS. We are not altering the existing wiring or outlet boxes, work is considered to be a straight replacement of the electrical equipment. Note: This permit has been issued based on Bulletin 2018-004-BU/EL. | AG Electric and Alarm Monitoring Co Ltd
EP-2022-01563 | 2022-02-28 | 2908 VICTORIA DRIVE, Vancouver, BC V5N 4L8 | Electrical Permit | Commercial | NULL | Expired | Annual / Operating - Annual / Operating, for fire alarm system only. Valid February 28, 2022 until February 27, 2023. | AG Electric and Alarm Monitoring Co Ltd
GP-2022-02183 | 2022-07-27 | 2956 VICTORIA DRIVE, Vancouver, BC V5N 4L8 | Gas Permit | Residential | Renovation | Completed | Residential - DECOMMISSIONING GAS FURNACE | 0994152 BC Ltd
EP-2023-06935 | NULL | 2965 VICTORIA DRIVE, Vancouver, BC V5N 4L7 | Electrical Permit | Residential | New | Withdrawn | Installation / Repair - Residential - Single Family Dwelling with LWH Main Service 200 A Main House main switch 125 A LWH Main Switch 100 A Teck Cable to be installed from Main Meter (Laneway side) to House | AMTEK Electric Ltd
EP-2023-06746 | 2023-09-08 | 2965 VICTORIA DRIVE, Vancouver, BC V5N 4L7 | Electrical Permit | Residential | New | Cancelled | Installation / Repair - Residential - ¦ 1FD- 100A DISCONNECT/ RE-CONNECT ¦ Teck Cable to be installed from Main Meter (Laneway side) to House. Single Family Dwelling with LWH. Main Service 200 A. Main House main switch 125 A. LWH Main Switch 100A. | AMTEK Electric Ltd
EP-2023-05333 | 2023-11-06 | 2965 VICTORIA DRIVE, Vancouver, BC V5N 4L7 | Electrical Permit | Residential | Addition | Completed | Installation / Repair - Residential - SIngle Family Dwelling with Laneway. Main House 100 A main switch with Hydronic Heating. Laneway House 100 A main switch with Base board Heating | AMTEK Electric Ltd
GP-2023-02788 | 2023-09-24 | 2965 VICTORIA DRIVE, Vancouver, BC V5N 4L7 | Gas Permit | Residential | Renovation - Dwelling Unit(s) only | Completed | Residential - Furnace and hot water tank replacement | General Heating Ltd
EP-2024-00124 | 2024-01-05 | 4455 TRAFALGAR STREET, Vancouver, BC | Electrical Permit | Commercial | Renovation | Issued | Installation / Repair - Commercial - Replacing faulty fire alarm panel, no wiring. Replacing with new panel. New control unit is compatible with all the existing devices incorporated in the existing FAS. We are not altering the existing wiring or outlet boxes, this is considered a straight replacement of electrical equipment. Note: The issuance of this permit is based on Bulletin 2018-004-BU/EL. | AG Electric and Alarm Monitoring Co Ltd
MP-2023-01637 | 2023-09-07 | 4767 TRAFALGAR STREET, Vancouver, BC V6L 2M8 | Mechanical Permit | NULL | NULL | Issued | NULL | Ashton Service Group/Ashton Mechanical Ltd.
EP-2023-04489 | 2023-06-01 | 4767 TRAFALGAR STREET, Vancouver, BC V6L 2M8 | Electrical Permit | Residential | Renovation | Issued | Installation / Repair - Residential - Adding circuit for heat pump | Douglas Millington o/a Moose Electric
EP-2023-00657 | 2023-02-09 | 4767 TRAFALGAR STREET, Vancouver, BC V6L 2M8 | Electrical Permit | Residential | Renovation | Completed | Installation / Repair - Residential - Install a new EV charger and a new branch circuit (40A 240V). | Rebco Electrical Contractors Ltd
EP-2023-01269 | 2023-02-14 | 4808 TRAFALGAR STREET, Vancouver, BC V6L 2M9 | Electrical Permit | Residential | New | Completed | Installation / Repair - Residential - alarm,cctv >BP: To construct a 2 storey + cellar one-family dwelling ($854,325.00) with a detached accessory building (garage), at the rear providing 3 parking spaces, having vehicular access from the lane. Proposed approximate pool size 8'-0" x 25' with Hot Tub in rear yard to be secured with minimum 4'-0" perimeter fencing and all gates and doors are to be equipped with locks and self-closing devices. Note: This is a 2 storey building pursuant to the Zoning and Development By-Law 1- A/C unit proposed North elevation- To comply to City of Vancouver Noise Bylaw #6555 2- Schedule B: Matt Kokan, P.Eng (604.439.0922) Geotechnical & Scott Ash-Anderson, P.Eng (604.228.0518) Structural 3-HPO: Residential Builder - CE Miles Construction Ltd. ******THIS PERMIT HAS BEEN ISSUED UNDER THE REQUIREMENTS OF VBBL #12511 (2019)****** | Supertech Systems Ltd
EP-2023-01834 | 2023-03-06 | 4808 TRAFALGAR STREET, Vancouver, BC V6L 2M9 | Electrical Permit | Residential | New | Completed | Installation / Repair - Residential - Low voltage wiring (communication, data, sound) >BP: To construct a 2 storey + cellar one-family dwelling ($854,325.00) with a detached accessory building (garage), at the rear providing 3 parking spaces, having vehicular access from the lane. Proposed approximate pool size 8'-0" x 25' with Hot Tub in rear yard to be secured with minimum 4'-0" perimeter fencing and all gates and doors are to be equipped with locks and self-closing devices. Note: This is a 2 storey building pursuant to the Zoning and Development By-Law 1- A/C unit proposed North elevation- To comply to City of Vancouver Noise Bylaw #6555 2- Schedule B: Matt Kokan, P.Eng (604.439.0922) Geotechnical & Scott Ash-Anderson, P.Eng (604.228.0518) Structural 3-HPO: Residential Builder - CE Miles Construction Ltd. | La Scala Integrated Media Corporation
GP-2023-01274 | 2023-04-20 | 4808 TRAFALGAR STREET, Vancouver, BC V6L 2M9 | Gas Permit | Residential | New | Completed | Residential - Installation of 1 gas fireplace - venting and hook up only. >BP: To construct a 2 storey + cellar one-family dwelling with a detached accessory building (garage), at the rear providing 3 parking spaces, having vehicular access from the lane. | Urban Fireplaces Ltd
PP-2022-02757 | 2022-08-23 | 4808 TRAFALGAR STREET, Vancouver, BC V6L 2M9 | Plumbing Permit | Residential | New | Completed | Residential - New single family dwelling >To construct a 2 storey + cellar one-family dwelling ($854,325.00) with a detached accessory building (garage), at the rear providing 3 parking spaces, having vehicular access from the lane. Proposed approximate pool size 8'-0" x 25' with Hot Tub in rear yard to be secured with minimum 4'-0" perimeter fencing and all gates and doors are to be equipped with locks and self-closing devices. Note: This is a 2 storey building pursuant to the Zoning and Development By-Law 1- No A/C unit proposed 2- Schedule B: Matt Kokan, P.Eng (604.439.0922) Geotechnical & Scott Ash-Anderson, P.Eng (604.228.0518) Structural 3-HPO: Residential Builder - CE Miles Construction Ltd. ******THIS PERMIT HAS BEEN ISSUED UNDER THE REQUIREMENTS OF VBBL #12511 (2019)****** | Total Force Mechanical Ltd
SP-2022-01382 | 2022-08-26 | 4808 TRAFALGAR STREET, Vancouver, BC V6L 2M9 | Sprinkler Permit | Residential | New | Completed | Residential - Sprinkler for New Single Family Dwelling >BP: To construct a 2 storey + cellar one-family dwelling ($854,325.00) with a detached accessory building (garage), at the rear providing 3 parking spaces, having vehicular access from the lane. Proposed approximate pool size 8'-0" x 25' with Hot Tub in rear yard to be secured with minimum 4'-0" perimeter fencing and all gates and doors are to be equipped with locks and self-closing devices. Note: This is a 2 storey building pursuant to the Zoning and Development By-Law 1- A/C unit proposed North elevation- To comply to City of Vancouver Noise Bylaw #6555 2- Schedule B: Matt Kokan, P.Eng (604.439.0922) Geotechnical & Scott Ash-Anderson, P.Eng (604.228.0518) Structural 3-HPO: Residential Builder - CE Miles Construction Ltd. ******THIS PERMIT HAS BEEN ISSUED UNDER THE REQUIREMENTS OF VBBL #12511 (2019)****** -The entire building, INCLUDING THE ATTACHED GARAGE (if applicable), to be sprinklered to NFPA 13D. | Frontier Fire Protection Ltd
MP-2022-00296 | 2022-09-28 | 4808 TRAFALGAR STREET, Vancouver, BC V6L 2M9 | Mechanical Permit | NULL | NULL | Completed | NULL | Total Force Mechanical Ltd
EP-2022-10327 | 2022-12-07 | 4808 TRAFALGAR STREET, Vancouver, BC V6L 2M9 | Electrical Permit | Residential | New | Expired | Temporary Power - Residential - To provide temporary power. | PRO D Electric Ltd
GP-2022-03744 | 2022-11-28 | 4808 TRAFALGAR STREET, Vancouver, BC V6L 2M9 | Gas Permit | Residential | New | Completed | Residential - Meter located at garage. Underground gas line to outside new house. 2 psi to mechanical room. Low pressure distribution from mechanical room. New boiler to have 636 CPVC venting through roof. Gas line to be piped to pool mechanical room. Pool boiler by others. >To construct a 2 storey + cellar one-family dwelling ($854,325.00) with a detached accessory building (garage), at the rear providing 3 parking spaces, having vehicular access from the lane. Proposed approximate pool size 8'-0" x 25' with Hot Tub in rear yard to be secured with minimum 4'-0" perimeter fencing and all gates and doors are to be equipped with locks and self-closing devices. Note: This is a 2 storey building pursuant to the Zoning and Development By-Law 1- A/C unit proposed North elevation- To comply to City of Vancouver Noise Bylaw #6555 2- Schedule B: Matt Kokan, P.Eng (604.439.0922) Geotechnical & Scott Ash-Anderson, P.Eng (604.228.0518) Structural 3-HPO: Residential Builder - CE Miles Construction Ltd. ******THIS PERMIT HAS BEEN ISSUED UNDER THE REQUIREMENTS OF VBBL #12511 (2019)****** AMEND: AUG 3/2023 ADD 2 BBQ BOXES EACH @ 75,000 BTU's | Total Force Mechanical Ltd
NULL | NULL | 4808 TRAFALGAR STREET, Vancouver, BC V6L 2M9 | Plumbing Permit | Residential | New | Draft | Residential - Irrigation tie in with DCVA installation | Christopher Patrick O'Donohue
PP-2023-03331 | 2023-09-19 | 4808 TRAFALGAR STREET, Vancouver, BC V6L 2M9 | Plumbing Permit | Residential | New | Completed | Residential - Water Main Tie In with DCVA Installation fir Irrigation | Christopher Patrick O'Donohue
NULL | NULL | 4808 TRAFALGAR STREET, Vancouver, BC V6L 2M9 | Sprinkler Permit | NULL | NULL | Draft | - Water Main Tie In with DCVA Installation | Christopher Patrick O'Donohue
GP-2023-02903 | 2023-10-03 | 4808 TRAFALGAR STREET, Vancouver, BC V6L 2M9 | Gas Permit | Residential | New | Completed | Residential - Gas line for boiler install | Avante Plumbing & Heating Ltd
PP-2022-01121 | 2022-04-01 | 4808 TRAFALGAR STREET, Vancouver, BC V6L 2M9 | Plumbing Permit | Residential | Renovation | Completed | Residential - 1FD - 1 gravity sump To construct a 2 storey + cellar one-family dwelling with a detached accessory building (garage), at the rear providing 2 parking spaces, having vehicular access from the lane. Note: This is a 2 storey building pursuant to the Zoning and Development By-Law 1- No A/C unit proposed AMEND: MAY 4/2022 CHANGE FROM RENO TO NEW BUILD | J & R Excavation & Demolition Ltd.
EP-2022-04279 | 2022-05-26 | 4808 TRAFALGAR STREET, Vancouver, BC V6L 2M9 | Electrical Permit | Residential | New | Completed | Installation / Repair - Residential - 400amp Main Service: Rough in and finish SFH with detached garage (Note: pool, spa, hottub and AC scope of work removed from this application until associated DB is amended to reflect these) >BP: To construct a 2 storey + cellar one-family dwelling ($854,325.00) with a detached accessory building (garage), at the rear providing 2 parking spaces, having vehicular access from the lane. Note: This is a 2 storey building pursuant to the Zoning and Development By-Law 1- No A/C unit proposed 2- Schedule B: Matt Kokan, P.Eng (604.439.0922) Geotechnical & Scott Ash-Anderson, P.Eng (604.228.0518) Structural 3-HPO: Residential Builder - CE Miles Construction Ltd. ******THIS PERMIT HAS BEEN ISSUED UNDER THE REQUIREMENTS OF VBBL #12511 (2019)****** >>>>>Amend: Oct. 14th -Please include the following, (1) Pool wiring and pool bonding (2) Wiring of Air Conditioning the associated BP has been revised per below: Revision #2: September 7th 2022: 1) Add pool and hot tub to rear yard East elevation; add self closing gates on property pool perimeter areas. Add A/C unit North elevation adjacent to house. | PRO D Electric Ltd
EP-2023-09322 | 2023-10-31 | 4857 TRAFALGAR STREET, Vancouver, BC V6L 2N1 | Electrical Permit | Residential | Addition | Completed | Installation / Repair - Residential - -add 50 amp breaker -DCC12 EV power management device -6/3 copper teck surface mounted along outside to parking spot -Chargepoint home flex Ev Charger mounted on outside wall of house. | Rocket EV Charging Solutions Inc
EP-2023-05643 | 2023-07-10 | 4857 TRAFALGAR STREET, Vancouver, BC V6L 2N1 | Electrical Permit | Residential | Tenant Improvement | Completed | Installation / Repair - Residential - Wiring for heat pump on main house. MP-2023-01142 | F & S Electrical Ltd
NULL | NULL | 5188 TRAFALGAR STREET, Vancouver, BC V6N 4H6 | Plumbing Permit | Residential | Renovation | Withdrawn | Residential - Replacing all DCW &DHW throughout home as well as installing new bath tub on top floor main bathroom, new shower with rough in on basement floor, new laundry water and drain connections on main floor, new shower rough in onensuite bathroom and new dog was shower stall on main floor. | A-1 Drainage Plumbing & Heating Limited
PP-2023-02665 | 2023-07-27 | 5188 TRAFALGAR STREET, Vancouver, BC V6N 4H6 | Plumbing Permit | Residential | Renovation | Issued | Residential - replumbing of in place fixtures for tenant improvement. Fixture locations to remain the same. **Amend 08/14/2023** Change wordings from Tenant Improvement to Renovation as per owners request **No Building alterations or Building work otherwise a BP will be required | A-1 Drainage Plumbing & Heating Limited
GP-2023-01437 | 2023-05-03 | 5188 TRAFALGAR STREET, Vancouver, BC V6N 4H6 | Gas Permit | Residential | Tenant Improvement | Completed | Residential - Replacing like for like 50 gallon gas hot water tank with new code upgrades | A-1 Drainage Plumbing & Heating Limited
NULL | NULL | 5188 TRAFALGAR STREET, Vancouver, BC V6N 4H6 | Plumbing Permit | Residential | Tenant Improvement | Withdrawn | Residential - Supply and Install new 1" DCVA backflow assembly for homes irrigation system | A-1 Drainage Plumbing & Heating Limited
PP-2023-01570 | 2023-05-04 | 5188 TRAFALGAR STREET, Vancouver, BC V6N 4H6 | Plumbing Permit | Residential | New | Completed | Residential - Installation of new 1" DCVA backflow assembly for irrigation system | A-1 Drainage Plumbing & Heating Limited
EP-2023-06713 | 2023-07-24 | 3137 TURNER STREET, Vancouver, BC V5K 2H2 | Electrical Permit | Residential | New | Issued | Temporary Power - Residential - To provide temporary power. | WE WIRE IT ELECTRIC LTD
NULL | NULL | 3528 VANNESS AVENUE, Vancouver, BC V5R 6G4 | Electrical Permit | Residential | Renovation | Withdrawn | Installation / Repair - Residential - Existing 15Kva capacitor wiring and fuse bucket is undersized for the equipment. We are replacing the existing 60A fuse bucket with an 100A fuse bucket and #4AWG Teck90 for the wire to meet the requrements of the equipment nameplate. | Modern Niagara Vancouver Inc
EP-2023-05571 | 2023-06-22 | 3528 VANNESS AVENUE, Vancouver, BC V5R 6G4 | Electrical Permit | Commercial | NULL | Issued | Annual / Operating - Maintenance of existing operating electrical equipment. Maintenance of existing electrical systems. The Remington (building A) shares the same service as The Bradford (building B). | Modern Niagara Vancouver Inc
GP-2022-03521 | 2022-11-10 | 472 UNION STREET, Vancouver, BC V6A 2B6 | Gas Permit | Residential | New | Completed | Residential - Hot water tank replacement | Schmidt Bros Mechanical Ltd
EP-2022-09179 | 2022-10-31 | 6584 VINE STREET, Vancouver, BC V6P 5W5 | Electrical Permit | Residential | Renovation - Dwelling Unit(s) only | Completed | Installation / Repair - Residential - PROVIDE AND INSTALL BREAKER, CABLING AND DISCONNECT FOR AC PROVIDED BY OTHERS. | TLX Electric Inc
EP-2023-10673 | 2023-12-11 | 6591 VINE STREET, Vancouver, BC V6P 5W6 | Electrical Permit | Residential | Renovation | Completed | Installation / Repair - Residential - Install Level 2 EV 40 amp Charger in garage. There is an existing 200 amp service to house with a 200 amp disconnect switch in garage. We will rewire switch and install new 200 amp panel and re-feed house with 200 amps. | Santec Electric Inc
PP-2023-01927 | 2023-05-30 | 6635 VINE STREET, Vancouver, BC V6P 5W6 | Plumbing Permit | Residential | Renovation | Completed | Residential - remove and dispose of claw foot tub and replace with barrier free roll in shower for mobility and accessibility complete with single-way temperature control balancing valve with hand-held shower. Remove and dispose of the pedestal sink and replace with vanity/sink and single lever faucet utilizing existing supply lines and drain. Remove and dispose toilet and replace it with comfort height 88 toilet, utilizing existing supply line and waste drain. | Matthew Stouten
GP-2022-03196 | 2022-10-19 | 6671 VINE STREET, Vancouver, BC V6P 5W6 | Gas Permit | Residential | Renovation | Completed | Residential - RE - RE GAS RANGE( UNISTALL OLD ONE AND INSTALL NEW ONE) | Fast Track Appliances Ltd
PP-2023-03409 | 2023-09-26 | 1502 VICTORIA DRIVE, Vancouver, BC | Plumbing Permit | Commercial | Tenant Improvement | Completed | Commercial - Installing coffee shop equipment in existing cafe space. Sept 4/2023-AMEND Additional backflow preventer | Jeffrey Lavigne
EP-2022-01126 | 2022-02-15 | 563 UNION STREET, Vancouver, BC V6A 2B7 | Electrical Permit | Residential | Renovation | Completed | Installation / Repair - Residential - Kitchen, living room renovation on top floor. Change existing sub panel to new one. Basement full re-wire. -Existing service will remain >BP: Exterior and interior alterations to provide improvements to this one family dwelling building on this site. Work to lower the basement slab and new windows at the rear elevation. Scope of work: - Main fl - demo existing interior walls, doors, stairs, kitchen, plumbing fixtures - Kitchen & bathroom update, millwork, new appliances, new dining bench, and plumbing fixtures - 2nd fl - update bathroom, new closet, and convert storage to Laundry - Bsmt - proposed new basement, new washroom, flex room, and mechanical room REUP submitted per Peter Cho, 778-316-9053 OK for DB per O.Szeleczky, June 18, 2021 OK for Field Review per A.Cashato, June 18, 2021 This is not a sprinklered building. | F & S Electrical Ltd
PP-2022-00020 | 2022-01-05 | 563 UNION STREET, Vancouver, BC V6A 2B7 | Plumbing Permit | Residential | Renovation | Completed | Residential - a 3pc bathroom and kitchen sink added to a lowered basement Exterior and interior alterations to provide improvements to this one family dwelling building on this site. Work to lower the basement slab and new windows at the rear elevation. Scope of work: - Main fl - demo existing interior walls, doors, stairs, kitchen, plumbing fixtures - Kitchen & bathroom update, millwork, new appliances, new dining bench, and plumbing fixtures - 2nd fl - update bathroom, new closet, and convert storage to Laundry - Bsmt - proposed new basement, new washroom, flex room, and mechanical room | Harry Dash Plumbing Ltd
GP-2022-01954 | 2022-06-29 | 563 UNION STREET, Vancouver, BC V6A 2B7 | Gas Permit | Residential | Renovation | Completed | Residential - Gas cooktop line with connection >Exterior and interior alterations to provide improvements to this one family dwelling building on this site. Work to lower the basement slab and new windows at the rear elevation. Scope of work: - Main fl - demo existing interior walls, doors, stairs, kitchen, plumbing fixtures - Kitchen & bathroom update, millwork, new appliances, new dining bench, and plumbing fixtures - 2nd fl - update bathroom, new closet, and convert storage to Laundry - Bsmt - proposed new basement, new washroom, flex room, and mechanical room REUP submitted per Peter Cho, 778-316-9053 OK for DB per O.Szeleczky, June 18, 2021 OK for Field Review per A.Cashato, June 18, 2021 This is not a sprinklered building. Revision #1 - Add secondary suite in the basement - removal of basement interior stairs and support wall - Resize windows on basement/main floors - north elevation - Widen archway in main floor living room - Add closet to main floor Note: - No strata titling is permitted. - This is a two-storey building pursuant to the Zoning and Development By-law. - An annual Vancouver Business License must be obtained prior to the rental of this approved one-family dwelling and/or secondary suite on this site. - Install interconnected, hardwired, 120 volt smoke alarms with battery back-up and silencing feature, in each sleeping unit and within 5 m outside each sleeping area on each storey as per Building By-law 9.1019. - Install carbon monoxide alarm as per Building By-la 9.32.4.2. & Bulletin 2007-007-BU/EL. - Upgrade work under Part 11 (based on value of work - energuide related 11.2.1.1.4). | SOUTHSIDE GAS SERVICES LTD
NULL | NULL | 1014 VICTORIA DRIVE, Vancouver, BC V5L 4G2 | Gas Permit | Residential | New | Draft | Residential - replacement of existing furnace with new high efficiency type | NULL
EP-2022-06465 | 2022-08-09 | 3111 VICTORIA DRIVE, Vancouver, BC V5N 4M2 | Electrical Permit | Residential | Addition | Completed | Installation / Repair - Residential - Installation of a solar photovoltaic system. 12 Solar Photovoltaic panels on a residential rooftop, DC feed from the roof feeds a 5kW inverter, AC feed from the inverter feeds the main service panel via an AC disconnect installed beside the meter. >BP: Exterior alterations to install solar photovoltaic panels on the roof of this existing two-family dwelling building on this site. Letter of assurance provided by: Schedule B (Structural): Govinder S Dhesi, P.Eng, 604-580-3275 | Shift Energy Group Inc
EP-2022-08730 | 2022-10-14 | 5705 VICTORIA DRIVE, Vancouver, BC V5P 3W5 | Electrical Permit | Commercial | Addition | Completed | Installation / Repair - Commercial - re-lamp, re-ballast for T8 fixture, No modification made. Replace old fluorescent potlight into LED downlight. | Atlantic Electric Ltd
EP-2022-09602 | NULL | 5705 VICTORIA DRIVE, Vancouver, BC V5P 3W5 | Electrical Permit | Commercial | Addition | Ready For Issue | Installation / Repair - Commercial - LED upgrade, re-lmap, re-ballast on the existing fixture, same brand of the elctronic ballast. Relamp into LED self in ballast. Replace old fluorescent potlight into LED downlight | Atlantic Electric Ltd
EP-2022-07948 | 2022-09-23 | 5710 VICTORIA DRIVE, Vancouver, BC V5P 3W6 | Electrical Permit | Commercial | Addition | Completed | Installation / Repair - Commercial - Re-lamp, re-ballast for T8 fixture. Replace old fluorencent potlight into LED potlight | Atlantic Electric Ltd
NULL | NULL | 1633 W 10TH AVENUE, Vancouver, BC V6J 2A2 | Mechanical Permit | NULL | NULL | Draft | NULL | ARCON HEATING AND AIR CONDITIONING
EP-2023-00546 | 2023-01-24 | 1696 W 10TH AVENUE, Vancouver, BC V6J 2A1 | Electrical Permit | Commercial | Renovation | Issued | Installation / Repair - Commercial - Maintenance replacement of fire alarm panel (The control unit and annunciator). Note: This permit has been issued based on Bulletin 2018-004-BU/EL. | Fina Electrical Systems Ltd
EP-2022-09877 | 2022-11-22 | 1705 W 10TH AVENUE, Vancouver, BC V6J 2A4 | Electrical Permit | Commercial | NULL | Expired | Annual / Operating - Annual electrical permit Renewal of EP-2021-08566 Valid: from Nov 23, 2022 to Nov 22nd 2023 General electrical work: ballasts, lamps, switches and receptacles | MDE Enterprises Ltd
EP-2023-09986 | 2023-12-14 | 1705 W 10TH AVENUE, Vancouver, BC V6J 2A4 | Electrical Permit | Commercial | Tenant Improvement | Completed | Installation / Repair - Commercial - EV Charger infrastructure for Parkade There is only 1 Car with Dual Head ( CT4000) total load in 40A as its share in the EV charger. Its Fed from house Panel A & B 1-2P 40A breaker. | MDE Enterprises Ltd
EP-2023-10548 | 2023-11-22 | 1705 W 10TH AVENUE, Vancouver, BC V6J 2A4 | Electrical Permit | Commercial | NULL | Issued | Annual / Operating - Annual electrical permit renewal of EP-2022-09877 Valid: from Nov 23, 2023 to Nov 22nd 2024 General electrical work: ballasts, lamps, switches and receptacles | MDE Enterprises Ltd
EP-2022-01701 | NULL | 1705 W 10TH AVENUE, Vancouver, BC V6J 2A4 | Electrical Permit | Commercial | NULL | Withdrawn | Annual / Operating - Annual Operating Permit General Electrical works: ballasts, lamps, switches, receptacles and other small electrical jobs Valid from March 2022 to March 2023 | MDE Enterprises Ltd
EP-2022-06960 | 2022-08-18 | 1736 W 10TH AVENUE, Vancouver, BC V6J 2A6 | Electrical Permit | Commercial | Renovation | Completed | Installation / Repair - Commercial - Maintenance replacement of fire alarm panel, control unit and annunciator. Note: This permit has been issued based on Bulletin 2018-004-BU/EL. | Fina Electrical Systems Ltd
EP-2022-02621 | 2022-05-27 | 5368 TRAFALGAR STREET, Vancouver, BC V6N 1B9 | Electrical Permit | Residential | Renovation | Completed | Installation / Repair - Residential - -200 amp service upgrade -two heat pump install -car charger plug -Note the owner has already been given permission by the city to have 2 heat pumps in his back yard. Also the home will be receiving a service upgrade to a 200 amp service. >Amend: Sept. 28th -Revised copy of load calculation document uploaded as requested by city electrical inspector. | NORTHERN LIGHTS ELECTRIC LTD
MP-2022-00303 | 2022-09-29 | 5368 TRAFALGAR STREET, Vancouver, BC V6N 1B9 | Mechanical Permit | NULL | NULL | Completed | NULL | Thomson Industries Ltd
MP-2022-00488 | 2022-10-28 | 5368 TRAFALGAR STREET, Vancouver, BC V6N 1B9 | Mechanical Permit | NULL | NULL | Cancelled | NULL | Thomson Industries Ltd
GP-2023-02076 | 2023-07-12 | 5402 TRAFALGAR STREET, Vancouver, BC V6N 1B9 | Gas Permit | Residential | Tenant Improvement | Completed | Residential - 1 gas fireplace | Campbell Care Plumbing, Heating & Air Ltd.
GP-2023-03072 | 2023-10-16 | 5566 TRAFALGAR STREET, Vancouver, BC V6N 1C3 | Gas Permit | Residential | Renovation | Completed | Residential - To replace an existing heating boiler + domestic hot water heater with a Viessmann Boiler + Indirectly fired water heater | Oasis Plumbing and Heating Limited
EP-2022-04228 | 2022-05-30 | 5638 TRAFALGAR STREET, Vancouver, BC V6N 1C3 | Electrical Permit | Residential | Addition | Issued | Installation / Repair - Residential - TO CONTINUE WORK STARTED BY OTHERS (EP-2021-00811) Service upgrade due to new Lwh on site, 200 amp service connection, 125 amp goes to main house , 100 amp goes to Lwh | AECOM ELECTRIC LTD
EP-2022-05608 | 2022-07-04 | 5968 TRAFALGAR STREET, Vancouver, BC V6N 1C4 | Electrical Permit | Residential | Renovation | Cancelled | Installation / Repair - Residential - Rough in and plating of security, tv, telephone, network. -complete security installation | Tuong Su
GP-2022-02366 | 2022-08-12 | 5992 TRAFALGAR STREET, Vancouver, BC V6N 1C4 | Gas Permit | Residential | New | Completed | Residential - Zero Clearance B-Vent Gas Fireplace to Existing SFD Vent & Gas Hookup Only | Encore Fireplaces Ltd
EP-2022-01832 | 2022-03-07 | 3389 VENABLES STREET, Vancouver, BC V5K 2S7 | Electrical Permit | Residential | New | Expired | Temporary Power - Residential - To provide temporary power. | ALPHA TECH ELECTRICAL LTD
MP-2022-00250 | 2022-09-21 | 3389 VENABLES STREET, Vancouver, BC V5K 2S7 | Mechanical Permit | NULL | NULL | Completed | NULL | East West Plumbing (2007) Ltd
PP-2022-03128 | 2022-09-08 | 3389 VENABLES STREET, Vancouver, BC V5K 2S7 | Plumbing Permit | Residential | New | Completed | Residential - 2FD+SS - FRONT - 3389 VENABLES ST BACK - 3391 VENABLES ST - #1 & #2 fixtures >DB: To construct a two-storey two-family dwelling with one secondary suite located in the basement, with a detached accessory building (garage) at the rear providing 2 parking spaces, having vehicular access from the lane. Note: This is a 2 storey building pursuant to the Zoning and Development By-Law 1. Covenant registered at the Land Title Office under CA9898216 2. No strata titling permitted 3. A/C units proposed in rear yard & second storey 4. No Bar sinks proposed | East West Plumbing (2007) Ltd
PP-2022-03670 | 2022-10-14 | 3389 VENABLES STREET, Vancouver, BC V5K 2S7 | Plumbing Permit | Residential | New | Completed | Residential - sump | GNA Contracting Ltd
SP-2022-01710 | 2022-10-17 | 3389 VENABLES STREET, Vancouver, BC V5K 2S7 | Sprinkler Permit | Residential | New | Completed | Residential - New Sprinkler System for : >BP:To construct a two-storey two-family dwelling with one secondary suite ($633,120) located in the basement, with a detached accessory building (garage) at the rear providing 2 parking spaces, having vehicular access from the lane. Note: This is a 2 storey building pursuant to the Zoning and Development By-Law 1. Covenant registered at the Land Title Office under CA9898216 2. No strata titling permitted 3. A/C units proposed in rear yard & second storey 4. No Bar sinks proposed 5. Schedule B: Jason Hui, P.Eng (778.319.3403) Structural & Geotechnical 6. HPO: Residential Builder - Yuvraj Properties Ltd | East West Plumbing (2007) Ltd
GP-2022-03185 | 2022-10-17 | 3389 VENABLES STREET, Vancouver, BC V5K 2S7 | Gas Permit | Residential | New | Completed | Residential - Install 2 Range & 2 Boiler for: >BP: To construct a two-storey two-family dwelling with one secondary suite ($633,120) located in the basement, with a detached accessory building (garage) at the rear providing 2 parking spaces, having vehicular access from the lane. | East West Plumbing (2007) Ltd
EP-2022-08907 | 2022-10-19 | 3389 VENABLES STREET, Vancouver, BC V5K 2S7 | Electrical Permit | Residential | New | Completed | Installation / Repair - Residential - tv,telephone,alarm prewire and finish - Complete Security Alarm System >BP: To construct a two-storey two-family dwelling with one secondary suite ($633,120) located in the basement, with a detached accessory building (garage) at the rear providing 2 parking spaces, having vehicular access from the lane. Note: This is a 2 storey building pursuant to the Zoning and Development By-Law 1. Covenant registered at the Land Title Office under CA9898216 2. No strata titling permitted 3. A/C units proposed in rear yard & second storey 4. No Bar sinks proposed 5. Schedule B: Jason Hui, P.Eng (778.319.3403) Structural & Geotechnical 6. HPO: Residential Builder - Yuvraj Properties Ltd | Tvisha Technologies Ltd
EP-2022-09001 | 2022-11-04 | 3389 VENABLES STREET, Vancouver, BC V5K 2S7 | Electrical Permit | Residential | New | Completed | Installation / Repair - Residential - Address Information: Front Unit 3389 Venables St - One Family Dwelling (1st - 2nd floor) Back Unit #1-3391 Venables St - One Family Dwelling (1st - 2nd floor) #2-3391 Venables St - Secondary Suite (north portion of basement) New Duplex wiring service and finishing >DB: To construct a two-storey two-family dwelling with one secondary suite located in the basement, with a detached accessory building (garage) at the rear providing 2 parking spaces, having vehicular access from the lane. Note: This is a 2 storey building pursuant to the Zoning and Development By-Law 1. Covenant registered at the Land Title Office under CA9898216 2. No strata titling permitted 3. A/C units proposed in rear yard & second storey 4. No Bar sinks proposed | ALPHA TECH ELECTRICAL LTD
EP-2022-02252 | 2022-03-22 | 5882 TYNE STREET, Vancouver, BC V5R 4L6 | Electrical Permit | Commercial | NULL | Expired | Annual / Operating - Maintenance of Life safety system | C M & Sons Electrical Inc
EP-2022-10292 | 2022-12-06 | 5888 TYNE STREET, Vancouver, BC V5R 4L6 | Electrical Permit | Residential | Renovation - Dwelling Unit(s) only | Completed | Installation / Repair - Residential - LWH - #3 - Meter work only. * HYDRO REQUIRES A PERMIT IN ORDER TO DISCONNECT AND RECONNECT. (FIXING A FLICKERING LIGHT ON THE LWH) | Arc Flash Electric Ltd
GP-2023-00816 | 2023-03-07 | 5892 TYNE STREET, Vancouver, BC V5R 4L6 | Gas Permit | Residential | Renovation | Completed | Residential - Re&Re Hot water Gas tank | Milani Plumbing Heating & Air Conditioning Ltd
SP-2022-00393 | 2022-07-12 | 1125 VERNON DRIVE, Vancouver, BC | Sprinkler Permit | Commercial | Tenant Improvement | Completed | Commercial - Sprinkler alterations to provide improvements for the existing office space in this existing Wholesale Class A space in this existing commercial building. | Phaser Fire Protection Ltd
EP-2022-04305 | 2022-05-25 | 1125 VERNON DRIVE, Vancouver, BC | Electrical Permit | Commercial | Tenant Improvement | Completed | Installation / Repair - Commercial - Replace warehouse lighting fixtures with new LED fixtures not a retrofit. New exit corridor. >BP: Interior Alteration - to shift existing demising wall and create an exit corridor with 2 hr fire-resistance rating between this suite, occupied by A & B Party Rental as warehouse (Group F2), and adjacent suite (1121 William Street) on the second storey of this industrial building. Notes: - Okay for BP as per Kirat Kang on Jan 24, 2022. - Warehouse racking system is for egress path reference only, not part of the scope, a separate permit is required. *** Reviewed under the VBBL 2019, with reduction in upgrade triggers as per bylaw #13714 effective Jan 01, 2022 *** | Tytan Electric Inc.
EP-2022-04308 | 2022-08-18 | 1125 VERNON DRIVE, Vancouver, BC | Electrical Permit | Commercial | Tenant Improvement | Completed | Installation / Repair - Commercial - Upgrade fire alarm system and emergency lighting as noted on electrical drawings. BP: Interior Alteration - to shift existing demising wall and create an exit corridor with 2 hr fire-resistance rating between this suite, occupied by A & B Party Rental as warehouse (Group F2), and adjacent suite (1121 William Street) on the second storey of this industrial building. Notes: - Okay for BP as per Kirat Kang on Jan 24, 2022. - Warehouse racking system is for egress path reference only, not part of the scope, a separate permit is required. *** Reviewed under the VBBL 2019, with reduction in upgrade triggers as per bylaw #13714 effective Jan 01, 2022 *** | Tytan Electric Inc.
SP-2022-00720 | 2022-05-09 | 1125 VERNON DRIVE, Vancouver, BC | Sprinkler Permit | Commercial | Tenant Improvement | Completed | Commercial - Run new exposed sprinkler line in a new corridor Interior Alteration - to shift existing demising wall and create an exit corridor with 2 hr fire-resistance rating between this suite, occupied by A & B Party Rental as warehouse (Group F2), and adjacent suite (1121 William Street) on the second storey of this industrial building. *****This application does not include any of the following: 1. Not more than 20 sprinklers (add, relocate, or remove), 2. hydraulic calculations, 3. change in occupancy and /or hazard classification, 4. warehouse storage arrangements, 5. mobile compact storage arrangements, 6. alternative solutions, 7. changes to the sprinkler system supply piping (e.g. valves, mains, cross-mains, branch-lines, etc.), or 8. flexible sprinkler pipe. | Phaser Fire Protection Ltd
EP-2022-00337 | 2022-01-21 | 1125 VERNON DRIVE, Vancouver, BC | Electrical Permit | Commercial | Renovation | Completed | Installation / Repair - Commercial - Small Office TI -relocating an existing transformer, so the Grounding is going to have to be extended. Re install existing 30KVA transformer. New 120/208V panel Rough in of kitchen and 6 new offices. New lighting in Showroom and new offices Clean-up of existing wires above existing Tbar >BP: Interior alterations to provide improvements for the existing office space in this existing Wholesale Class A space in this existing commercial building. Letter of assurance provided by: Andrew J. Igel, 778-839-4260, Schedule B (Architectural) Work to be done: - Alteration to partition walls to create new office spaces - New flooring and finishes Note: - DBI to determine if SP is required - Energy upgrade E2 - HVAC - Clean and Balance all Air Systems (per 6.7.2.3.2 of ASHRAE 90.1- 2016) | Tytan Electric Inc.
SP-2022-00063 | 2022-03-08 | 1355 VERNON DRIVE, Vancouver, BC | Sprinkler Permit | Commercial | New | Completed | Commercial - Run pipe from previously Installed dry valves, out to the newly constructed out buildings for the car wash and vacuum stations >BP: Interior and exterior alterations, change of major occupancy and change of use from a single tenant Repair Garage (Group F2) to three tenant spaces including General Office (Group D shell), and Motor Vehicle Repair Shop (Group F2 shell) and Transportation and Storage (Group F2) in this existing mixed use commercial building. Proposed work includes expansion of the existing 2nd floor to the south side of the building, installation passenger lift elevator, replacement of existing 3 roof top units. sprinklering the building and installing a fire alarm. | Aqueduct Life Safety Ltd
EP-2022-02474 | NULL | 1355 VERNON DRIVE, Vancouver, BC | Electrical Permit | Commercial | New | Withdrawn | Installation / Repair - Commercial - Generator set hookup. >BP: Interior and exterior alterations, change of major occupancy and change of use from a single tenant Repair Garage (Group F2) to three tenant spaces including General Office (Group D shell), and Motor Vehicle Repair Shop (Group F2 shell) and Transportation and Storage (Group F2) in this existing mixed use commercial building. Proposed work includes expansion of the existing 2nd floor to the south side of the building, installation passenger lift elevator, replacement of existing 3 roof top units. sprinklering the building and installing a fire alarm. Revision #2 - To rebuild the main entrance to eliminate the inner bay by straightening the exterior wall. To add a canopy over the main entrance. To replace all windows with new windows. Changes to the interior layout. To create a private entrance to the mechanical shop off Vernon Dr. To erect a car wash and a vacuum shelter. - Accepted Jan 15/20 Revision #3 - To replace approved site drawings - accepted June 23/21 Revision #4 - -To slightly shift the location of the carwash and vacuum shelter. -To thicken the slab of the carwash and vacuum shelter. -To provide updated civil drawings. Accepted Nov.2/21 | Centrum Electric Ltd
SP-2022-00444 | 2022-08-24 | 1575 VERNON DRIVE, Vancouver, BC V6A 3P8 | Sprinkler Permit | Commercial | Renovation | Completed | Commercial - T-bar was removed, existing sprinkler pendents need to be within 12" of cieling | Peak Fire Protection Ltd
EP-2022-00032 | 2022-01-05 | 1575 VERNON DRIVE, Vancouver, BC V6A 3P8 | Electrical Permit | Commercial | NULL | Expired | Annual / Operating - ***Annual Operating Permit*** Valid from: December 18, 2021 to: December 17, 2022 Renewal of EP-2021-00541 Ongoing electrical maintenance, repairs, lighting & equipment relocation & additions | Kybe Electrical Contracting Ltd
EP-2023-00852 | 2023-02-03 | 1575 VERNON DRIVE, Vancouver, BC V6A 3P8 | Electrical Permit | Commercial | NULL | Expired | Annual / Operating - Maintenance of existing operating electrical equipment. Electrical inspections and small electrical repairs. | Ainsworth Inc
EP-2023-02786 | 2023-05-25 | 1575 VERNON DRIVE, Vancouver, BC V6A 3P8 | Electrical Permit | Commercial | Tenant Improvement | Issued | Installation / Repair - Commercial - Tenant Improvement - installing additional lighting, receptacles, switches -3500w of metal halide lighting being removed, 2200w of led being reinstall. Building is open warehouse with machinery and moving vehicles for manufacturing | Kybe Electrical Contracting Ltd
SP-2023-00781 | 2023-05-04 | 1575 VERNON DRIVE, Vancouver, BC V6A 3P8 | Sprinkler Permit | Commercial | Tenant Improvement | Completed | Commercial - Relocate two 155 degree standard response pendents >BP: Interior alterations only and a change of use from the existing Brewing or Distilling use to a new Machinery or Equipment Manufacturing use at 1575 Vernon Drive at this existing industrial building. *****This application does not include any of the following: 1. Not more than 20 sprinklers (add, relocate, or remove), 2. hydraulic calculations, 3. change in occupancy and /or hazard classification, 4. warehouse storage arrangements, 5. mobile compact storage arrangements, 6. alternative solutions, 7. changes to the sprinkler system supply piping (e.g. valves, mains, cross-mains, branch-lines, etc.), or 8. flexible sprinkler pipe. | Peak Fire Protection Ltd
EP-2023-03944 | 2023-05-05 | 1575 VERNON DRIVE, Vancouver, BC V6A 3P8 | Electrical Permit | Commercial | Tenant Improvement | Completed | Installation / Repair - Commercial - Replace exit signs with pictogram style in the reception area. Adjust electrical installation in the reception area to ensure that it meets current electrical code. >BP: Interior alterations only and a change of use from the existing Brewing or Distilling use to a new Machinery or Equipment Manufacturing use at 1575 Vernon Drive at this existing industrial building. Note: A separate Building Permit (BP) would be required for the future Racking Systems and the Wire Safety Cage added at 8'-0" in height and anchored into the existing concrete slab. Digitally sealed, signed, and dated Structural Drawings and Schedule B - Structural would be required. OK for Field Review processing as per Howie Chow, April 5, 2023. Notes: - This building is sprinklered. DBI to determine if a sprinkler permit is required. | Ainsworth Inc
NULL | NULL | 1575 VERNON DRIVE, Vancouver, BC V6A 3P8 | Electrical Permit | Commercial | NULL | Withdrawn | Special Event - Live music and drag event in the parking lot | Kybe Electrical Contracting Ltd
EP-2022-06179 | 2022-07-22 | 1575 VERNON DRIVE, Vancouver, BC V6A 3P8 | Electrical Permit | Commercial | NULL | Expired | Special Event - Live music event at MOD Beverage | Kybe Electrical Contracting Ltd
EP-2022-10761 | 2022-12-23 | 1817 VICTORIA DIVERSION, Vancouver, BC V5N 2K2 | Electrical Permit | Residential | Tenant Improvement | Completed | Installation / Repair - Residential - 1. Replace ungrounded receptacles with GFCI receptacles 2. Correct receptacles polarity 3. Install KO fillers, junction box covers 4. Fix wiring problem 5. Install water and gas bonding 6. Replace old breakers in the house panel 7. Replace oversized breakers and double-tapped breakers 8. Install cage on keyless light fixtures or replacement 9. Interconnected smoke/CO2 alarms on each floor hallway 10. Add receptacles to reduce the use of extension cords | Cathay Services Ltd
EP-2022-00167 | 2022-01-12 | 2970 VENABLES STREET, Vancouver, BC V5K 2R9 | Electrical Permit | Residential | New | Expired | Temporary Power - Residential - To provide temporary power. >BP: 2FD+ 2SS NOTE: Work authorized by this permit is for placement of a temporary power pole only and does not authorize any site construction and/or excavation. A separate Building Permit will be required prior to commencement of any other work on this site. | POWER STAR ELECTRICAL LTD
PP-2022-01647 | 2022-05-12 | 2970 VENABLES STREET, Vancouver, BC V5K 2R9 | Plumbing Permit | Residential | New | Completed | Residential - Sump | Hans Demolition and Excavating Ltd.
PP-2022-02648 | 2022-07-29 | 2970 VENABLES STREET, Vancouver, BC V5K 2R9 | Plumbing Permit | Residential | New | Completed | Residential - New plumbing work >To construct a 2 storey two-family dwelling with 2 secondary suites located in the Basement/Cellar ($898,602.50) with a detached accessory building (garage). 1. Covenant registered at the Land Title Office under CA8923637 2. A/C Unit proposed located at rear yard and top storey. 3. Schedule B: Sharat Chande P.Eng (604.723.7534) Structural and Geotechnical 4. HPO: Residential Builder- Armeva Custom Homes The entire building to be sprinklered to 2 x NFPA 13D. Note: This is a 2 storey building pursuant to the Zoning and Development By-Law **THIS PERMIT HAS BEEN ISSUED UNDER THE REQUIREMENTS OF VBBL #12511 (2019).** | Ransih Plumbing & Heating Ltd
SP-2022-01454 | 2022-09-07 | 2970 VENABLES STREET, Vancouver, BC V5K 2R9 | Sprinkler Permit | Residential | New | Completed | Residential - 2FD+2SS - FRONT - 2970 VENABLES ST - #1 & #2 BACK - 2972 VENABLES ST - #1 & #2 New sprinkler system >DB: To construct a 2 storey two-family dwelling with 2 secondary suites located in the Basement/Cellar with a detached accessory building (garage). 1. Covenant registered at the Land Title Office under CA8923637 2. A/C Unit proposed located at rear yard and top storey. | Haven Fire Protection Ltd
EP-2022-07377 | 2022-09-15 | 2970 VENABLES STREET, Vancouver, BC V5K 2R9 | Electrical Permit | Residential | New | Completed | Installation / Repair - Residential - new duplex with 2 secondary suites rough wiring & finishing >BP: To construct a 2 storey two-family dwelling with 2 secondary suites located in the Basement/Cellar ($898,602.50) with a detached accessory building (garage). 1. Covenant registered at the Land Title Office under CA8923637 2. A/C Unit proposed located at rear yard and top storey. 3. Schedule B: Sharat Chande P.Eng (604.723.7534) Structural and Geotechnical 4. HPO: Residential Builder- Armeva Custom Homes The entire building to be sprinklered to 2 x NFPA 13D. Note: This is a 2 storey building pursuant to the Zoning and Development By-Law | POWER STAR ELECTRICAL LTD
GP-2022-02885 | 2022-09-28 | 2970 VENABLES STREET, Vancouver, BC V5K 2R9 | Gas Permit | Residential | New | Completed | Residential - To install four gas ranges, two barbecues and two boilers >BP: To construct a 2 storey two-family dwelling with 2 secondary suites located in the Basement/Cellar ($898,602.50) with a detached accessory building (garage). | Ransih Plumbing & Heating Ltd
EP-2023-11339 | 2024-01-05 | 2993 VENABLES STREET, Vancouver, BC V5K 2R8 | Electrical Permit | Residential | Tenant Improvement | Issued | Installation / Repair - Residential - Installation of EV Wall Charger (owner provided) or NEMA 14-30R receptacle in garage Covered by WCB, bonded, licensed, and 5 million liability insurance Run new #10 AWG cable from electrical panel (up to 15' of cable) Run cable interior of drywall when possible, final location TBD by client Install 30amp breaker in main electrical panel and labelled for EV Charger circuit, terminate wires into breaker gland. Mount and install an EV Wall Charger (owner provided) terminate cable at Charging location Provide and install 30A breaker in Panel, confirm charging operation and voltage, troubleshoot if needed. Program EV Charger and set to 30A breaker size. | MJR Electric Ltd
EP-2022-05798 | 2022-07-14 | 3066 VENABLES STREET, Vancouver, BC V5K 2S1 | Electrical Permit | Residential | New | Completed | Installation / Repair - Residential - extra low voltage (Data and coax cable finishing) >BP: To construct a 2 storey laneway house building ($172,000.00) with an open parking pad providing 1 parking space over gravel, having vehicular access from the 20' Lane. | AJ INTEGRATED SERVICES LTD
EP-2023-04055 | 2023-05-25 | 3066 VENABLES STREET, Vancouver, BC V5K 2S1 | Electrical Permit | Residential | New | Completed | Installation / Repair - Residential - All wiring and finishing 200 amp main service 125 amp for house 100 amp for lwh *EP-2021-02948: Laneway/ Completed *An approved mechanical permit is required for the installation of air conditioning or heat pump unit at the time of installation before an electrical inspection will be performed >BP: To construct a 2 storey + basement one-family dwelling with a secondary suite located in the basement with surface parking pad, at the rear providing 1 parking spaces, having vehicular access from the lane. LWH issued under DB-2020-01996 Note: This is a 2 storey building pursuant to the Zoning and Development By-Law 1- Covenant registered at the Land Title Office under CB208146 2- No strata titling permitted 3- No proposed bar sink 4- A/C unit proposed in rear yard and second floor plan 5- Schedule B: Beerinder Sidhu M.Eng/ P.Eng (604-339-0034) Structural & Geotechnical 6- HPO: Residential Builder, 88 Homes Ltd. | H.L. ELECTRICAL LTD
MP-2023-00783 | 2023-05-05 | 3066 VENABLES STREET, Vancouver, BC V5K 2S1 | Mechanical Permit | NULL | NULL | Completed | NULL | Gurumehar Plumbing & Heating Ltd
SP-2023-00918 | 2023-05-24 | 3066 VENABLES STREET, Vancouver, BC V5K 2S1 | Sprinkler Permit | Residential | New | Completed | Residential - new home >BP: To construct a 2 storey + basement one-family dwelling with a secondary suite located in the basement with surface parking pad, at the rear providing 1 parking spaces, having vehicular access from the lane. Note: This is a 2 storey building pursuant to the Zoning and Development By-Law 1- Covenant registered at the Land Title Office under CB208146 2- No strata titling permitted 3- No proposed bar sink 4- A/C unit proposed in rear yard and second floor plan 5- Schedule B: Beerinder Sidhu M.Eng/ P.Eng (604-339-0034) Structural & Geotechnical 6- HPO: Residential Builder, 88 Homes Ltd. | SBMS Construction Ltd
GP-2023-01643 | 2023-05-26 | 3066 VENABLES STREET, Vancouver, BC V5K 2S1 | Gas Permit | Residential | New | Completed | Residential - 1 Range, 1 Water Heater & 1 BBQ gas rough-in for instant hot water for future. >BP: To construct a 2 storey + basement one-family dwelling with a secondary suit | M-7 Mechanicals Ltd
NULL | NULL | 3066 VENABLES STREET, Vancouver, BC V5K 2S1 | Mechanical Permit | NULL | NULL | Withdrawn | NULL | NULL
EP-2023-03757 | 2023-05-01 | 3066 VENABLES STREET, Vancouver, BC V5K 2S1 | Electrical Permit | Residential | New | Completed | Installation / Repair - Residential - Security alarm, tv cables, telephone and door chime. >Permit Amendment Sep 18, 2023 -"Alarm rough in only" >BP: To construct a 2 storey + basement one-family dwelling with a secondary suite located in the basement with surface parking pad, at the rear providing 1 parking spaces, having vehicular access from the lane. LWH issued under DB-2020-01996 Note: This is a 2 storey building pursuant to the Zoning and Development By-Law 1- Covenant registered at the Land Title Office under CB208146 2- No strata titling permitted 3- No proposed bar sink 4- A/C unit proposed in rear yard and second floor plan 5- Schedule B: Beerinder Sidhu M.Eng/ P.Eng (604-339-0034) Structural & Geotechnical 6- HPO: Residential Builder, 88 Homes Ltd. Combustible projections or roof soffits on an exposing building face shall not project to less than .45m from the property line and shall be in compliance with VBBL 2019 9.10.15.5.(9) As shown by an asterisk (*) on the building permit floor plans and/or elevations, exit protection is required to be provided in accordance with Articles 9.9.4.4., 9.9.4.6., and/or 9.37.2.8. of the 2019 VBBL. The entire building, to be sprinklered to NFPA 13D. | A B L SECURITY SYSTEMS LTD.
PP-2023-01563 | 2023-05-03 | 3066 VENABLES STREET, Vancouver, BC V5K 2S1 | Plumbing Permit | Residential | New | Completed | Residential - 1FD+SS - #1 & #2 - plumbing The entire building, to be sprinklered to NFPA 13D. >DB: To construct a 2 storey + basement one-family dwelling with a secondary suite located in the basement with surface parking pad, at the rear providing 1 parking spaces, having vehicular access from the lane. LWH issued under DB-2020-01996 Note: This is a 2 storey building pursuant to the Zoning and Development By-Law 1- Covenant registered at the Land Title Office under CB208146 2- No strata titling permitted 3- No proposed bar sink 4- A/C unit proposed in rear yard and second floor plan | Gurumehar Plumbing & Heating Ltd
PP-2023-01226 | 2023-04-06 | 3066 VENABLES STREET, Vancouver, BC V5K 2S1 | Plumbing Permit | Residential | New | Completed | Residential - 2 sumps with pump one sump without pump NOTE: Engineering Assurance letter will be submitted to the Plumbing Inspector on the site. Letter shall conform to the requirements of Vancouver Bulletin 2000-008-EL/P Sept 18/2023-AMEND Engineer letter provided | Bhullar Excavating and Demolition
PP-2023-01023 | 2023-03-24 | 3075 VENABLES STREET, Vancouver, BC V5K 2S2 | Plumbing Permit | Residential | New | Issued | Residential - Sump >BP: To construct a 2 storey with basement single detached house with secondary suite and a surface parking at the rear, having vehicular access from the lane. | Power Excavating Ltd
EP-2023-01306 | 2023-02-14 | 3075 VENABLES STREET, Vancouver, BC V5K 2S2 | Electrical Permit | Residential | New | Issued | Temporary Power - Residential - To provide temporary power. | HY Electric Company Ltd
EP-2023-01794 | 2023-03-27 | 3075 VENABLES STREET, Vancouver, BC V5K 2S2 | Electrical Permit | Residential | New | Issued | Installation / Repair - Residential - new residential dwelling electric wiring and installation *An approved mechanical permit is required for the installation of air conditioning or heat pump unit at the time of installation before an electrical inspection will be performed >BP: To construct a 2 storey with basement single detached house with secondary suite and a surface parking at the rear, having vehicular access from the lane. The entire building to be sprinklered to NFPA 13D. As shown on the building permit floor plans and/or elevations, exit protection is required to be provided in accordance with Articles 9.9.4.4., 9.9.4.6., and/or 9.37.2.8. of the 2019 VBBL. Note: This is a 2 storey building pursuant to the Zoning and Development By-Law ******THIS PERMIT HAS BEEN ISSUED UNDER THE REQUIREMENTS OF VBBL 2019****** This permit is issued under the VBBL 2019, with updated energy requirements as per bylaw # 12997 effective Jan 01, 2022. 1. Covenant registered at the Land Title Office under CB101010 2. No strata titling permitted 3. A/C unit proposed in rear yard 4. No bar sink 5. Schedule B Zhanchao Zhao P.Eng (604-526-1305) Architectural 6. Schedule B Zhanchao Zhao P.Eng (604-526-1305) Structural and Geotechnical 7. BC Housing Kylin Construction | HY Electric Company Ltd
PP-2023-01890 | 2023-05-29 | 3075 VENABLES STREET, Vancouver, BC V5K 2S2 | Plumbing Permit | Residential | New | Issued | Residential - new plumbing works >BP: To construct a 2 storey with basement single detached house with secondary suite and a surface parking at the rear, having vehicular access from the lane. The entire building to be sprinklered to NFPA 13D. As shown on the building permit floor plans and/or elevations, exit protection is required to be provided in accordance with Articles 9.9.4.4., 9.9.4.6., and/or 9.37.2.8. of the 2019 VBBL. | Lucky Five Eight Plumbing & Heating Ltd
MP-2023-01005 | 2023-06-05 | 3075 VENABLES STREET, Vancouver, BC V5K 2S2 | Mechanical Permit | NULL | NULL | Issued | NULL | Lucky Five Eight Plumbing & Heating Ltd
EP-2023-06721 | 2023-07-25 | 3075 VENABLES STREET, Vancouver, BC V5K 2S2 | Electrical Permit | Residential | New | Issued | Installation / Repair - Residential - Wiring and installation of CCTV, Security Alarm,Tel, Data, Tv and intercom, vacuum. >BP: To construct a 2 storey with basement single detached house with secondary suite and a surface parking at the rear, having vehicular access from the lane. The entire building to be sprinklered to NFPA 13D. As shown on the building permit floor plans and/or elevations, exit protection is required to be provided in accordance with Articles 9.9.4.4., 9.9.4.6., and/or 9.37.2.8. of the 2019 VBBL. NOTE: To achieve the required FSR a floor space exclusion of 2% has been applied to this application as per section 10.15.1 of the district schedule, to accommodate improved building performance. Note: This is a 2 storey building pursuant to the Zoning and Development By-Law ******THIS PERMIT HAS BEEN ISSUED UNDER THE REQUIREMENTS OF VBBL 2019****** This permit is issued under the VBBL 2019, with updated energy requirements as per bylaw # 12997 effective Jan 01, 2022. 1. Covenant registered at the Land Title Office under CB101010 2. No strata titling permitted 3. A/C unit proposed in rear yard 4. No bar sink 5. Schedule B Zhanchao Zhao P.Eng (604-526-1305) Architectural 6. Schedule B Zhanchao Zhao P.Eng (604-526-1305) Structural and Geotechnical 7. BC Housing Kylin Construction All rooms adjacent to West exposing building face shall be sprinklered. "Combustible projections or roof soffits on an exposing building face shall not project to less than .45m from the property line and shall be in compliance with VBBL 2019 9.10.15.5.(9) | Hysun Technology Inc
SP-2023-01393 | 2023-08-01 | 3075 VENABLES STREET, Vancouver, BC V5K 2S2 | Sprinkler Permit | Residential | New | Issued | Residential - new firre sprinkler system installation >BP: To construct a 2 storey with basement single detached house with secondary suite and a surface parking at the rear, having vehicular access from the lane. The entire building to be sprinklered to NFPA 13D. As shown on the building permit floor plans and/or elevations, exit protection is required to be provided in accordance with Articles 9.9.4.4., 9.9.4.6., and/or 9.37.2.8. of the 2019 VBBL. NOTE: To achieve the required FSR a floor space exclusion of 2% has been applied to this application as per section 10.15.1 of the district schedule, to accommodate improved building performance. Note: This is a 2 storey building pursuant to the Zoning and Development By-Law ******THIS PERMIT HAS BEEN ISSUED UNDER THE REQUIREMENTS OF VBBL 2019****** This permit is issued under the VBBL 2019, with updated energy requirements as per bylaw # 12997 effective Jan 01, 2022. 1. Covenant registered at the Land Title Office under CB101010 2. No strata titling permitted 3. A/C unit proposed in rear yard 4. No bar sink 5. Schedule B Zhanchao Zhao P.Eng (604-526-1305) Architectural 6. Schedule B Zhanchao Zhao P.Eng (604-526-1305) Structural and Geotechnical 7. BC Housing Kylin Construction | Spectrum Fire Protection Ltd
GP-2023-02412 | 2023-08-21 | 3075 VENABLES STREET, Vancouver, BC V5K 2S2 | Gas Permit | Residential | New | Issued | Residential - 1 Range, 1 BBQ, & 1 Fireplace new gas works >BP: To construct a 2 storey with basement single detached house with secondary suite Removed 1 Boiler from this submission as per energy requirements all space and hot water heating to be supplied electrically – MP required - Gas boiler not allowed | Lucky Five Eight Plumbing & Heating Ltd
EP-2022-07647 | 2022-09-13 | 6575 VIVIAN STREET, Vancouver, BC V5S 2T3 | Electrical Permit | Residential | Addition | Completed | Installation / Repair - Residential - SERVICE UPGRADE 100A TO 200A METER BASE INSTALL ON PRIVATE POLE EXISTING EV CHARGER WIRING FIX IN GARAGE | AKKAS ELECTRICAL LTD
EP-2023-02809 | 2023-03-31 | 1750 W 10TH AVENUE, Vancouver, BC V6J 2A6 | Electrical Permit | Residential | Tenant Improvement | Completed | Installation / Repair - Residential - Electrical maintenance on the elevator Machine Room Replace existing elevator disconnect switch with new c/w connection to controller. Existing elevator feeder from electrical room to machine room will be reused. Replace cab light disconnect with new c/w connection to controller. Replace light fixtures in machine room and pit with new 4' LED fixtures c/w cages. Replace receptacle in machine room and pit with new GFCI receptacles. Replace new ground wire from building ground to machine room. | Sasco Contractors Ltd
EP-2023-06139 | 2023-07-10 | 1872 W 10TH AVENUE, Vancouver, BC V6J 2A7 | Electrical Permit | Residential | Renovation | Completed | Installation / Repair - Residential - Supply and install wiring and conduit for exterior illumination. | Wespac Electrical Contractor Ltd
GP-2022-00894 | 2022-03-23 | 175 W 10TH AVENUE, Vancouver, BC V5Y 1R7 | Gas Permit | Commercial | Tenant Improvement | Completed | Commercial - Disconnect and reconnect 2 gas dryer units | Spears Sales & Service Ltd
EP-2022-00073 | 2022-01-06 | 2797 TURNER STREET, Vancouver, BC V5K 2G3 | Electrical Permit | Residential | New | Expired | Temporary Power - Residential - To provide temporary power. | Eagle West Electrical Ltd.
PP-2022-02479 | 2022-07-20 | 2797 TURNER STREET, Vancouver, BC V5K 2G3 | Plumbing Permit | Residential | New | Issued | Residential - SUMP >BP: To construct a 2 storey two-family dwelling with 2 secondary suites located in the Basement with a detached accessory building (garage)at the rear providing 2 parking spaces, having vehicular access from the lane. | Hands On Demolition & Excavating Ltd
SP-2023-00005 | 2023-01-04 | 2797 TURNER STREET, Vancouver, BC V5K 2G3 | Sprinkler Permit | Residential | New | Issued | Residential - Install sprinkler head >BP: 2 FD + 2 Secondary Suites+ 2 Car Garage Passive House The projects must meet the Passive House standard and achieve Certification to support the requested relaxations noted. Once the project is certified, a copy of the certificate must be provided to the City of Vancouver. JMV consulting - PH consultant RDH - PH Building certifier To construct a 2 storey two-family dwelling with 2 secondary suites located in the Basement with a detached accessory building (garage)at the rear providing 2 parking spaces, having vehicular access from the lane. Covenant registered at the Land Title Office under CA972819 Note: This is a 2 storey building pursuant to the Zoning and Development By-Law **THIS PERMIT HAS BEEN ISSUED UNDER THE REQUIREMENTS OF VBBL #12511 (2019)** "Combustible projections or roof soffits on an exposing building face shall not project to less than .45m from the property line and shall be in compliance with VBBL 2019 9.10.15.5.(9)" The entire building, INCLUDING THE ATTACHED GARAGE (if applicable), to be sprinklered to 2 x NFPA 13D All rooms adjacent to East and West exposing building face shall be sprinklered. Secondary suite separation, including walls, ceilings and floors, to be provided as a continuous fire separation between the Principle Dwelling and Secondary Suite. Any doors penetrating separation to be: self-closing, minimum 45 min. rated, with weather stripping. As per VBBL 9.37 Any alterations or conversions to the attached garage (if applicable) to habitable living space shall not be permitted without first obtaining the approval of the Director of Planning and the Chief Building Official. Thermal protection measures and design guidelines shall be required to be met prior to the approval of the conversion. >>>>Amend: March 2, 2023 -corrected SP drawings uploaded re: 13R -BP: amended re: 13R see BP work description in the Specific location section | NewTech Fire Protection Ltd
EP-2023-00163 | 2023-01-09 | 2797 TURNER STREET, Vancouver, BC V5K 2G3 | Electrical Permit | Residential | New | Expired | Temporary Power - Residential - To provide temporary power. | Eagle West Electrical Ltd.
EP-2022-08479 | 2022-10-19 | 2797 TURNER STREET, Vancouver, BC V5K 2G3 | Electrical Permit | Residential | New | Issued | Installation / Repair - Residential - Service, rough-in, and Finishing The entire building, INCLUDING THE ATTACHED GARAGE (if applicable), to be sprinklered to NFPA 13R >BP: 2 FD + 2 Secondary Suites+ 2 Car Garage Passive House The projects must meet the Passive House standard and achieve Certification to support the requested relaxations noted. Once the project is certified, a copy of the certificate must be provided to the City of Vancouver. To construct a 2 storey two-family dwelling with 2 secondary suites located in the Basement with a detached accessory building (garage)at the rear providing 2 parking spaces, having vehicular access from the lane. **THIS PERMIT HAS BEEN ISSUED UNDER THE REQUIREMENTS OF VBBL #12511 (2019)** | Eagle West Electrical Ltd.
PP-2022-04045 | 2022-11-09 | 2797 TURNER STREET, Vancouver, BC V5K 2G3 | Plumbing Permit | Residential | New | Issued | Residential - Plumbing for duplex >BP: 2 FD + 2 Secondary Suites+ 2 Car Garage Passive House The projects must meet the Passive House standard and achieve Certification to support the requested relaxations noted. Once the project is certified, a copy of the certificate must be provided to the City of Vancouver. To construct a 2 storey two-family dwelling with 2 secondary suites located in the Basement with a detached accessory building (garage)at the rear providing 2 parking spaces, having vehicular access from the lane. Covenant registered at the Land Title Office under CA972819 Note: This is a 2 storey building pursuant to the Zoning and Development By-Law **THIS PERMIT HAS BEEN ISSUED UNDER THE REQUIREMENTS OF VBBL #12511 (2019)** | Saran Plumbing and Heating Ltd
EP-2023-11201 | 2023-12-15 | 2797 TURNER STREET, Vancouver, BC V5K 2G3 | Electrical Permit | Residential | New | Issued | Installation / Repair - Residential - demarcation and CCTV 2 FD + 2 Secondary Suites+ 2 Car Garage Passive House The projects must meet the Passive House standard and achieve Certification to support the requested relaxations noted. Once the project is certified, a copy of the certificate must be provided to the City of Vancouver. | Premier Audio & Home Integration Inc
PP-2024-00003 | 2024-01-02 | 2797 TURNER STREET, Vancouver, BC V5K 2G3 | Plumbing Permit | Residential | New | Issued | Residential - Plumbing | Avante Plumbing & Heating Ltd
GP-2023-00705 | 2023-02-28 | 2827 TURNER STREET, Vancouver, BC V5K 2G6 | Gas Permit | Residential | Renovation | Completed | Residential - Replace tankless water heater with same brand tankless water heater. | Accolade Plumbing and Heating Inc.
EP-2023-10769 | 2023-11-30 | 2834 TURNER STREET, Vancouver, BC V5K 2G5 | Electrical Permit | Residential | New | Issued | Temporary Power - Residential - To provide temporary power. NOTE: Work authorized by this permit is for placement of a temporary power pole only and does not authorize any site construction and/or excavation. A separate Building Permit will be required prior to commencement of any other work on this site. | Qi Electrical Ltd
EP-2022-02439 | 2022-03-25 | 2865 TURNER STREET, Vancouver, BC V5K 2G6 | Electrical Permit | Residential | New | Expired | Temporary Power - Residential - To provide temporary power. | Prabhjot Singh Battu
NULL | NULL | 2865 TURNER STREET, Vancouver, BC V5K 2G6 | Mechanical Permit | NULL | NULL | Draft | NULL | NULL
MP-2023-01757 | 2023-09-27 | 2865 TURNER STREET, Vancouver, BC V5K 2G6 | Mechanical Permit | NULL | NULL | Completed | NULL | Newton AC Ltd
GP-2023-00608 | 2023-02-21 | 2865 TURNER STREET, Vancouver, BC V5K 2G6 | Gas Permit | Residential | New | Completed | Residential - To install 2 boiler 2 range 2 BBQ There is pipping for 2 BBQ >BP: To construct a two-storey two-family dwelling with two secondary suites ($895,125) located in the basement, with a detached accessory building (garage) at the rear providing 2 parking spaces, having vehicular access from the lane. | JOT MECHANICAL LTD
EP-2023-01268 | 2023-02-14 | 2865 TURNER STREET, Vancouver, BC V5K 2G6 | Electrical Permit | Residential | New | Completed | Installation / Repair - Residential - tv,telephone,alarm prewire and complete >BP: To construct a two-storey two-family dwelling with two secondary suites ($895,125) located in the basement, with a detached accessory building (garage) at the rear providing 2 parking spaces, having vehicular access from the lane. Note: This Building Permit will remain in a suspended status until the associated (green) Demolition Permit BP-2021-05167 is completed. The entire building, INCLUDING THE ATTACHED GARAGE (if applicable), to be sprinklered to 2 x NFPA 13D. 1. Covenant registered at the Land Title Office under CB159870 2. No strata titling permitted 3. A/C units proposed in rear yard & upper storey 4. No Bar sinks proposed 5. Schedule B: Alan Prahalad P. Eng. (Structural & Geotechnical) 6. HPO: Residential Builder - AMPM DEVELOPMENT AND RENOVATION ******THIS PERMIT HAS BEEN ISSUED UNDER THE REQUIREMENTS OF VBBL #12511 (2019)****** | Tvisha Technologies Ltd
SP-2023-00203 | 2023-02-03 | 2865 TURNER STREET, Vancouver, BC V5K 2G6 | Sprinkler Permit | Residential | New | Completed | Residential - 2FD+2SS - FRONT - 2865 TURNER ST - #1 & #2 BACK - 2865 TURNER ST - #1 & #2 to install fire sprinkler system for duplex >DB: o construct a two-storey two-family dwelling with two secondary suites located in the basement, with a detached accessory building (garage) at the rear providing 2 parking spaces, having vehicular access from the lane. The entire building, INCLUDING THE ATTACHED GARAGE (if applicable), to be sprinklered to 2 x NFPA 13D. 1. Covenant registered at the Land Title Office under CB159870 2. No strata titling permitted 3. A/C units proposed in rear yard & upper storey 4. No Bar sinks proposed | Max Fire Pro Ltd
EP-2022-09011 | 2022-10-25 | 2865 TURNER STREET, Vancouver, BC V5K 2G6 | Electrical Permit | Residential | New | Completed | Installation / Repair - Residential - New Construction >BP: To construct a two-storey two-family dwelling with two secondary suites ($895,125) located in the basement, with a detached accessory building (garage) at the rear providing 2 parking spaces, having vehicular access from the lane. Note: This Building Permit will remain in a suspended status until the associated (green) Demolition Permit BP-2021-05167 is completed. The entire building, INCLUDING THE ATTACHED GARAGE (if applicable), to be sprinklered to 2 x NFPA 13D. 1. Covenant registered at the Land Title Office under CB159870 2. No strata titling permitted 3. A/C units proposed in rear yard & upper storey 4. No Bar sinks proposed 5. Schedule B: Alan Prahalad P. Eng. (Structural & Geotechnical) 6. HPO: Residential Builder - AMPM DEVELOPMENT AND RENOVATION ******THIS PERMIT HAS BEEN ISSUED UNDER THE REQUIREMENTS OF VBBL #12511 (2019)****** *2023.02.23 Amendment* -Load calculation accepted -Service details amended to 120/240V- 200A- 1P 3W | Prabhjot Singh Battu
MP-2023-00011 | 2023-01-03 | 2865 TURNER STREET, Vancouver, BC V5K 2G6 | Mechanical Permit | NULL | NULL | Completed | NULL | SKY HIGH PLUMBING & HEATING LTD
PP-2022-04430 | 2022-12-13 | 2865 TURNER STREET, Vancouver, BC V5K 2G6 | Plumbing Permit | Residential | New | Completed | Residential - plumbing for: >BP: To construct a two-storey two-family dwelling with two secondary suites ($895,125) located in the basement, with a detached accessory building (garage) at the rear providing 2 parking spaces, having vehicular access from the lane. | SKY HIGH PLUMBING & HEATING LTD
EP-2023-07929 | 2023-08-31 | 6132 TYNE STREET, Vancouver, BC V5S 3L4 | Electrical Permit | Residential | Renovation | Issued | Installation / Repair - Residential - Install smoke alarms. Replace existing switches and receptacles. >Permit Amendment Jan 23, 2024 -Permit Installation Value: Amended ¦ $4000 To $7000 ¦ -"Increase job value by $3000.00"¦ -Contact City of Vancouver Trades Clerks @ 311 to arrange payment of balance owing >BP: Interior alterations to provide improvements to the existing single detached house on this site, including removing one door on the lower floor, and installing smoke and carbon monoxide alarms. Permit Amendment Jan 17, 2024 -Service Details: Amended: 70A/240V to 200A/240V -Inspection: Service Inspection option added -Additional information is required ¦ Permit Value: -Please provide the permit value increase for the following amended work description: "Upgrade hydro service from 70A/240V to 200A/240V" | Nikata Enterprises Ltd
PP-2023-04105 | 2023-11-22 | 6132 TYNE STREET, Vancouver, BC V5S 3L4 | Plumbing Permit | Residential | Renovation | Issued | Residential - alter 3 pc. washroom in basement >BP: Interior alterations to provide improvements to the existing single detached house on this site, including removing one door on the lower floor, and installing smoke and carbon monoxide alarms. | Chuck Soo Plumbing Co Ltd
EP-2022-02052 | 2022-03-15 | 2325 UPLAND DRIVE, Vancouver, BC V5S 2B4 | Electrical Permit | Residential | Addition | Completed | Installation / Repair - Residential - Upgrade and relocate existing service to 200A duplex meter base 125A - Laneway main switch 125A - Main house switch Upgrade new underground service feeder | AMTEK Electric Ltd
GP-2023-02704 | 2023-09-14 | 2449 UPLAND DRIVE, Vancouver, BC V5S 2B6 | Gas Permit | Residential | Renovation - Dwelling Unit(s) only | Completed | Residential - Installing one gas boiler | Reid Brothers Plumbing & Heating Ltd
PP-2023-03731 | 2023-10-24 | 6650 VIVIAN STREET, Vancouver, BC V5S 2T4 | Plumbing Permit | Residential | New | Issued | Residential - 2FD+2SS - Sump installation | Hans Demolition and Excavating Ltd.
EP-2023-09531 | NULL | 6650 VIVIAN STREET, Vancouver, BC V5S 2T4 | Electrical Permit | Residential | New | In Review | Installation / Repair - Residential - Rough wiring, service and extra low voltage(TV , Internet, Telephone and security pre-wiring ) >BP: To construct a two-storey two-family dwelling with two secondary suites ($980,250.00) located in the basement, with a detached accessory building (garage) at the rear providing 2 parking spaces, having vehicular access from the lane. Note: This is a 2 storey building pursuant to the Zoning and Development By-Law 1. Covenant registered at the Land Title Office under CB855420 2. No strata titling permitted 3. External mechanical unit proposed 4. Schedule B: ALAN PRAHALAD P.Eng 604-831-1431 Structural & Geotechnical 5. HPO: Residential Builder – J.E.D. Projects Ltd. 6. Entire Building to have NFPA 13-D ***This permit is issued under the VBBL 2019, with updated energy requirements as per bylaw # 12997 effective Jan 01, 2022.*** | Fortune Link Electrical Ltd
PP-2023-04163 | 2023-11-27 | 6650 VIVIAN STREET, Vancouver, BC V5S 2T4 | Plumbing Permit | Residential | New | Issued | Residential - 2FD+2SS - NORTH - 6650 VIVIAN ST - #1 & #2 SOUTH - 6652 VIVIAN ST - #1 & #2 Plumbing for duplex house >DB: To construct a two-storey two-family dwelling with two secondary suites located in the basement, with a detached accessory building (garage) at the rear providing 2 parking spaces, having vehicular access from the lane. Note: This is a 2 storey building pursuant to the Zoning and Development By-Law 1. Covenant registered at the Land Title Office under CB855420 2. No strata titling permitted 3. External mechanical unit proposed 6. Entire Building to have NFPA 13-D ***This permit is issued under the VBBL 2019, with updated energy requirements as per bylaw # 12997 effective Jan 01, 2022.*** | Apple Mechanical Ltd
MP-2023-02179 | 2023-12-06 | 6650 VIVIAN STREET, Vancouver, BC V5S 2T4 | Mechanical Permit | NULL | NULL | Issued | NULL | Apple Mechanical Ltd
EP-2024-00649 | 2024-01-30 | 6650 VIVIAN STREET, Vancouver, BC V5S 2T4 | Electrical Permit | Residential | New | Issued | Installation / Repair - Residential - Wiring installation of Camera pre-wire, telephone, tv, entry. >BP: To construct a two-storey two-family dwelling with two secondary suites ($980,250.00) located in the basement, with a detached accessory building (garage) at the rear providing 2 parking spaces, having vehicular access from the lane. Note: This is a 2 storey building pursuant to the Zoning and Development By-Law 1. Covenant registered at the Land Title Office under CB855420 2. No strata titling permitted 3. External mechanical unit proposed 4. Schedule B: ALAN PRAHALAD P.Eng 604-831-1431 Structural & Geotechnical 5. HPO: Residential Builder – J.E.D. Projects Ltd. 6. Entire Building to have NFPA 13-D ***This permit is issued under the VBBL 2019, with updated energy requirements as per bylaw # 12997 effective Jan 01, 2022.*** | Best Built-In Centre Ltd
SP-2022-02080 | NULL | 6650 VIVIAN STREET, Vancouver, BC V5S 2T4 | Sprinkler Permit | Residential | New | Application Incomplete | Residential - New sprinkler system for duplex | Allright Sprinklers Ltd
EP-2023-06594 | 2023-07-20 | 6650 VIVIAN STREET, Vancouver, BC V5S 2T4 | Electrical Permit | Residential | New | Issued | Temporary Power - Residential - To provide temporary power. | Fortune Link Electrical Ltd
GP-2022-00887 | 2022-03-22 | 6679 VIVIAN STREET, Vancouver, BC V5S 2T5 | Gas Permit | Residential | Renovation | Completed | Residential - replacement of hot water tank with tankless | Heatex Furnace Ltd
PP-2022-00395 | 2022-02-08 | 6080 VICTORIA DRIVE, Vancouver, BC V5P 3X3 | Plumbing Permit | Residential | New | Completed | Residential - 2FD - FRONT UNIT - 6080 VICTORIA DR - WEST SIDE BACK UNIT - 6082 VICTORIA DR - EAST SIDE one sump without pump To construct a two-storey two-family dwelling, with an attached accessory building (garage) at the rear providing 2 parking spaces, having vehicular access from the lane. Note: The entire building, INCLUDING THE ATTACHED GARAGE, to be sprinklered to 2 x NFPA 13R. Note: This is a 2 storey building pursuant to the Zoning and Development By-Law 1. No A/C units proposed 2. Bar sink proposed on the main floor | Van-City Excavating Ltd
EP-2022-01869 | 2022-03-15 | 6080 VICTORIA DRIVE, Vancouver, BC V5P 3X3 | Electrical Permit | Residential | New | Completed | Installation / Repair - Residential - New Duplex Electrical wiring >BP: To construct a two-storey two-family dwelling ($568,750), with an attached accessory building (garage) at the rear providing 2 parking spaces, having vehicular access from the lane. Note: The entire building, INCLUDING THE ATTACHED GARAGE, to be sprinklered to 2 x NFPA 13R. Note: This is a 2 storey building pursuant to the Zoning and Development By-Law 1. No A/C units proposed 2. Bar sink proposed on the main floor 3. Schedule B: ALAN PRAHALAD - 604-831-1431 Structural & Geotechnical 4. HPO: Residential Builder - Grand Van Homes Inc. ******THIS PERMIT HAS BEEN ISSUED UNDER THE REQUIREMENTS OF VBBL #12511 (2019)****** | Best Choice Electrical Ltd
PP-2022-00701 | 2022-03-02 | 6080 VICTORIA DRIVE, Vancouver, BC V5P 3X3 | Plumbing Permit | Residential | New | Completed | Residential - 2FD - FRONT UNIT - 6080 VICTORIA DR BACK UNIT - 6082 VICTORIA DR Plumbing of a duplex house To construct a two-storey two-family dwelling with an attached accessory building (garage) at the rear providing 2 parking spaces, having vehicular access from the lane. Note: The entire building, INCLUDING THE ATTACHED GARAGE, to be sprinklered to 2 x NFPA 13R. Note: This is a 2 storey building pursuant to the Zoning and Development By-Law 1. No A/C units proposed 2. Bar sink proposed on the main floor | Karan Plumbing & Heating Ltd
SP-2022-00476 | 2022-04-04 | 6080 VICTORIA DRIVE, Vancouver, BC V5P 3X3 | Sprinkler Permit | Residential | New | Completed | Residential - To install fire sprinkler system >BP: To construct a two-storey two-family dwelling ($568,750), with an attached accessory building (garage) at the rear providing 2 parking spaces, having vehicular access from the lane. Note: The entire building, INCLUDING THE ATTACHED GARAGE, to be sprinklered to 2 x NFPA 13R. Note: This Building Permit will remain in a suspended status until the associated Green Demolition Permit BP-2021-05475 is completed. Note: This is a 2 storey building pursuant to the Zoning and Development By-Law 1. No A/C units proposed 2. Bar sink proposed on the main floor 3. Schedule B: ALAN PRAHALAD - 604-831-1431 Structural & Geotechnical 4. HPO: Residential Builder - Grand Van Homes Inc. Address number assigned as per approved plans for Fire and Emergency response. The address number is to be posted and to the building and to be visible from the street in accordance with the Building By-law prior to final inspection. ******THIS PERMIT HAS BEEN ISSUED UNDER THE REQUIREMENTS OF VBBL #12511 (2019)****** | NewTech Fire Protection Ltd
NULL | NULL | 6080 VICTORIA DRIVE, Vancouver, BC V5P 3X3 | Plumbing Permit | Residential | New | Draft | Residential - Gas Piping of a Duplex House | Karan Plumbing & Heating Ltd
GP-2022-01569 | 2022-05-24 | 6080 VICTORIA DRIVE, Vancouver, BC V5P 3X3 | Gas Permit | Residential | New | Completed | Residential - Gas Piping of a Duplex House | Karan Plumbing & Heating Ltd
EP-2022-04480 | 2022-05-30 | 6080 VICTORIA DRIVE, Vancouver, BC V5P 3X3 | Electrical Permit | Residential | New | Completed | Installation / Repair - Residential - Data Telephone and Television cables Vacuum systems Security systems. >BP: To construct a two-storey two-family dwelling ($568,750), with an attached accessory building (garage) at the rear providing 2 parking spaces, having vehicular access from the lane. Note: The entire building, INCLUDING THE ATTACHED GARAGE, to be sprinklered to 2 x NFPA 13R. Note: This is a 2 storey building pursuant to the Zoning and Development By-Law 1. No A/C units proposed 2. Bar sink proposed on the main floor 3. Schedule B: ALAN PRAHALAD - 604-831-1431 Structural & Geotechnical 4. HPO: Residential Builder - Grand Van Homes Inc. Address number assigned as per approved plans for Fire and Emergency response. The address number is to be posted and to the building and to be visible from the street in accordance with the Building By-law prior to final inspection. ******THIS PERMIT HAS BEEN ISSUED UNDER THE REQUIREMENTS OF VBBL #12511 (2019)****** | Innova Security Systems Inc
PP-2023-04284 | 2023-12-08 | 4030 W 10TH AVENUE, Vancouver, BC V6R 2H1 | Plumbing Permit | Residential | New | Issued | Residential - 1FD+SS - One Sump No Pump | Canadian Excavating Ltd
EP-2023-11099 | 2023-12-21 | 4030 W 10TH AVENUE, Vancouver, BC V6R 2H1 | Electrical Permit | Residential | New | Issued | Installation / Repair - Residential - ¦ 1FD + 1SS- 200A ¦ 2 SEPARATE 200A SERVICES ¦ Electrical wiring for single family dwelling and with secondary suite *An approved mechanical permit is required for the installation of air conditioning or heat pump unit before a final electrical inspection will be performed To construct a 2 storey Single Detached House with one Secondary Suite located in the Basement with an open parking pad, providing 1 parking space, having vehicular access from the rear 20' Lane. 1. Covenant registered at the Land Title Office under CB883584 2. External mechanical unit proposed – Exterior component located in rear yard. 3. Schedule B: (Anthony Wang) P.Eng (604.618.6236) Struct. & Geo. 4. HPO: Residential Builder- Comfort Development Ltd. #20387 Note: The entire building to be sprinklered to NFPA 13D Note: This is a 2 storey building pursuant to the Zoning and Development By-Law | Altech Electric Ltd
EP-2023-10810 | 2023-11-30 | 4030 W 10TH AVENUE, Vancouver, BC V6R 2H1 | Electrical Permit | Residential | New | Issued | Temporary Power - Residential - To provide temporary power. | Altech Electric Ltd
PP-2023-03556 | 2023-10-19 | 4040 W 10TH AVENUE, Vancouver, BC V6R 2H1 | Plumbing Permit | Residential | New | Completed | Residential - TO CONTINUE WORK STARTED BY OTHERS (PP-2022-01400) Plumbing Finishing To construct a 2 and 1/2 storey + basement one-family dwelling ($603,500) with a detached accessory building (garage), at the rear providing 2 parking spaces and 1 surface parking, having vehicular access from the lane. Note: This is a 2 storey building pursuant to the Zoning and Development By-Law 1- Bar/Sink proposed in 3rd floor 2- A/C unit proposed 3- Schedule B: Yatendra Humar Sharma P.Eng (778.863.7076) Structural & Geotechnical 4-HPO: Residential Builder - Incircle Business Development Inc. Address numbers assigned as per approved plans for Fire and Emergency response. The address numbers are to be posted to the building to be visible from the street and in accordance with the Building By-law prior to final inspection. ****ALL PROJECT COORINATOR NOTES HAS BEEN ACCEPTED BY THE APPLICANT**** ******THIS PERMIT HAS BEEN ISSUED UNDER THE REQUIREMENTS OF VBBL #12511 (2019)****** | Incircle Service Group Inc
GP-2023-02185 | 2023-07-24 | 4040 W 10TH AVENUE, Vancouver, BC V6R 2H1 | Gas Permit | Residential | New | Completed | Residential - 1 Range >BP: To construct a 2 and 1/2 storey + basement one-family dwelling | Han Appliances & Refrigeration Ltd
GP-2022-01843 | 2022-06-17 | 4040 W 10TH AVENUE, Vancouver, BC V6R 2H1 | Gas Permit | Residential | New | Completed | Residential - to install 1 boiler 1 fireplace 2 bbq 1 cooktop fireplace piping only >To construct a 2 and 1/2 storey + basement one-family dwelling ($603,500) with a detached accessory building (garage), at the rear providing 2 parking spaces and 1 surface parking, having vehicular access from the lane. Note: This is a 2 storey building pursuant to the Zoning and Development By-Law 1- Bar/Sink proposed in 3rd floor 2- A/C unit proposed 3- Schedule B: Yatendra Humar Sharma P.Eng (778.863.7076) Structural & Geotechnical 4-HPO: Residential Builder - Incircle Business Development Inc. Address numbers assigned as per approved plans for Fire and Emergency response. The address numbers are to be posted to the building to be visible from the street and in accordance with the Building By-law prior to final inspection. ****ALL PROJECT COORINATOR NOTES HAS BEEN ACCEPTED BY THE APPLICANT**** ******THIS PERMIT HAS BEEN ISSUED UNDER THE REQUIREMENTS OF VBBL #12511 (2019)****** | Symbolistic Heating Ltd
EP-2022-06652 | 2022-08-09 | 4040 W 10TH AVENUE, Vancouver, BC V6R 2H1 | Electrical Permit | Residential | New | Completed | Installation / Repair - Residential - 1FD - Rough-in and completion of security alarm and surveillance camera systems To construct a 2 and 1/2 storey + basement one-family dwelling with a detached accessory building (garage), at the rear providing 2 parking spaces and 1 surface parking, having vehicular access from the lane. Note: This is a 2 storey building pursuant to the Zoning and Development By-Law 1- Bar/Sink proposed in 3rd floor 2- A/C unit proposed | Infinitech Security & Integration Inc.
GP-2022-02928 | 2022-10-03 | 4040 W 10TH AVENUE, Vancouver, BC V6R 2H1 | Gas Permit | Residential | New | Completed | Residential - Gas Fireplace installation >BP: To construct a 2 and 1/2 storey + basement one-family dwelling ($603,500) with a detached accessory building (garage), at the rear providing 2 parking spaces and 1 surface parking, having vehicular access from the lane. Note: This is a 2 storey building pursuant to the Zoning and Development By-Law 1- Bar/Sink proposed in 3rd floor 2- A/C unit proposed 3- Schedule B: Yatendra Humar Sharma P.Eng (778.863.7076) Structural & Geotechnical 4-HPO: Residential Builder - Incircle Business Development Inc. | Vaglio Fireplace LTD
SP-2022-00813 | 2022-05-27 | 4040 W 10TH AVENUE, Vancouver, BC V6R 2H1 | Sprinkler Permit | Residential | New | Completed | Residential - New sprinkler system To construct a 2 and 1/2 storey + basement one-family dwelling with a detached accessory building (garage), at the rear providing 2 parking spaces and 1 surface parking, having vehicular access from the lane. Note: This is a 2 storey building pursuant to the Zoning and Development By-Law 1- Bar/Sink proposed in 3rd floor 2- A/C unit proposed 3- Schedule B: Yatendra Humar Sharma P.Eng (778.863.7076) Structural & Geotechnical 4-HPO: Residential Builder - Incircle Business Development Inc. | Haven Fire Protection Ltd
PP-2022-01400 | 2022-04-26 | 4040 W 10TH AVENUE, Vancouver, BC V6R 2H1 | Plumbing Permit | Residential | New | Completed | Residential - New Construction To construct a 2 and 1/2 storey + basement one-family dwelling with a detached accessory building (garage), at the rear providing 2 parking spaces and 1 surface parking, having vehicular access from the lane. Note: This is a 2 storey building pursuant to the Zoning and Development By-Law 1- Bar/Sink proposed in 3rd floor 2- A/C unit proposed | AQUA KING MECHANICAL LTD
GP-2023-01656 | 2023-05-26 | 4088 W 10TH AVENUE, Vancouver, BC V6R 2H1 | Gas Permit | Residential | Addition | Completed | Residential - RE & RE FURNACE AND HOT WATER TANK | B C Furnace Service Ltd
GP-2024-00039 | 2024-01-08 | 4117 W 10TH AVENUE, Vancouver, BC V6R 2H2 | Gas Permit | Residential | Renovation | Completed | Residential - hot water tank replacement | Reid Brothers Plumbing & Heating Ltd
MP-2023-01843 | 2023-10-16 | 1982 VENABLES STREET, Vancouver, BC V5L 2H8 | Mechanical Permit | NULL | NULL | Issued | NULL | DAYLIGHT HEATING AND AIR CONDITIONING LTD
SP-2023-01648 | 2023-09-08 | 1982 VENABLES STREET, Vancouver, BC V5L 2H8 | Sprinkler Permit | Residential | New | Issued | Residential - DUPLEX WITH NEW SPRINKLERS >BP: To construct a 2 storey two-family dwelling with a detached accessory building (2 car garage) at the rear providing 2 parking spaces, having vehicular access from the lane. 1. Entire building to be sprinklered 2x13D 2. A/C proposed – Exterior component located in rear and front yard, Interior component located in crawl space / half storey closet 3. Schedule B: (Md. Shahidul Alam) P.Eng (604.653.7475) Structural 4. Schedule B: (Md. Shahidul Alam) P.Eng (604.653.7475) Geotechnical 5. HPO: Residential Builder- (BUILDER COMPANY NAME) | BC Fire Sprinklers Ltd
GP-2023-02607 | 2023-10-12 | 1982 VENABLES STREET, Vancouver, BC V5L 2H8 | Gas Permit | Residential | New | Issued | Residential - 2 Boilers, 2 Ranges & 2 BBQ's Gas piping >BP: To construct a 2 storey two-family dwelling ($679,000) with a detached accessory building (2 car garage) at the rear providing 2 parking spaces, having vehicular access from the lane. Amendment - October 18, 2023 - Added 2 Boilers 2 Boilers removed from submitted permit as no NG Heating or DHW per energy requirements Amendment - October 17, 2023 - Added 2 Gas Boilers OK per energy requirments | Karan Plumbing & Heating Ltd
EP-2023-07971 | 2023-09-01 | 1982 VENABLES STREET, Vancouver, BC V5L 2H8 | Electrical Permit | Residential | New | Issued | Installation / Repair - Residential - Tv, telephone, security alarm prewire and complete. >BP: To construct a 2 storey two-family dwelling ($679,000) with a detached accessory building (2 car garage) at the rear providing 2 parking spaces, having vehicular access from the lane. 1. Entire building to be sprinklered 2x13D 2. A/C proposed – Exterior component located in rear and front yard, Interior component located in crawl space / half storey closet 3. Schedule B: (Md. Shahidul Alam) P.Eng (604.653.7475) Structural 4. Schedule B: (Md. Shahidul Alam) P.Eng (604.653.7475) Geotechnical 5. HPO: Residential Builder- (BUILDER COMPANY NAME) Note: This is a 2 storey building pursuant to the Zoning and Development By-Law "Combustible projections or roof soffits on an exposing building face shall not project to less than .45m from the property line and shall be in compliance with VBBL 2014 9.10.15.5.(9)" ***This permit is issued under the VBBL 2019, with updated energy requirements as per bylaw # 12997 effective Jan 01, 2022.*** | Tvisha Technologies Ltd
MP-2023-01555 | 2023-08-22 | 1982 VENABLES STREET, Vancouver, BC V5L 2H8 | Mechanical Permit | NULL | NULL | Issued | NULL | Karan Plumbing & Heating Ltd
EP-2023-02678 | 2023-03-29 | 1982 VENABLES STREET, Vancouver, BC V5L 2H8 | Electrical Permit | Residential | New | Issued | Installation / Repair - Residential - Duplex electrical work >BP: To construct a 2 storey two-family dwelling ($679,000) with a detached accessory building (2 car garage) at the rear providing 2 parking spaces, having vehicular access from the lane. 1. Entire building to be sprinklered 2x13D 2. A/C proposed – Exterior component located in rear and front yard, Interior component located in crawl space / half storey closet 3. Schedule B: (Md. Shahidul Alam) P.Eng (604.653.7475) Structural 4. Schedule B: (Md. Shahidul Alam) P.Eng (604.653.7475) Geotechnical 5. HPO: Residential Builder- (BUILDER COMPANY NAME) Note: This is a 2 storey building pursuant to the Zoning and Development By-Law "Combustible projections or roof soffits on an exposing building face shall not project to less than .45m from the property line and shall be in compliance with VBBL 2014 9.10.15.5.(9)" ***This permit is issued under the VBBL 2019, with updated energy requirements as per bylaw # 12997 effective Jan 01, 2022.*** | Best Choice Electrical Ltd
PP-2023-01106 | 2023-03-30 | 1982 VENABLES STREET, Vancouver, BC V5L 2H8 | Plumbing Permit | Residential | New | Issued | Residential - Install one sump without pump >BP: To construct a 2 storey two-family dwelling with a detached accessory building (2 car garage) at the rear providing 2 parking spaces, having vehicular access from the lane. | Van-City Excavating Ltd
PP-2023-01467 | 2023-04-26 | 1982 VENABLES STREET, Vancouver, BC V5L 2H8 | Plumbing Permit | Residential | New | Issued | Residential - Plumbing of a new house duplex >BP: To construct a 2 storey two-family dwelling with a detached accessory building (2 car garage) at the rear providing 2 parking spaces, having vehicular access from the lane. 1. Entire building to be sprinklered 2x13D 2. A/C proposed – Exterior component located in rear and front yard, Interior component located in crawl space / half storey closet 3. Schedule B: (Md. Shahidul Alam) P.Eng (604.653.7475) Structural 4. Schedule B: (Md. Shahidul Alam) P.Eng (604.653.7475) Geotechnical 5. HPO: Residential Builder- (BUILDER COMPANY NAME) | Karan Plumbing & Heating Ltd
EP-2022-10224 | 2022-12-04 | 1982 VENABLES STREET, Vancouver, BC V5L 2H8 | Electrical Permit | Residential | New | Expired | Temporary Power - Residential - To provide temporary power. | Best Choice Electrical Ltd
EP-2023-11203 | 2023-12-15 | 1990 VENABLES STREET, Vancouver, BC V5L 2H8 | Electrical Permit | Residential | New | Issued | Temporary Power - Residential - To provide temporary power. | STAT ELECTRICS LIMITED
EP-2023-10861 | 2023-12-14 | 2006 VENABLES STREET, Vancouver, BC V5L 2J2 | Electrical Permit | Residential | New | Issued | Installation / Repair - Residential - New house and detached garage. Heat pump for heating. Appliances, fixtures & fittings. Provisions for EV charger in garage. >BP: To construct a 2 storey + basement one-family ($707,500) with a detached accessory building (garage), at the rear providing 2 parking spaces, having vehicular access from the lane. Note: The entire building, INCLUDING THE ATTACHED GARAGE (if applicable), to be sprinklered to NFPA 13D Note: This is a 2 storey building pursuant to the Zoning and Development By-Law 1. Mechanical Unit proposed – Exterior component located in Rear 2. No Bar sink 3. Schedule B: (K.T.LAM) P.Eng (604.255.7670) Structural 4. Schedule B: (T.S. Bajwa) P.Eng (778.995.2404) Geotechnical 5. HPO: Residential Builder- Solaris Properties Inc. ***This permit is issued under the VBB 2019, with updated energy requirements as per bylaw # 12997 effective Jan 01, 2022.*** | F & S Electrical Ltd
PP-2023-03074 | 2023-08-30 | 2006 VENABLES STREET, Vancouver, BC V5L 2J2 | Plumbing Permit | Residential | New | Issued | Residential - new construction plumbing >DB: To construct a 2 storey + basement one-family with a detached accessory building (garage), at the rear providing 2 parking spaces, having vehicular access from the lane. Note: The entire building, INCLUDING THE ATTACHED GARAGE (if applicable), to be sprinklered to NFPA 13D Note: This is a 2 storey building pursuant to the Zoning and Development By-Law 1. Mechanical Unit proposed – Exterior component located in Rear 2. No Bar sink ***This permit is issued under the VBB 2019, with updated energy requirements as per bylaw # 12997 effective Jan 01, 2022.*** | BD Plumbing
GP-2023-02521 | 2023-08-30 | 2006 VENABLES STREET, Vancouver, BC V5L 2J2 | Gas Permit | Residential | New | Issued | Residential - 1 BBQ Box >BP: To construct a 2 storey + basement one-family ($707,500) with a detached accessory building (garage), at the rear providing 2 parking spaces, having vehicular access from the lane. **Amend- January 03, 2024 - remove 1 Range and add 1 BBQ Box** | BD Plumbing
PP-2023-03439 | 2023-09-27 | 2006 VENABLES STREET, Vancouver, BC V5L 2J2 | Plumbing Permit | Residential | New | Issued | Residential - sumps | Vancouver Excavating and Contracting Ltd
EP-2023-05092 | 2023-06-08 | 2006 VENABLES STREET, Vancouver, BC V5L 2J2 | Electrical Permit | Residential | New | Issued | Temporary Power - Residential - To provide temporary power. NOTE: Work authorized by this permit is for placement of a temporary power pole only and does not authorize any site construction and/or excavation. A separate Building Permit will be required prior to commencement of any other work on this site | F & S Electrical Ltd
EP-2022-05641 | 2022-07-05 | 2011 VENABLES STREET, Vancouver, BC V5L 2J1 | Electrical Permit | Residential | New | Completed | Installation / Repair - Residential - tv,telephone,internet ,alarm prewire and complete >BP: To construct a two-storey two-family dwelling ($747,500) with a detached accessory building (garage) at the rear providing 2 parking spaces, having vehicular access from the lane. Note: This is a 2 1/2 storey building pursuant to the Zoning and Development By-Law 1. A/C units proposed in the rear yard 2. No bar sinks proposed 3. Schedule B: YATENDRA KUMAR SHARMA, P.Eng. (778-863-7076) Structural & Geotechnical 4. HPO: Residential Builder - DY HOME ENTERPRISES INC Address Note: Addresses have been assigned per the approved plans, access to the rear unit is from the West side. This access must be provided & maintained at all times and the building addresses posted to be visible from the street in accordance with the Building By-law. ******THIS PERMIT HAS BEEN ISSUED UNDER THE REQUIREMENTS OF VBBL #12511 (2019)****** | Tvisha Technologies Ltd
PP-2022-00341 | 2022-02-02 | 2011 VENABLES STREET, Vancouver, BC V5L 2J1 | Plumbing Permit | Residential | New | Completed | Residential - 2FD - FRONT UNIT - 2011 VENABLES ST - SOUTH PORTION BACK UNIT - 2009 VENABLES ST - NORTH PORTION to install new plumbing fixtures in duplex To construct a two-storey two-family dwelling with a detached accessory building (garage) at the rear providing 2 parking spaces, having vehicular access from the lane. Note: This is a 2 1/2 storey building pursuant to the Zoning and Development By-Law 1. A/C units proposed in the rear yard 2. No bar sinks proposed | ACME PLUMBING HEATING & GAS LTD.
GP-2022-01550 | 2022-05-20 | 2011 VENABLES STREET, Vancouver, BC V5L 2J1 | Gas Permit | Residential | New | Completed | Residential - to install 2 boilers and piping rough-in for 2 bbq and 1 fireplace | ACME PLUMBING HEATING & GAS LTD.
EP-2022-02388 | 2022-03-25 | 2011 VENABLES STREET, Vancouver, BC V5L 2J1 | Electrical Permit | Residential | New | Completed | Installation / Repair - Residential - 200 amp main service 125 amp for each unit >BP: To construct a two-storey two-family dwelling ($747,500) with a detached accessory building (garage) at the rear providing 2 parking spaces, having vehicular access from the lane. Note: This Building Permit will remain in a suspended status until the associated (green) Demolition Permit BP-2020-03882 is completed. Note: This is a 2 1/2 storey building pursuant to the Zoning and Development By-Law 1. A/C units proposed in the rear yard 2. No bar sinks proposed 3. Schedule B: YATENDRA KUMAR SHARMA, P.Eng. (778-863-7076) Structural & Geotechnical 4. HPO: Residential Builder - DY HOME ENTERPRISES INC Address Note: Addresses have been assigned per the approved plans, access to the rear unit is from the West side. This access must be provided & maintained at all times and the building addresses posted to be visible from the street in accordance with the Building By-law. ******THIS PERMIT HAS BEEN ISSUED UNDER THE REQUIREMENTS OF VBBL #12511 (2019)****** | H.L. ELECTRICAL LTD
NULL | NULL | 2011 VENABLES STREET, Vancouver, BC V5L 2J1 | Plumbing Permit | Residential | New | Withdrawn | Residential - to install new sprinkler system for Duplex | ACME PLUMBING HEATING & GAS LTD.
SP-2022-00365 | 2022-03-15 | 2011 VENABLES STREET, Vancouver, BC V5L 2J1 | Sprinkler Permit | Residential | New | Completed | Residential - 2FD - FRONT UNIT - 2011 VENABLES ST BACK UNIT - 2009 VENABLES ST to install new sprinkler system for Duplex To construct a two-storey two-family dwelling with a detached accessory building (garage) at the rear providing 2 parking spaces, having vehicular access from the lane. Note: This is a 2 1/2 storey building pursuant to the Zoning and Development By-Law 1. A/C units proposed in the rear yard 2. No bar sinks proposed | ACME PLUMBING HEATING & GAS LTD.
GP-2022-02694 | 2022-09-08 | 2017 VENABLES STREET, Vancouver, BC V5L 2J1 | Gas Permit | Residential | Renovation | Completed | Residential - Decommission and remove furnace Install outdoor heat pump units | Ashton Service Group/Ashton Mechanical Ltd.
EP-2022-06869 | 2022-08-16 | 2017 VENABLES STREET, Vancouver, BC V5L 2J1 | Electrical Permit | Residential | New | Completed | Installation / Repair - Residential - Upgrade house service form 125A to 200 A. | Anxin Electrical Inc
EP-2023-01936 | 2023-04-03 | 2017 VENABLES STREET, Vancouver, BC V5L 2J1 | Electrical Permit | Residential | Renovation | Completed | Installation / Repair - Residential - Install circuit for heat pump *GP-2022-02694 | Douglas Millington o/a Moose Electric
GP-2022-03496 | 2022-11-09 | 2026 VENABLES STREET, Vancouver, BC V5L 2J2 | Gas Permit | Residential | Renovation - Dwelling Unit(s) only | Completed | Residential - Furnace Replacement | General Heating Ltd
EP-2022-07631 | 2022-09-12 | 2041 VENABLES STREET, Vancouver, BC V5L 2J1 | Electrical Permit | Residential | Renovation | Expired | Installation / Repair - Residential - Add pot lights in front door overhang. Door bell wiring. Relocate sconces. | Modern Electric Inc
GP-2022-03780 | 2022-11-30 | 3380 VALLEY DRIVE, Vancouver, BC V6L 2K2 | Gas Permit | Residential | Renovation - Dwelling Unit(s) only | Completed | Residential - Re & Re boiler | 615837 BC Ltd DBA 1 For All Plumbing and Heating Services
PP-2023-01734 | 2023-05-17 | 3928 VALLEY DRIVE, Vancouver, BC V6L 2K6 | Plumbing Permit | Residential | Renovation | Completed | Residential - 1FD+SS - #1 & #2 - To install 2 fixtures >DB: Interior alterations and to change the use from Single Detached House to Single Detached House with Secondary Suite at this existing building on this site. | WESTBRIDGE PLUMBING & HEATING LTD
EP-2023-04147 | 2023-05-12 | 3928 VALLEY DRIVE, Vancouver, BC V6L 2K6 | Electrical Permit | Residential | Addition | Completed | Installation / Repair - Residential - Install a subpanel, wiring for kitchen appliances and smoke alarms for a secondary suite under building permit # DB-2023-01104. The service will remain as it is. >BP: Interior alterations and to change the use from Single Detached House to Single Detached House with Secondary Suite at this existing building on this site. Address note: #1-3928 Valley Dr - Principal Dwelling (1st-2nd floor, west side bsement) #2-3928 Valley Dr - Secondary Suite (east side basement) Address has been assigned per the approved plans as the access to the secondary suite is from the east site. This access must be provided & maintained at all times; the address must be posted to be easily visible from the street: AND posted by the suite entry in accordance with the Building by-law. Note: - No strata-titling will be permitted. - This is a two story building pursuant to the Zoning and Development By-law. - An annual Vancouver Business License must be obtained prior to the rental of this approved single detached house with secondary suite on this site - Install interconnected, hardwired, 120 volt smoke alarms with battery back-up and silencing feature, in each sleeping unit and within 5m outside each sleeping areas on each storey as per Building Bylaw 9.10.19 - Install Carbon Monoxide Alarm as per Building Bylaw 9.32.4.2 &Bulletin 2007-07-BU/EL - Upgrade work under Part 11 (base don the value of work - energuide related Part 11.2.1.4) Ok for Field Review as per Kirat Kang - March 28, 2022 | Zuoyuan Liu
EP-2022-08948 | 2022-10-21 | 4350 VALLEY DRIVE, Vancouver, BC V6L 3B5 | Electrical Permit | Residential | Renovation - Dwelling Unit(s) only | Completed | Installation / Repair - Residential - Installation of recessed pot lighting throughout residence Amend: Nov 9, 2022 The AC unit is new but it's replacing an existing AC unit in the same location and it's the same size. - branch circuits and fixtures and fittings - existing service size is 150 amp 3 phase there is sufficient room on the existing service so no service alterations required. Amend: Jan 23rd, 2023 Addition of new low voltage TEL / DATA panel and Cat 5e data runs from panel to locations throughout residence. - Addition of floor heating wiring in 3 bathrooms. Installation value of additional work is $2000 added to existing permit value. | Innova Electrical Contracting Ltd
GP-2022-03997 | 2022-12-14 | 4505 VALLEY DRIVE, Vancouver, BC V6L 2L1 | Gas Permit | Commercial | Renovation | Cancelled | Commercial - Replacement of existing Gas hot water tank | Custom Air Conditioning Ltd
EP-2022-06677 | NULL | 4505 VALLEY DRIVE, Vancouver, BC V6L 2L1 | Electrical Permit | Commercial | Addition | Application Incomplete | Installation / Repair - Commercial - We will be installing new Branch circuits for 6x new heat pumps (installed by others). Roof top conveinient plugs near units will be installed as well. | Power Plus Electric Ltd
PP-2023-00560 | 2023-02-16 | 4655 VALLEY DRIVE, Vancouver, BC V6J 5L6 | Plumbing Permit | Commercial | Renovation | Completed | Commercial - Water Main repair Total piping: 6 inch pipe about 20ft long, ductile >DB: Exterior alterations to repair the broken water pipe near the existing trellis and rebuild the trellis at this existing multiple dwelling building. Lagan # 101015724390 | DMS Mechanical Ltd
EP-2022-02576 | 2022-03-30 | 2171 VANNESS AVENUE, Vancouver, BC V5N 2M1 | Electrical Permit | Residential | New | Expired | Temporary Power - Residential - To provide temporary power. | G.S.G. Electric Ltd.
PP-2022-02802 | 2022-08-15 | 2171 VANNESS AVENUE, Vancouver, BC V5N 2M1 | Plumbing Permit | Residential | New | Completed | Residential - 2FD+2SS - Sewer and storm connection to PL | I-DEMO SITE SERVICES INC
PP-2022-02612 | 2022-07-26 | 2171 VANNESS AVENUE, Vancouver, BC V5N 2M1 | Plumbing Permit | Residential | New | Completed | Residential - 2FD+2SS - WEST - 2171 VANNESS AV - #1 & #2 EAST - 2173 VANNESS AV - #1 & #2 Piping and fixture installation To construct a 2 storey two-family dwelling with 2 secondary suites located in the Basement with a detached accessory building (garage) and 2 open parking at the rear providing a total of 4 parking spaces, having vehicular access from the lane. 1. Covenant registered at the Land Title Office under CA9947827 2. A/C proposed – Exterior component located in rear yard, Interior component located in basement crawl space. 3. Bar sink not proposed. | RG Plumbing Ltd
MP-2022-00244 | 2022-09-20 | 2171 VANNESS AVENUE, Vancouver, BC V5N 2M1 | Mechanical Permit | NULL | NULL | Completed | NULL | RG Plumbing Ltd
GP-2022-03946 | 2022-12-12 | 2171 VANNESS AVENUE, Vancouver, BC V5N 2M1 | Gas Permit | Residential | New | Completed | Residential - To install piping and appliances for a new duplex with complete installation. >BP: To construct a 2 story two-family dwelling with 2 secondary suites located in the Basement with a detached accessory building (garage) and 2 open parking at the rear providing a total of 4 parking spaces, having vehicular access from the lane. 1. Covenant registered at the Land Title Office under CA9947827 2. A/C proposed – Exterior component located in rear yard, Interior component located in basement crawl space. 3. Bar sink not proposed. 4. Schedule B: (K.T.C NGUYEN, P.Eng. - 604-326-2701) Structural, Architectural Item 1.5 5. Schedule B: (PAULLUS K.F YOUNG, P.Eng. – 604-841-7748) Geotechnical 6. HPO: Residential Builder- HBD HOMES LTD | Skyway Plumbing & gas Ltd
SP-2022-01992 | 2022-11-29 | 2171 VANNESS AVENUE, Vancouver, BC V5N 2M1 | Sprinkler Permit | Residential | New | Completed | Residential - 2FD+2SS - WEST - 2171 VANNESS ST - #1 & #2 EAST - 2173 VANNESS ST - #1 & #2 Piping and fixture installation >DB: To construct a 2 storey two-family dwelling with 2 secondary suites located in the Basement ($1,074,865.00) with a detached accessory building (garage) and 2 open parking at the rear providing a total of 4 parking spaces, having vehicular access from the lane. 1. Covenant registered at the Land Title Office under CA9947827 2. A/C proposed – Exterior component located in rear yard, Interior component located in basement crawl space. 3. Bar sink not proposed. | RG Plumbing Ltd
EP-2022-09187 | 2022-10-28 | 2171 VANNESS AVENUE, Vancouver, BC V5N 2M1 | Electrical Permit | Residential | New | Completed | Installation / Repair - Residential - 2FD+2SS - WEST - 2171 VANNESS AV - #1 & #2 EAST - 2173 VANNESS AV -#1 & #2 `Wiring and service for duplex. >DB: To construct a 2 storey two-family dwelling with 2 secondary suites located in the Basement with a detached accessory building (garage) and 2 open parking at the rear providing a total of 4 parking spaces, having vehicular access from the lane. 1. Covenant registered at the Land Title Office under CA9947827 2. A/C proposed – Exterior component located in rear yard, Interior component located in basement crawl space. 3. Bar sink not proposed. | G.S.G. Electric Ltd.
EP-2022-09394 | 2022-11-04 | 2171 VANNESS AVENUE, Vancouver, BC V5N 2M1 | Electrical Permit | Residential | New | Completed | Installation / Repair - Residential - tv,telephone,alarm prewire and complete LOW VOLTAGE ONLY Amend: July 24, 2023 add $5000 to permit value, making it 8000 | Tvisha Technologies Ltd
EP-2022-09091 | 2022-10-25 | 2226 VANNESS AVENUE, Vancouver, BC V5N 2M2 | Electrical Permit | Residential | New | Expired | Temporary Power - Residential - To provide temporary power. | SUNSTONE ELECTRIC LTD
EP-2023-10075 | 2023-11-08 | 2226 VANNESS AVENUE, Vancouver, BC V5N 2M2 | Electrical Permit | Residential | New | Issued | Temporary Power - Residential - To provide temporary power. Renewal of EP-2022-09091 Valid: Oct 25, 2023 to Oct 24, 2024 | SUNSTONE ELECTRIC LTD
PP-2023-04416 | 2023-12-21 | 2236 VANNESS AVENUE, Vancouver, BC V5N 2M2 | Plumbing Permit | Residential | New | Issued | Residential - sump no pump >BP: To construct a two-storey two-family dwelling with a basement, with an detached garage providing 2 parking spaces at the back of property with NO lane access. | Bhullar Excavating and Demolition
EP-2023-03468 | 2023-04-21 | 2236 VANNESS AVENUE, Vancouver, BC V5N 2M2 | Electrical Permit | Residential | New | Issued | Temporary Power - Residential - To provide temporary power. NOTE: Work authorized by this permit is for placement of a temporary power pole only and does not authorize any site construction and/or excavation. A separate Building Permit will be required prior to commencement of any other work on this site. | Tatla Electrical Ltd
GP-2024-00109 | 2024-01-12 | 3507 W 20TH AVENUE, Vancouver, BC V6S 1E6 | Gas Permit | Residential | Renovation | Completed | Residential - hwt re&re | Ferenc Nagy
GP-2022-00028 | 2022-01-07 | 3524 W 20TH AVENUE, Vancouver, BC V6S 1E7 | Gas Permit | Residential | Renovation | Completed | Residential - Re&Re Boiler BTU 120.000 | Milani Plumbing Heating & Air Conditioning Ltd
EP-2022-00293 | 2022-01-18 | 3555 W 20TH AVENUE, Vancouver, BC V6S 1E6 | Electrical Permit | Residential | Addition | Completed | Installation / Repair - Residential - Main House Charge service and Underground ACW Cable | Kooner Electrical Ltd
NULL | NULL | 3555 W 20TH AVENUE, Vancouver, BC V6S 1E6 | Plumbing Permit | Residential | New | Draft | Residential - installing new sump pump for perimeter drain tile | BAJ MINI-EXCAVATING
PP-2022-00839 | 2022-03-11 | 3566 W 20TH AVENUE, Vancouver, BC V6S 1E7 | Plumbing Permit | Residential | Renovation - Dwelling Unit(s) only | Completed | Residential - drainage and sump renewal | Kerrisdale Roofing & Drains Ltd
NULL | NULL | 3261 W 21ST AVENUE, Vancouver, BC V6L 1L3 | Sprinkler Permit | NULL | NULL | Draft | Residential - New sprinkler installation | Spectrum Fire Protection Ltd
GP-2024-00070 | 2024-01-10 | 3261 W 21ST AVENUE, Vancouver, BC V6L 1L3 | Gas Permit | Residential | New | Issued | Residential - 1 Water Heater, 1 Range, 1 Boiler & 1 BBQ >BP: To construct a 2 storey + basement one-family dwelling with a detached accessory building (garage), at the rear providing 2 parking spaces, having vehicular access from the lane. | Lucky Five Eight Plumbing & Heating Ltd
SP-2024-00045 | 2024-01-17 | 3261 W 21ST AVENUE, Vancouver, BC V6L 1L3 | Sprinkler Permit | Residential | New | Issued | Residential - 1FD - New fire sprinkler installation >DB: To construct a 2 storey + basement one-family dwelling with a detached accessory building (garage), at the rear providing 2 parking spaces, having vehicular access from the lane. Note: This is a 2 storey building pursuant to the Zoning and Development By-Law 1- Bar sink proposed in main floor 2- A/C unit proposed in rear yard ******THIS PERMIT HAS BEEN ISSUED UNDER THE REQUIREMENTS OF VBBL #12511 (2019)****** The entire building, to be sprinklered to NFPA 13D. | Spectrum Fire Protection Ltd
EP-2024-00526 | 2024-01-29 | 3261 W 21ST AVENUE, Vancouver, BC V6L 1L3 | Electrical Permit | Residential | New | Issued | Installation / Repair - Residential - Low voltage for alarm, data, tv, cctv & Doorbell >BP: To construct a 2 storey + basement one-family dwelling with a detached accessory building (garage), at the rear providing 2 parking spaces, having vehicular access from the lane. This Building Permit will remain in a suspended status until the associated (green) Demolition Permit BP-2022-02964 is completed. Note: This is a 2 storey building pursuant to the Zoning and Development By-Law 1- Bar sink proposed in main floor 2- A/C unit proposed in rear yard 3- Schedule B: Jason Hui, P.Eng (778.319.3403) Structural & Geotechnical 4 HPO: Home Vitality Solutions Ltd. ******THIS PERMIT HAS BEEN ISSUED UNDER THE REQUIREMENTS OF VBBL #12511 (2019)****** Combustible projections or roof soffits on an exposing building face shall not project to less than .45m from the property line and shall be in compliance with VBBL 2019 9.10.15.5.(9) The entire building, to be sprinklered to NFPA 13D. | Casbal Services Ltd
NULL | NULL | 3261 W 21ST AVENUE, Vancouver, BC V6L 1L3 | Plumbing Permit | Residential | New | Draft | Residential - radiant floor heat installation for new house | Lucky Five Eight Plumbing & Heating Ltd
MP-2023-01504 | 2023-08-15 | 3261 W 21ST AVENUE, Vancouver, BC V6L 1L3 | Mechanical Permit | NULL | NULL | Issued | NULL | Lucky Five Eight Plumbing & Heating Ltd
EP-2023-00693 | 2023-01-26 | 3261 W 21ST AVENUE, Vancouver, BC V6L 1L3 | Electrical Permit | Residential | New | Expired | Temporary Power - Residential - To provide temporary power. | Oscar Electric Ltd
EP-2023-03983 | 2023-05-30 | 3261 W 21ST AVENUE, Vancouver, BC V6L 1L3 | Electrical Permit | Residential | New | Issued | Installation / Repair - Residential - New one family dwelling with detached garage. *An approved mechanical permit is required for the installation of air conditioning or heat pump unit at the time of installation before an electrical inspection will be performed 200A Main service. 1 Meter. 200A Main breaker. >BP: To construct a 2 storey + basement one-family dwelling with a detached accessory building (garage), at the rear providing 2 parking spaces, having vehicular access from the lane. This Building Permit will remain in a suspended status until the associated (green) Demolition Permit BP-2022-02964 is completed. Note: This is a 2 storey building pursuant to the Zoning and Development By-Law 1- Bar sink proposed in main floor 2- A/C unit proposed in rear yard 3- Schedule B: Jason Hui, P.Eng (778.319.3403) Structural & Geotechnical 4 HPO: Home Vitality Solutions Ltd. ******THIS PERMIT HAS BEEN ISSUED UNDER THE REQUIREMENTS OF VBBL #12511 (2019)****** Combustible projections or roof soffits on an exposing building face shall not project to less than .45m from the property line and shall be in compliance with VBBL 2019 9.10.15.5.(9) The entire building, to be sprinklered to NFPA 13D. | Oscar Electric Ltd
PP-2023-02706 | 2023-07-31 | 3261 W 21ST AVENUE, Vancouver, BC V6L 1L3 | Plumbing Permit | Residential | New | Issued | Residential - new plumbing works >BP: To construct a 2 storey + basement one-family dwelling with a detached accessory building (garage), at the rear providing 2 parking spaces, having vehicular access from the lane. Note: This is a 2 storey building pursuant to the Zoning and Development By-Law 1- Bar sink proposed in main floor 2- A/C unit proposed in rear yard 3- Schedule B: Jason Hui, P.Eng (778.319.3403) Structural & Geotechnical 4 HPO: Home Vitality Solutions Ltd. | Lucky Five Eight Plumbing & Heating Ltd
PP-2023-00209 | 2023-01-20 | 3261 W 21ST AVENUE, Vancouver, BC V6L 1L3 | Plumbing Permit | Residential | New | Issued | Residential - TWO OUT SIDE SUMPS WITH OUT PUMP | JVT EXCAVATING & DEMOLITION LTD
EP-2022-04838 | 2022-06-14 | 3276 W 21ST AVENUE, Vancouver, BC V6L 1L2 | Electrical Permit | Residential | Renovation | Completed | Installation / Repair - Residential - Removal of unauthorized suite wiring ONLY MANDATORY ITMES #1 - #3 AS OUTLINED IN COV LETTER DATED: Oct. 20, 2021 -reference: CF-2021-007969 and CF-2019-014210 -related to IA-2020-00745 | CHEEMA ELECTRIC LTD
EP-2023-00477 | 2023-01-20 | 3276 W 21ST AVENUE, Vancouver, BC V6L 1L2 | Electrical Permit | Residential | Renovation | Completed | Installation / Repair - Residential - Removal of unauthorized suite wiring RE: CF-2022-013305 Interior alterations to revert the basement to the last approved plans on file in the Single Detached House on this site. | CHEEMA ELECTRIC LTD
GP-2023-04040 | 2023-12-19 | 3326 W 21ST AVENUE, Vancouver, BC V6S 1G7 | Gas Permit | Residential | Renovation | Completed | Residential - Replace standard gas boiler and HWT with new Combi-Boiler | Lambert Plumbing & Heating
EP-2023-00284 | 2023-01-13 | 3329 W 21ST AVENUE, Vancouver, BC V6S 1G8 | Electrical Permit | Residential | Renovation | Completed | Installation / Repair - Residential - Decommission basement suite range -moving unauthorized Electrical work from the basemen (CF-2022-012898) | Alpine Electric Ltd
GP-2023-01036 | 2023-03-27 | 2339 W 23RD AVENUE, Vancouver, BC V6L 1N5 | Gas Permit | Residential | New | Completed | Residential - 1 Miele 36" Gas Rangetop >BP: To construct a 2 storey + cellar one-family dwelling | Han Appliances & Refrigeration Ltd
GP-2023-03799 | 2023-11-30 | 2362 W 23RD AVENUE, Vancouver, BC V6L 1N6 | Gas Permit | Residential | Renovation | Completed | Residential - BOILER REPLACED | ROMA Heating Ltd
PP-2022-03831 | NULL | 2610 W 23RD AVENUE, Vancouver, BC V6L 1N8 | Plumbing Permit | Commercial | Renovation | Draft | Commercial - Installation of prv valve cew1589480. | Water Design-COV - Paolo Bandiera
PP-2022-01886 | 2022-09-23 | 2755 W 23RD AVENUE, Vancouver, BC V6L 1P1 | Plumbing Permit | Residential | New | Issued | Residential - Plumbing for new: LANE WAY HOUSE. >BP: To construct a 2 storey laneway house building ($198,125.00) with 1 open parking pad having vehicular access from the 20' Lane. The entire building, INCLUDING THE ATTACHED GARAGE (if applicable), to be sprinklered to NFPA 13D. Note: This is a 1 ½ storey building pursuant to the Zoning & Development By-law. 1. Covenant registered at the Land Title Office under CA9063066 2. No Strata Titling permitted 3. Schedule B: (Zhiguo (Gary) Zhang) P.Eng (604.319.9998) Structural 4. Schedule B: (Jian Zhong Jin) P.Eng (604.362.7021) Geotechnical 5. HPO: Residential Builder- (Wu, Xiaohu) | Neptune Plumbing & Heating Ltd
PP-2022-01715 | 2022-09-23 | 2755 W 23RD AVENUE, Vancouver, BC V6L 1P1 | Plumbing Permit | Residential | New | Issued | Residential - COMPLETE PLUMBING for: >BP: To construct a 2 storey one-family dwelling with a secondary suite located in the Basement/Cellar ($719,250.00) with an open parking pad, providing 1 parking space, having vehicular access from the 20' Lane. The entire building, INCLUDING THE ATTACHED GARAGE (if applicable), to be sprinklered to NFPA 13D. Note: Parking for this site is under LWH DB-2020-00148 1. Covenant registered at the Land Title Office under CA9063066 2. No Strata Titling permitted 3. A/C proposed – Exterior component located in Rear Yard, Interior component located on Second Floor 4. Bar sink located in Basement Floor 5. Schedule B: (Zhiguo (Gary) Zhang) P.Eng (604.319.9998) Structural 6. Schedule B: (Jian Zhong Jin) P.Eng (604.362.7021) Geotechnical 7. HPO: Residential Builder- (Wu, Xiaohu/ Owner Builder) Note: This is a 2 storey building pursuant to the Zoning and Development By-Law | Neptune Plumbing & Heating Ltd
EP-2023-01863 | NULL | 2755 W 23RD AVENUE, Vancouver, BC V6L 1P1 | Electrical Permit | Residential | New | Withdrawn | Installation / Repair - Residential - install new electrical service. NEW LWH | Timely Construction Ltd
EP-2022-02500 | 2023-03-07 | 2755 W 23RD AVENUE, Vancouver, BC V6L 1P1 | Electrical Permit | Residential | New | Completed | Installation / Repair - Residential - Install new electrical service for main house, secondary suite >BP: To construct a 2 storey one-family dwelling with a secondary suite located in the Basement/Cellar ($719,250.00) with an open parking pad, providing 1 parking space, having vehicular access from the 20' Lane. The entire building, INCLUDING THE ATTACHED GARAGE (if applicable), to be sprinklered to NFPA 13D. Note: Parking for this site is under LWH DB-2020-00148 1. Covenant registered at the Land Title Office under CA9063066 2. No Strata Titling permitted 3. A/C proposed – Exterior component located in Rear Yard, Interior component located on Second Floor 4. Bar sink located in Basement Floor 5. Schedule B: (Zhiguo (Gary) Zhang) P.Eng (604.319.9998) Structural 6. Schedule B: (Jian Zhong Jin) P.Eng (604.362.7021) Geotechnical 7. HPO: Residential Builder- (Wu, Xiaohu/ Owner Builder) | Timely Construction Ltd
EP-2022-00229 | 2022-01-13 | 2755 W 23RD AVENUE, Vancouver, BC V6L 1P1 | Electrical Permit | Residential | New | Expired | Temporary Power - Residential - To provide temporary power. | Timely Construction Ltd
NULL | NULL | 2755 W 23RD AVENUE, Vancouver, BC V6L 1P1 | Plumbing Permit | Residential | New | Draft | Residential - Sump / pump chamber | Headwater Management Ltd
PP-2022-02339 | 2022-07-22 | 2755 W 23RD AVENUE, Vancouver, BC V6L 1P1 | Plumbing Permit | Residential | New | Issued | Residential - Sump(s) installation NOTE: Engineering Assurance letter will be submitted to the Plumbing Inspector on the site. Letter shall conform to the requirements of Vancouver Bulletin 2000-008-EL/PL. | Headwater Management Ltd
NULL | NULL | 2755 W 23RD AVENUE, Vancouver, BC V6L 1P1 | Plumbing Permit | NULL | New | Draft | - Sumps | Headwater Management Ltd
MP-2023-00385 | 2023-03-15 | 2755 W 23RD AVENUE, Vancouver, BC V6L 1P1 | Mechanical Permit | NULL | NULL | Issued | NULL | Neptune Plumbing & Heating Ltd
EP-2023-00775 | 2023-01-31 | 2755 W 23RD AVENUE, Vancouver, BC V6L 1P1 | Electrical Permit | Residential | New | Expired | Temporary Power - Residential - To provide temporary power. renewal of EP-2022-00229 Valid Jan 13/23 to Jan 12/24 | Timely Construction Ltd
EP-2023-04457 | 2023-06-20 | 2755 W 23RD AVENUE, Vancouver, BC V6L 1P1 | Electrical Permit | Residential | New | Issued | Installation / Repair - Residential - TO CONTINUE WORK STARTED BY OTHERS ( EP-2022-02500) -Installation of fixtures, receptacles and power distribution in new 1FD With second suite *An approved mechanical permit is required for the installation of air conditioning or heat pump unit at the time of installation before an electrical inspection will be performed >BP: To construct a 2 storey one-family dwelling with a secondary suite located in the Basement/Cellar ($719,250.00) with an open parking pad, providing 1 parking space, having vehicular access from the 20' Lane. The entire building, INCLUDING THE ATTACHED GARAGE (if applicable), to be sprinklered to NFPA 13D. Note: Parking for this site is under LWH DB-2020-00148 1. Covenant registered at the Land Title Office under CA9063066 2. No Strata Titling permitted 3. A/C proposed – Exterior component located in Rear Yard, Interior component located on Second Floor 4. Bar sink located in Basement Floor 5. Schedule B: (Zhiguo (Gary) Zhang) P.Eng (604.319.9998) Structural 6. Schedule B: (Jian Zhong Jin) P.Eng (604.362.7021) Geotechnical 7. HPO: Residential Builder- (Wu, Xiaohu/ Owner Builder) Note: This is a 2 storey building pursuant to the Zoning and Development By-Law **THIS PERMIT HAS BEEN ISSUED UNDER THE REQUIREMENTS OF VBBL #12511 (2019).** | Allone Electric Ltd
EP-2024-00397 | 2024-01-19 | 2755 W 23RD AVENUE, Vancouver, BC V6L 1P1 | Electrical Permit | Residential | New | Issued | Temporary Power - Residential - To provide temporary power. | Allone Electric Ltd
GP-2023-02518 | 2023-09-05 | 2755 W 23RD AVENUE, Vancouver, BC V6L 1P1 | Gas Permit | Residential | New | Issued | Residential - 1 Boiler, 1 Range, 2 BBQ's & 1 Fireplace rough in gas lines >BP: To construct a 2 storey one-family dwelling with a secondary suite located in the Basement/Cellar | Neptune Plumbing & Heating Ltd
SP-2023-01586 | 2023-09-01 | 2755 W 23RD AVENUE, Vancouver, BC V6L 1P1 | Sprinkler Permit | Residential | New | Issued | Residential - 1FD+SS - #1 & #2-install sprinkler system The entire building, INCLUDING THE ATTACHED GARAGE (if applicable), to be sprinklered to NFPA 13D. >DB: To construct a 2 storey one-family dwelling with a secondary suite located in the Basement/Cellar with an open parking pad, providing 1 parking space, having vehicular access from the 20' Lane. Note: Parking for this site is under LWH DB-2020-00148 1. Covenant registered at the Land Title Office under CA9063066 2. No Strata Titling permitted 3. A/C proposed – Exterior component located in Rear Yard, Interior component located on Second Floor 4. Bar sink located in Basement Floor Note: This is a 2 storey building pursuant to the Zoning and Development By-Law **THIS PERMIT HAS BEEN ISSUED UNDER THE REQUIREMENTS OF VBBL #12511 (2019).** | Neptune Plumbing & Heating Ltd
MP-2023-01605 | 2023-09-01 | 2755 W 23RD AVENUE, Vancouver, BC V6L 1P1 | Mechanical Permit | NULL | NULL | Issued | NULL | Lumi HVAC Ltd
EP-2023-08228 | 2023-09-12 | 2755 W 23RD AVENUE, Vancouver, BC V6L 1P1 | Electrical Permit | Residential | New | Issued | Installation / Repair - Residential - TV, Network rough in and finish. >BP: To construct a 2 storey one-family dwelling with a secondary suite located in the Basement/Cellar ($719,250.00) with an open parking pad, providing 1 parking space, having vehicular access from the 20' Lane. The entire building, INCLUDING THE ATTACHED GARAGE (if applicable), to be sprinklered to NFPA 13D. Note: Parking for this site is under LWH DB-2020-00148 1. Covenant registered at the Land Title Office under CA9063066 2. No Strata Titling permitted 3. A/C proposed – Exterior component located in Rear Yard, Interior component located on Second Floor 4. Bar sink located in Basement Floor 5. Schedule B: (Zhiguo (Gary) Zhang) P.Eng (604.319.9998) Structural 6. Schedule B: (Jian Zhong Jin) P.Eng (604.362.7021) Geotechnical 7. HPO: Residential Builder- (Wu, Xiaohu/ Owner Builder) Note: This is a 2 storey building pursuant to the Zoning and Development By-Law **THIS PERMIT HAS BEEN ISSUED UNDER THE REQUIREMENTS OF VBBL #12511 (2019).** | Columbia Security Systems & Surveillance Inc
GP-2023-03041 | 2023-10-13 | 2755 W 23RD AVENUE, Vancouver, BC V6L 1P1 | Gas Permit | Residential | New | Issued | Residential - Installation of 1 gas fireplace venting and hook up only >BP: To construct a 2 storey one-family dwelling with a secondary suite located in the Basement/Cellar ($719,250.00) with an open parking pad, providing 1 parking space, having vehicular access from the 20' Lane. | Urban Fireplaces Ltd
GP-2022-00544 | 2022-02-18 | 2856 W 29TH AVENUE, Vancouver, BC V6L 1Y1 | Gas Permit | Residential | Renovation | Completed | Residential - Replace existing boiler with new combination boiler | Reid Brothers Plumbing & Heating Ltd
GP-2023-03853 | 2023-12-04 | 3896 W 24TH AVENUE, Vancouver, BC V6S 1L9 | Gas Permit | Residential | Renovation | Completed | Residential - RE&RE hot water tank | Milani Plumbing Heating & Air Conditioning Ltd
PP-2023-04226 | 2023-12-05 | 3907 W 24TH AVENUE, Vancouver, BC V6S 1M1 | Plumbing Permit | Residential | New | Issued | Residential - New plumbing rough-in and fixture installation >BP: To construct a 2 storey single detached house with a secondary suite located in the Basement with an open parking pad, providing 1 parking space, having vehicular access from the 20' Lane. 1. Covenant registered at the Land Title Office under CB861907 4. Mechanical unit proposed – Exterior component located in rear yard, Interior component located in upper floor mechanical closet. 3. Bar sink located in Multi-Use Room. 4. Schedule B: (T. Yang) P.Eng (604.729.0585) Structural & Geotechnical 5. HPO: Residential Builder - Ao Jie Xu | AVATAR PLUMBING AND HEATING LTD
MP-2023-02228 | 2023-12-14 | 3907 W 24TH AVENUE, Vancouver, BC V6S 1M1 | Mechanical Permit | NULL | NULL | Issued | NULL | AVATAR PLUMBING AND HEATING LTD
MP-2024-00080 | 2024-01-17 | 3907 W 24TH AVENUE, Vancouver, BC V6S 1M1 | Mechanical Permit | NULL | NULL | Issued | NULL | Power Cool Electrical & Refrigeration Mech Ltd
EP-2023-09034 | 2023-10-23 | 3907 W 24TH AVENUE, Vancouver, BC V6S 1M1 | Electrical Permit | Residential | New | Issued | Installation / Repair - Residential - ¦ 1FD + 1SS- 200A ¦ single-phase service, all outlets, roughing and connection, lighting system, and all electrical equipment connection. In rough in procedure also pre-wire the data and TV communication cables. 3 Electrical Meter system. Main consumer's service: 400A. Main House Service:200A Legal suite :60A LWH: 125A *An approved mechanical permit is required for the installation of air conditioning or heat pump unit at the time of installation before an electrical inspection will be performed >BP: To construct a 2 storey single detached house with a secondary suite located in the Basement ($704,850.00) with an open parking pad, providing 1 parking space, having vehicular access from the 20' Lane. 1. Covenant registered at the Land Title Office under CB861907 4. Mechanical unit proposed – Exterior component located in rear yard, Interior component located in upper floor mechanical closet. 3. Bar sink located in Multi-Use Room. 4. Schedule B: (T. Yang) P.Eng (604.729.0585) Structural & Geotechnical 5. HPO: Residential Builder - Ao Jie Xu ¦ 1FD + 1SS- 200A ¦ Note: The entire building, INCLUDING THE ATTACHED GARAGE (if applicable), to be sprinklered to NFPA 13D Note: This is a 2 storey building pursuant to the Zoning and Development By-Law | AIGO TECHNOLOGY INC
PP-2023-03618 | 2023-10-13 | 3907 W 24TH AVENUE, Vancouver, BC V6S 1M1 | Plumbing Permit | Residential | New | Issued | Residential - 1FD+SS - Sump Installation | Apollo Excavating & Civil Works Ltd.
EP-2023-00229 | 2023-01-10 | 3907 W 24TH AVENUE, Vancouver, BC V6S 1M1 | Electrical Permit | Residential | New | Expired | Temporary Power - Residential - To provide temporary power. | Aidea Solutions Ltd
NULL | NULL | 3929 W 24TH AVENUE, Vancouver, BC V6S 1M1 | Plumbing Permit | Residential | Renovation | Draft | Residential - Upgrade sump pump | Westar Plumbing & Heating Ltd
PP-2023-00279 | 2023-01-30 | 3929 W 24TH AVENUE, Vancouver, BC V6S 1M1 | Plumbing Permit | Residential | Renovation | Completed | Residential - Replacing old gravity sump with a new gravity 24" sump. Piping new sewer from house to PL & piping storm from sump to PL. >BP: Exterior and interior alterations to remove the existing rear deck off the main floor, add a new rear landing, remove and replace the existing front porch and to add a new second floor to this existing one family dwelling on this inside with lane site. Revision #1 - Revised layout to bathroom #3 & laundry room, relocated bedroom #3 door, and added new bathroom. - Increase construction cost of 5,000.00 | Canoe Pass Excavating
NULL | NULL | 3929 W 24TH AVENUE, Vancouver, BC V6S 1M1 | Plumbing Permit | NULL | Renovation | Draft | - Sewer | Westar Plumbing & Heating Ltd
SP-2022-01772 | 2022-10-26 | 3929 W 24TH AVENUE, Vancouver, BC V6S 1M1 | Sprinkler Permit | Residential | Renovation | Completed | Residential - new sprinkler system for existing house >DB: Exterior and interior alterations to remove the existing rear deck off the main floor, add a new rear landing, remove and replace the existing front porch and to add a new second floor to this existing one family dwelling on this inside with lane site. ENTIRE BUILDING TO BE SPRINKLERED TO NFPA 13D REQUIREMENTS | Yu Fire Protection Inc.
PP-2022-03673 | 2022-10-14 | 3929 W 24TH AVENUE, Vancouver, BC V6S 1M1 | Plumbing Permit | Residential | Renovation | Completed | Residential - Two bathroom plumbing renovations >BP: Exterior and interior alterations to remove the existing rear deck off the main floor, add a new rear landing, remove and replace the existing front porch and to add a new second floor to this existing one family dwelling on this inside with lane site. | Westar Plumbing & Heating Ltd
EP-2022-09618 | 2022-11-16 | 3929 W 24TH AVENUE, Vancouver, BC V6S 1M1 | Electrical Permit | Residential | Renovation | Completed | Installation / Repair - Residential - service upgrade from 100 to 200 amps and renovation -200A new service from existing garage. Wiring to new top floor addition. Wiring for bathrooms. Installation of new lights, plugs and switches. Smoke detectors to each bedrooms. >BP: Exterior and interior alterations to remove the existing rear deck off the main floor, add a new rear landing, remove and replace the existing front porch and to add a new second floor to this existing one family dwelling on this inside with lane site. Existing and proposed nonconforming side yards reviewed and noted per S. Erichsen, Jan 18, 2022 Side yard relaxation by S. Erichsen, July 13, 2022 Structural Schedule B provided by Jianli Guo, P. Eng. 604.518.1098 ENTIRE BUILDING TO BE SPRINKLERED TO NFPA 13D REQUIREMENTS | F & S Electrical Ltd
EP-2023-06758 | 2023-07-25 | 3940 W 24TH AVENUE, Vancouver, BC V6S 1M2 | Electrical Permit | Residential | New | Issued | Temporary Power - Residential - To provide temporary power. | ALPHA ONE ELECTRIC LTD
PP-2023-04075 | 2023-11-20 | 3940 W 24TH AVENUE, Vancouver, BC V6S 1M2 | Plumbing Permit | Residential | New | Issued | Residential - 1FD+SS - #1 & #2 - complete plumbing >DB: To construct a two and a half storey + basement one-family dwelling with a secondary suite located in the basement. Note: Parking for the site has been provided under DB-2022-05003 (Laneway House) 1- Covenant registered at the Land Title Office under CB463160 2- No strata titling permitted 3- Bar sink proposed in basement ***This permit is issued under the VBBL 2019, with updated energy requirements as per bylaw # 12997 effective Jan 01, 2022.*** | Avion Mechanical Ltd
PP-2023-03363 | 2023-09-20 | 3940 W 24TH AVENUE, Vancouver, BC V6S 1M2 | Plumbing Permit | Residential | New | Issued | Residential - 1FD+SS - two sumps with pump one sump without pump | Bhullar Excavating and Demolition
EP-2024-00215 | 2024-01-19 | 3940 W 24TH AVENUE, Vancouver, BC V6S 1M2 | Electrical Permit | Residential | New | Issued | Installation / Repair - Residential - Rough wiring ,Service and finishing >BP: To construct a two and a half storey + basement one-family dwelling with a secondary suite ($704,075) located in the basement. Note: Parking for the site has been provided under DB-2022-05003 (Laneway House) 1- Covenant registered at the Land Title Office under CB463160 2- No strata titling permitted 3- Bar sink proposed in basement 4- External mechanical unit proposed in rear yard 5- Schedule B: Julian Bozsik P.Eng (604.431.0055) Structural & Geotechnical 6- HPO: Residential Builder - Sona Development Ltd ***This permit is issued under the VBBL 2019, with updated energy requirements as per bylaw # 12997 effective Jan 01, 2022.*** | ALPHA ONE ELECTRIC LTD
MP-2023-02094 | 2023-12-05 | 3940 W 24TH AVENUE, Vancouver, BC V6S 1M2 | Mechanical Permit | NULL | NULL | Issued | NULL | Avion Mechanical Ltd
PP-2022-00937 | 2022-03-21 | 3941 W 24TH AVENUE, Vancouver, BC V6S 1M1 | Plumbing Permit | Residential | New | Completed | Residential - 1FD+SS - #1 & #2 - 3/4 dcva backflow preventer for lawn.irrigation To construct a 2 storey one-family dwelling with a secondary suite located in the Basement with one surface parking and a detached accessory building (garage) at the rear providing 2 parking spaces, having vehicular access from the lane. Note: This is a 2 storey building pursuant to the Zoning and Development By-Law 1- Covenant registered at the Land Title Office under CA8351986 2- No strata titling permitted 3- A/C unit proposed | Yue Jin Qiu
PP-2023-03703 | 2023-10-20 | 3986 W 24TH AVENUE, Vancouver, BC V6S 1M2 | Plumbing Permit | Residential | New | Issued | Residential - Install 2 sumps, 1 with pump | Van-City Excavating Ltd
EP-2023-09490 | 2023-10-19 | 3986 W 24TH AVENUE, Vancouver, BC V6S 1M2 | Electrical Permit | Residential | New | Issued | Temporary Power - Residential - To provide temporary power. | Shuming Electric Ltd
EP-2023-04756 | NULL | 3996 W 24TH AVENUE, Vancouver, BC V6S 1M2 | Electrical Permit | Residential | Renovation - Dwelling Unit(s) only | Withdrawn | Installation / Repair - Residential - Re-attach disconnected Emfrom house from house. Emergency callout | Red Ryno Energy Ltd
GP-2022-03616 | 2022-11-17 | 3716 W 29TH AVENUE, Vancouver, BC V6S 1T4 | Gas Permit | Residential | Tenant Improvement | Completed | Residential - replace furnace | Constantine Georgas
EP-2023-04045 | 2023-05-18 | 3738 W 29TH AVENUE, Vancouver, BC V6S 1T4 | Electrical Permit | Residential | Renovation | Completed | Installation / Repair - Residential - Adding a circuit for heat pump *MP-2023-00795: Issued (Heating and Cooling) >Permit Amendment Sep 18, 2023 -"Here is a declaration as requested by inspector Stan" *Document(s) uploaded to "Application Documents" tab for Electrical Inspector review. Documents are at pending status at time of permit amendment approval | Douglas Millington o/a Moose Electric
GP-2023-01491 | 2023-05-08 | 3738 W 29TH AVENUE, Vancouver, BC V6S 1T4 | Gas Permit | Residential | Renovation | Completed | Residential - Decommission and remove furnace and install new heat pump | Ashton Service Group/Ashton Mechanical Ltd.
MP-2023-00795 | 2023-05-08 | 3738 W 29TH AVENUE, Vancouver, BC V6S 1T4 | Mechanical Permit | NULL | NULL | Completed | NULL | Ashton Service Group/Ashton Mechanical Ltd.
PP-2022-01446 | 2022-04-29 | 3757 W 29TH AVENUE, Vancouver, BC V6S 1T6 | Plumbing Permit | Residential | New | Completed | Residential - 1FD+SS - #1 & #2 - install irrigation system To construct a 2 storey one-family dwelling with a secondary suite located in the basement and a detached accessory building (garage) , at the rear providing 2 parking spaces, having vehicular access from the lane. The entire building to be sprinklered to NFPA 13D. 1. Covenant registered at the Land Title Office under CA8828938 2. No strata titling permitted 3. A/C unit proposed in rear yard 4. No bar sink | Zhongmin Zhao DBA Colorful Garden
EP-2022-08356 | 2022-10-04 | 3772 W 29TH AVENUE, Vancouver, BC V6S 1T4 | Electrical Permit | Residential | Renovation | Issued | Installation / Repair - Residential - Upgrade existing overhead electrical service to 200 amp overhead | Ryan Charles Pagnossin
EP-2022-03732 | 2022-05-09 | 3794 W 29TH AVENUE, Vancouver, BC V6S 1T4 | Electrical Permit | Residential | Renovation | Completed | Installation / Repair - Residential - Disconnect old (damaged) 100 amp service . Install new 100 amp service . | JSP ELECTRIC LTD
PP-2023-02598 | 2023-07-21 | 2181 W 20TH AVENUE, Vancouver, BC V6L 1E9 | Plumbing Permit | Residential | New | Issued | Residential - 1FD - Two Sump No Pump | Canadian Excavating Ltd
EP-2023-02970 | 2023-04-11 | 2181 W 20TH AVENUE, Vancouver, BC V6L 1E9 | Electrical Permit | Residential | New | Issued | Temporary Power - Residential - To provide temporary power. NOTE: Work authorized by this permit is for placement of a temporary power pole only and does not authorize any site construction and/or excavation. A separate Building Permit will be required prior to commencement of any other work on this site. | Maple Leaf Electrical Ltd
PP-2023-03890 | 2023-11-06 | 2181 W 20TH AVENUE, Vancouver, BC V6L 1E9 | Plumbing Permit | Residential | New | Issued | Residential - New home plumbing >BP: To construct a 2 storey + cellar one-family with a detached accessory building (3 car garage) and 1 open parking space, at the rear providing 4 parking spaces, having vehicular access from the lane. 1. No Strata Titling permitted 2. Entire building to be sprinklered 13D 3. Heat Pump proposed – Exterior component located in rear yard, Interior component located in upper floor closet 4. Bar sink located in recreation room 5. Schedule B: (Antony Wang) P.Eng (604.618.6236) Structural 6. Schedule B: (Heqing Jian) P.Eng (778.987.7461) Geotechnical 7. HPO: Residential Builder- Richen Home & Design Inc | Mann Plumbing and Heating (2019) Ltd
MP-2023-02100 | 2023-11-28 | 2181 W 20TH AVENUE, Vancouver, BC V6L 1E9 | Mechanical Permit | NULL | NULL | Issued | NULL | Mann Plumbing and Heating (2019) Ltd
GP-2022-01777 | 2022-06-10 | 2188 W 20TH AVENUE, Vancouver, BC V6L 1G1 | Gas Permit | Residential | Tenant Improvement | Completed | Residential - Boiler Replacement | Wah Fai Plumbing & Heating Inc
GP-2024-00204 | 2024-01-25 | 2215 W 20TH AVENUE, Vancouver, BC V6L 1G2 | Gas Permit | Residential | Tenant Improvement | Completed | Residential - RE & RE HOT WATER TANK | 484081 BC LTD
MP-2023-01197 | 2023-06-29 | 2235 W 20TH AVENUE, Vancouver, BC V6L 1G2 | Mechanical Permit | NULL | NULL | Completed | NULL | Milani Plumbing Heating & Air Conditioning Ltd
EP-2023-05860 | 2023-10-10 | 2235 W 20TH AVENUE, Vancouver, BC V6L 1G2 | Electrical Permit | Residential | Renovation | Completed | Installation / Repair - Residential - Electrical supply for Dsplit *MP-2023-01197: Issued (Heating and Cooling) | Milani Electric Limited
PP-2023-02637 | 2023-07-25 | 2246 W 20TH AVENUE, Vancouver, BC V6L 1G3 | Plumbing Permit | Residential | New | Completed | Residential - Lawn Sprinklers, Backflow device installation >BP: To construct a 2 storey + cellar one-family dwelling with open parking at the rear providing 3 parking space, 1 surface parking and detached 2 car garage, having vehicular access from the lane. | Big City Sprinklers
EP-2022-08770 | 2022-10-18 | 2246 W 20TH AVENUE, Vancouver, BC V6L 1G3 | Electrical Permit | Residential | New | Expired | Temporary Power - Residential - 1FD - #1 - To provide temporary power. RENEWAL OF TEMPORARY POWER POLE VALID: SEPT 10/2022 TO SEPT 9/2023 EXPIRED PERMIT: EP-2021-06733 AMEND: OCT 18/2022 DATE & EXPIRY ON TEMP POWER POLE | PADAM ELECTRICAL LTD
EP-2022-08771 | 2023-01-09 | 2246 W 20TH AVENUE, Vancouver, BC V6L 1G3 | Electrical Permit | Residential | New | Completed | Installation / Repair - Residential - LWH - #3 - Permanent power for a single-family dwelling and laneway. >DB: To construct a 2 storey laneway house building with an attached garage and 1 open parking pad, providing a total of 3 parking spaces, having vehicular access from the 20' Lane. Note: This is a 1 ½ storey building pursuant to the Zoning & Development By-law. 1. Covenant registered at the Land Title Office under CA9195405 (LWH) 2. No Strata Titling permitted 3. No A/C Unit proposed | PADAM ELECTRICAL LTD
GP-2023-00276 | 2023-01-24 | 2246 W 20TH AVENUE, Vancouver, BC V6L 1G3 | Gas Permit | Residential | New | Completed | Residential - Venting and hook up only >BP: To construct a 2 storey + cellar one-family dwelling with open parking at the rear providing 3 parking space, 1 surface parking and detached 2 car garage, having vehicular access from the lane. 1. No Strata Titling permitted 2. Covenant registered at the Land Title Office under CA9195405 (LWH) 3. A/C proposed – Exterior component located in rear yard, Interior component located in upper floor - closet 4. Bar sink located in Recreation room 5. Schedule B: (Alan Prahalad) P.Eng (604.831.1431) Structural 6. Rev #1: Schedule B: (Ward Phillips) P.Eng (604-716-8881) Geotechnical 7. HPO: Residential Builder- Ecolite Homes Ltd | ORAY FIREPLACES LTD
SP-2023-00107 | 2023-01-19 | 2246 W 20TH AVENUE, Vancouver, BC V6L 1G3 | Sprinkler Permit | Residential | New | Completed | Residential - 1FD - #1 - Install sprinklers in SFD >DB: To construct a 2 storey + cellar one-family dwelling with open parking at the rear providing 3 parking space, 1 surface parking and detached 2 car garage, having vehicular access from the lane. 1. No Strata Titling permitted 2. Covenant registered at the Land Title Office under CA9195405 (LWH) 3. A/C proposed – Exterior component located in rear yard, Interior component located in upper floor - closet 4. Bar sink located in Recreation room | Gold Key Fire Protection Ltd
GP-2023-00136 | 2023-01-17 | 2246 W 20TH AVENUE, Vancouver, BC V6L 1G3 | Gas Permit | Residential | New | Completed | Residential - This is a new house with 5 gas appliances -fireplace is rough in > BP: To construct a 2 storey + cellar one-family dwelling ($1,054,340) with open parking at the rear providing 3 parking space, 1 surface parking and detached 2 car garage, having vehicular access from the lane. | AKAL Plumbing & Heating Ltd
EP-2023-00061 | 2023-01-06 | 2246 W 20TH AVENUE, Vancouver, BC V6L 1G3 | Electrical Permit | Residential | New | Completed | Installation / Repair - Residential - Complete wiring of new construction home. To construct a 2 storey + cellar one-family dwelling with open parking at the rear providing 3 parking space, 1 surface parking and detached 2 car garage, having vehicular access from the lane. 1. No Strata Titling permitted 2. Covenant registered at the Land Title Office under CA9195405 (LWH) 3. A/C proposed – Exterior component located in rear yard, Interior component located in upper floor - closet 4. Bar sink located in Recreation room 5. Schedule B: (Alan Prahalad) P.Eng (604.831.1431) Structural 6. Rev #1: Schedule B: (Ward Phillips) P.Eng (604-716-8881) Geotechnical 7. HPO: Residential Builder- Ecolite Homes Ltd full amount was paid on EP-2022-08771 | PADAM ELECTRICAL LTD
EP-2022-08137 | 2022-09-27 | 2246 W 20TH AVENUE, Vancouver, BC V6L 1G3 | Electrical Permit | Residential | New | Completed | Installation / Repair - Residential - Low Voltage: Alarm system, intercom, speakers, data, tel, tv, Vacuum Rough in And complete Site Contact Person.Ravi 604-765-5168 >BP: To construct a 2 storey + cellar one-family dwelling ($1,054,340) with open parking at the rear providing 3 parking space, 1 surface parking and detached 2 car garage, having vehicular access from the lane. 1. No Strata Titling permitted 2. Covenant registered at the Land Title Office under CA9195405 (LWH) 3. A/C proposed – Exterior component located in rear yard, Interior component located in upper floor - closet 4. Bar sink located in Recreation room 5. Schedule B: (Alan Prahalad) P.Eng (604.831.1431) Structural 6. Rev #1: Schedule B: (Ward Phillips) P.Eng (604-716-8881) Geotechnical 7. HPO: Residential Builder- Ecolite Homes Ltd | Ads Security Systems Ltd
PP-2022-03202 | 2022-09-15 | 2246 W 20TH AVENUE, Vancouver, BC V6L 1G3 | Plumbing Permit | Residential | New | Completed | Residential - sumps | Ecolite Homes Ltd
PP-2022-01725 | 2022-05-19 | 2246 W 20TH AVENUE, Vancouver, BC V6L 1G3 | Plumbing Permit | Residential | New | Completed | Residential - Plumbing for: >BP: To construct a 2 storey + cellar one-family dwelling with open parking at the rear providing 3 parking space, 1 surface parking and detached 2 car garage, having vehicular access from the lane. 1. No Strata Titling permitted 2. Covenant registered at the Land Title Office under CA9195405 (LWH) 3. A/C proposed – Exterior component located in rear yard, Interior component located in upper floor - closet 4. Bar sink located in Recreation room 5. Schedule B: (Alan Prahalad) P.Eng (604.831.1431) Structural 6. Rev #1: Schedule B: (Ward Phillips) P.Eng (604-716-8881) Geotechnical 7. HPO: Residential Builder- Ecolite Homes Ltd Note: This is a 2 storey building pursuant to the Zoning and Development By-Law Address Information: Principle Dwelling: #1 - 2246 W 20th Av Laneway home: #3 - 2246 W 20th Av Address and suite number assigned as per approved plans for Fire and Emergency response. The address number is to be posted to the building to be visible from the street and the suite number is to be posted at the suite entry in accordance with the Building By-law prior to final inspection. **THIS PERMIT HAS BEEN ISSUED UNDER THE REQUIREMENTS OF VBBL #12511 (2019) ** | AKAL Plumbing & Heating Ltd
NULL | NULL | 4047 W 20TH AVENUE, Vancouver, BC V6S 1G6 | Gas Permit | Residential | Renovation | Draft | Residential - Furnace replacement | Angels Heating & Cooling Ltd
EP-2022-00450 | 2022-02-02 | 2345 W 20TH AVENUE, Vancouver, BC V6L 1G4 | Electrical Permit | Residential | Renovation | Completed | Installation / Repair - Residential - New service for existing house | 24/6 Electric Ltd
GP-2022-01203 | 2022-04-18 | 3392 W 21ST AVENUE, Vancouver, BC V6S 1G7 | Gas Permit | Residential | Renovation - Dwelling Unit(s) only | Completed | Residential - Installing furnace | Reid Brothers Plumbing & Heating Ltd
GP-2022-03204 | 2022-10-18 | 3413 W 21ST AVENUE, Vancouver, BC V6S 1G8 | Gas Permit | Residential | Renovation | Completed | Residential - REPLACEMENT WATER HEATER | BC Wide Home Services Ltd
GP-2022-00973 | 2022-03-30 | 3421 W 21ST AVENUE, Vancouver, BC V6S 1G8 | Gas Permit | Residential | New | Completed | Residential - Gas fireplace installation | 496302 BC Ltd
EP-2022-00027 | 2022-01-06 | 3431 W 21ST AVENUE, Vancouver, BC V6S 1G8 | Electrical Permit | Residential | Renovation | Completed | Installation / Repair - Residential - Service Upgrade from 100a to 200a. New mast and meter base service entrance will be installed on NE corner of property garage with 200a main panel with breaker. This location is closest to the BC Hydro pole and will reduce length of triplex overhead wires to garage. Pole is on opposite side of laneway with vehicular travel. From 200a garage panel a 225A bussbar passthrough will feed underground 250kcmil cable to a 200a panel in main house. No other work is being conducted on this property so no development permit required. | Brennan M Wauters
GP-2023-03892 | 2023-12-06 | 3457 W 21ST AVENUE, Vancouver, BC V6S 1G8 | Gas Permit | Residential | New | Issued | Residential - Installation of high efficiency furnace | Kirkstone Heating Ltd
EP-2023-07556 | 2023-08-28 | 3475 W 21ST AVENUE, Vancouver, BC V6S 1G8 | Electrical Permit | Residential | Addition | Completed | Installation / Repair - Residential - Build with new garage with EV charge.Upgrade 100 amps to 200 service. One meter system.prewire electrical cable and communication cable at garage.and new meter system & D-marc attach to the garage.Termination and Power connection will be done before finishing.Original Electrcal panel will be consider as Sub-panel fed from garage 200 amps new panel. >BP: To construct a detached two-car garage on the rear of this existing Single Detached House. Ok for SIPs per J. Zhang Schedule B Structural & Geotechnical (permanent & temp) - Jason Hui, P.Eng - 778-319-3403, info@vancouvereng.ca | AIGO TECHNOLOGY INC
GP-2022-00517 | 2022-02-17 | 3525 W 21ST AVENUE, Vancouver, BC V6S 1H1 | Gas Permit | Residential | Tenant Improvement | Completed | Residential - Decommissioning removal and disposal of a natural gas furnace | 0994152 BC Ltd
EP-2022-01297 | 2022-02-22 | 3525 W 21ST AVENUE, Vancouver, BC V6S 1H1 | Electrical Permit | Residential | Tenant Improvement | Completed | Installation / Repair - Residential - Electrical to outdoor heat pump unit -location: rear yard | 0994152 BC Ltd
EP-2023-04408 | 2023-05-31 | 3528 W 21ST AVENUE, Vancouver, BC V6S 1G9 | Electrical Permit | Residential | Addition | Completed | Installation / Repair - Residential - - Install a new 2 pull 20 amp breaker in panel - Using PVC pipe to wall connector either through garage attic or under window (Client would prefer through attic route) - Connect to tesla wall charger - Label panel and charger with charge rate - Test electrical - Clean up and remove all garbage from site | Vancity Electric Inc
EP-2023-02585 | 2023-03-27 | 3540 W 21ST AVENUE, Vancouver, BC V6S 1G9 | Electrical Permit | Residential | New | Completed | Installation / Repair - Residential - Install 40 AMP, NEMA 14-50 outlet in the garage beside the main panel for EV charging. House has 200 AMP service | Amor Energy Corporation
GP-2023-04109 | 2023-12-19 | 3895 W 21ST AVENUE, Vancouver, BC V6S 1H5 | Gas Permit | Residential | Renovation | Issued | Residential - Replace gas furnace | BNA Systems Inc and/or Kirkland Metal Shop Ltd
GP-2023-00166 | 2023-01-16 | 3925 W 21ST AVENUE, Vancouver, BC V6S 1H7 | Gas Permit | Residential | New | Completed | Residential - Install one natural gas fireplace | Vancouver Gas Fireplaces Ltd
GP-2023-01658 | 2023-05-26 | 2805 W 23RD AVENUE, Vancouver, BC V6L 1P2 | Gas Permit | Residential | Tenant Improvement | Issued | Residential - Re and Re the Tankless Water Heater | Moore & Russell Heating Ltd
GP-2022-03571 | 2022-11-15 | 2818 W 23RD AVENUE, Vancouver, BC V6L 1P3 | Gas Permit | Residential | Renovation | Completed | Residential - Installation super hot boiler | ROMA Heating Ltd
EP-2022-04429 | 2022-05-27 | 2853 W 23RD AVENUE, Vancouver, BC V6L 1P2 | Electrical Permit | Residential | Renovation | Completed | Installation / Repair - Residential - upgrade overhead service from 100A to 200A | MILKYWAY INDUSTRY LTD
EP-2022-09338 | 2022-11-07 | 2853 W 23RD AVENUE, Vancouver, BC V6L 1P2 | Electrical Permit | Residential | Renovation | Issued | Installation / Repair - Residential - Install lights in Kitchen area, living room area,Install washer and dryer in laundry room and install heat pump power for the house -A mechanical permit is required for heat pump installation before an electrical inspection will be performed CF-2022-011855 | GLBC ELECTRICAL CONTRACTORS LTD
MP-2022-00654 | 2022-12-06 | 2853 W 23RD AVENUE, Vancouver, BC V6L 1P2 | Mechanical Permit | NULL | NULL | Completed | NULL | UComfort Services Inc
GP-2023-01428 | 2023-05-02 | 2856 W 23RD AVENUE, Vancouver, BC V6L 1P3 | Gas Permit | Residential | Renovation | Completed | Residential - replace gas boiler | Reactive Plumbing & Heating Ltd
EP-2022-02466 | 2022-03-30 | 2864 W 23RD AVENUE, Vancouver, BC V6L 1P3 | Electrical Permit | Residential | New | Completed | Installation / Repair - Residential - 200 amp service connection ,125 amp goes in each unit , New installation >BP: To construct a 2 storey two-family dwelling with a/(2) secondary suite(s) located in the Basement ($939,070) with a detached accessory building (garage) and 1 open parking at the rear providing 3 parking spaces, having vehicular access from the lane. 1. Covenant registered at the Land Title Office under CA9591359 3. A/C proposed – Exterior component located in rear yard, Interior component located in second floor. 4. No Bar sink 5. Schedule B: (M.S. Alam) P.Eng (604.653.7475) Structural & Geotechnical 7. HPO: Residential Builder- Khera Homes Ltd Note: This is a 2 storey building pursuant to the Zoning and Development By-Law Address Information: Principle Dwelling (East): #1-2864 W 23rd Av Principle Dwelling (West):#1-2866 W 23rd Av Address and suite numbers assigned as per approved plans for Fire and Emergency response. The address numbers are to be posted on the building to be visible from the street and the suite numbers are to be posted at the suite entries in accordance with the Building By-law prior to final inspection. **THIS PERMIT HAS BEEN ISSUED UNDER THE REQUIREMENTS OF VBBL #12511 (2019)** | AECOM ELECTRIC LTD
GP-2022-00733 | 2022-03-08 | 2864 W 23RD AVENUE, Vancouver, BC V6L 1P3 | Gas Permit | Residential | New | Completed | Residential - Gas fireplace piping only To construct a 2 storey two-family dwelling with a/(2) secondary suite(s) located in the Basement with a detached accessory building (garage) and 1 open parking at the rear providing 3 parking spaces, having vehicular access from the lane. 1. Covenant registered at the Land Title Office under CA9591359 3. A/C proposed – Exterior component located in rear yard, Interior component located in second floor. 4. No Bar sink 5. Schedule B: (M.S. Alam) P.Eng (604.653.7475) Structural & Geotechnical 7. HPO: Residential Builder- Khera Homes Ltd | Lally Plumbing & Heating Ltd
SP-2022-00264 | 2022-03-01 | 2864 W 23RD AVENUE, Vancouver, BC V6L 1P3 | Sprinkler Permit | Residential | New | Completed | Residential - 2FD+2SS - EAST UNIT - 2864 W 23RD AV - #1 & #2 WEST UNIT - 2866 W 23RD AV - #1 & #2 Install sprinkler head To construct a 2 storey two-family dwelling with a/(2) secondary suite(s) located in the Basement with a detached accessory building (garage) and 1 open parking at the rear providing 3 parking spaces, having vehicular access from the lane. 1. Covenant registered at the Land Title Office under CA9591359 3. A/C proposed – Exterior component located in rear yard, Interior component located in second floor. 4. No Bar sink | RAHELU PLUMBING & HEATING LTD.
PP-2022-00798 | 2022-03-09 | 2864 W 23RD AVENUE, Vancouver, BC V6L 1P3 | Plumbing Permit | Residential | New | Completed | Residential - Plumbing To construct a 2 storey two-family dwelling with a/(2) secondary suite(s) located in the Basement with a detached accessory building (garage) and 1 open parking at the rear providing 3 parking spaces, having vehicular access from the lane. 1. Covenant registered at the Land Title Office under CA9591359 3. A/C proposed – Exterior component located in rear yard, Interior component located in second floor. 4. No Bar sink 5. Schedule B: (M.S. Alam) P.Eng (604.653.7475) Structural & Geotechnical 7. HPO: Residential Builder- Khera Homes Ltd | Lally Plumbing & Heating Ltd
PP-2022-00130 | 2022-01-18 | 2864 W 23RD AVENUE, Vancouver, BC V6L 1P3 | Plumbing Permit | Residential | New | Completed | Residential - 2FD+2SS - sanitary and storm con with one sump To construct a 2 storey two-family dwelling with a/(2) secondary suite(s) located in the Basement with a detached accessory building (garage) and 1 open parking at the rear providing 3 parking spaces, having vehicular access from the lane. 1. Covenant registered at the Land Title Office under CA9591359 3. A/C proposed – Exterior component located in rear yard, Interior component located in second floor. 4. No Bar sink | AKAL DEMOLITION & EXCAVATING LTD
EP-2023-03787 | 2023-05-03 | 2908 W 23RD AVENUE, Vancouver, BC V6L 1P5 | Electrical Permit | Residential | Addition | Issued | Installation / Repair - Residential - Reloction for the electrical service. | Sunnen Electrical Contractor Ltd
MP-2023-01823 | 2023-10-11 | 2908 W 23RD AVENUE, Vancouver, BC V6L 1P5 | Mechanical Permit | NULL | NULL | Issued | NULL | Lower Mainland Refrigeration Systems Ltd
EP-2022-02400 | 2022-03-28 | 2923 W 23RD AVENUE, Vancouver, BC V6L 1P4 | Electrical Permit | Residential | Tenant Improvement | Completed | Installation / Repair - Residential - -Installation and Commissioning of Porsche Universal Charger (EVSE) -1x 2P-50A Breaker will be installed in House Panel for Porsche Universal Charger -Existing 2P-40A Breaker will be used for new circuit being pulled to back of garage -EVSE will be installed in the garage -Porsche Universal Charger to replace existing EV Charger Receptacle with new 50Amp Breaker -Existing EV Charger receptacle moved to back wall of garage using existing 40Amp Breaker -One circuit will be pulled to EVSE location -Porsche Universal Charger to provide 9.6kW to Taycan | Trudel, Daniel, DBA: Electrum Charging Solutions Inc.
GP-2023-04057 | 2023-12-18 | 2936 W 23RD AVENUE, Vancouver, BC V6L 1P5 | Gas Permit | Residential | Renovation | Completed | Residential - remove and reinstall gas log set | The LM Fireplace Warehouse Ltd.
EP-2022-03598 | 2022-05-03 | 2566 W 2ND AVENUE, Vancouver, BC V6K 1J8 | Electrical Permit | Residential | Renovation - Dwelling Unit(s) only | Expired | Temporary Power - Residential - To provide temporary power. | Demitri Isidorou
PP-2023-03656 | 2023-10-18 | 2566 W 2ND AVENUE, Vancouver, BC V6K 1J8 | Plumbing Permit | Residential | Renovation | Issued | Residential - House Lift. New drainage, sump, sewers. New Infill house | L Walter Zdebiak House Raising Co Ltd
EP-2023-10245 | NULL | 2566 W 2ND AVENUE, Vancouver, BC V6K 1J8 | Electrical Permit | Residential | Addition | Applicant Revisions | Installation / Repair - Residential - ¦ MCD- 2FD: 175A ¦ NFPA 13D ¦ FA ¦ wiring to existing building renovated into a duplex new 400A underground service *An approved mechanical permit is required for the installation of air conditioning or heat pump unit before a final electrical inspection will be performed >BP: Interior and exterior alterations to relocate and convert the existing single family dwelling to a two family dwelling building on this site. Building Review Branch Notes Refer to building permit BP-2020-00065 for the proposed new one family dwelling on this site. Building to be sprinklered to 2x- NFPA 13D. Revision #1- 2023-08-24- S.Le 1. Refer to DP Minor Amendment DP-2023-00537 for approved retention drawings. 2. Add a 6’ x 8’ electrical room at basement level of the 2566 W2nd Avenue. Refer to revised structural drawings for foundation approval only. Subsequent revision required to capture additional proposed changes to the BP-2020-00064 & BP-2020-00065. Revision #2- 2023-08-31- S.Le Refer to DP-2022-00843 2568 W2nd Ave - Basement den removed. - A/C / hot water tank & boiler relocated. - Crawlspace access hatch added. 2566 W2nd Ave - Electrical room added with access door . - Exterior stairs to electrical room added. - Rear exterior stair from main floor revised. 2566 & 2568 W2nd Ave - Upper floor move exterior wall south of bedrooms #2. - move attic exterior south wall & deck south - south end of roof revised 2570 W2nd Ave - Mechanical room removed and double door, sprinkler room added with man door, kitchen & foundation revised. - Upper floor ensuite enlarged - Moved south and roof revised to suit. - PMT concrete pad & fence revised, parking stall 'b' width revised | Demitri Isidorou
EP-2023-03977 | 2023-05-05 | 2566 W 2ND AVENUE, Vancouver, BC V6K 1J8 | Electrical Permit | Residential | Renovation - Dwelling Unit(s) only | Issued | Temporary Power - Residential - To provide temporary power. | Demitri Isidorou
EP-2022-04156 | 2022-05-25 | 2576 W 2ND AVENUE, Vancouver, BC V6K 1J8 | Electrical Permit | Residential | Renovation | Completed | Installation / Repair - Residential - 200 amp service upgrade from 100A | EVANSON ELECTRIC LTD
EP-2022-06881 | 2022-08-17 | 3105 W 24TH AVENUE, Vancouver, BC V6L 1R7 | Electrical Permit | Residential | Renovation | Completed | Installation / Repair - Residential - Basement renovation: Scope of work will include removal and relocation of existing pot lights. New LED strip lighting will be added as accent lighting and some will be located in millwork. Some receptacles were removed and and new receptacles will be added to accommodate for new layout. New circuits will be added to accommodate for the newly added receptacles. >BP: Interior alterations to provide improvements to the cellar floor of this existing one-family dwelling on this site. Scope of work includes: New interior partitions to accommodate new layout, removal of bulkhead, millwork, lighting/electrical, plumbing and HVAC The services of a Structural Engineer may be required, based upon site inspection by the District Building Inspector. No energy upgrades required | NORTHERN LIGHTS ELECTRIC LTD
PP-2022-02872 | 2022-08-17 | 3105 W 24TH AVENUE, Vancouver, BC V6L 1R7 | Plumbing Permit | Residential | Renovation | Completed | Residential - Relocate bar sink. Interior alterations to provide improvements to the cellar floor of this existing one-family dwelling on this site. Scope of work includes: New interior partitions to accommodate new layout, removal of bulkhead, millwork, lighting/electrical, plumbing and HVAC | Fred Van Hunenstijn
EP-2022-06299 | 2022-07-28 | 3105 W 24TH AVENUE, Vancouver, BC V6L 1R7 | Electrical Permit | Residential | Renovation | Completed | Installation / Repair - Residential - structured wiring, surveillance system, audio video system >BP: Interior alterations to provide improvements to the cellar floor of this existing one-family dwelling on this site. Scope of work includes: New interior partitions to accommodate new layout, removal of bulkhead, millwork, lighting/electrical, plumbing and HVAC The services of a Structural Engineer may be required, based upon site inspection by the District Building Inspector. No energy upgrades required | Vancouver Audiospace Home Control Ltd
GP-2022-03804 | 2022-12-01 | 3137 W 24TH AVENUE, Vancouver, BC V6L 1R7 | Gas Permit | Residential | Tenant Improvement | Completed | Residential - install gas fireplace | Campbell Care Plumbing, Heating & Air Ltd.
GP-2022-02484 | 2022-08-22 | 3193 W 24TH AVENUE, Vancouver, BC V6L 1R7 | Gas Permit | Residential | Addition | Completed | Residential - re and re gas range | Christopher Sterling
GP-2022-02492 | 2022-08-24 | 3206 W 24TH AVENUE, Vancouver, BC V6L 1R9 | Gas Permit | Residential | New | Issued | Residential - Piping only for fireplace and installing BBQ Range Boiler >BP: To construct a 2 storey + cellar one-family dwelling ($1,248,614) with a detached accessory building (garage), at the rear providing 2 parking spaces, having vehicular access from the lane. | THANDI PLUMBING LTD
GP-2022-01403 | 2022-05-10 | 3206 W 24TH AVENUE, Vancouver, BC V6L 1R9 | Gas Permit | Residential | New | Issued | Residential - Installation of 1 gas fireplace - venting and hook up only | Urban Fireplaces Ltd
SP-2022-00386 | 2022-03-21 | 3206 W 24TH AVENUE, Vancouver, BC V6L 1R9 | Sprinkler Permit | Residential | New | Issued | Residential - New sprinkler system To construct a 2 storey + cellar one-family dwelling with a detached accessory building (garage), at the rear providing 2 parking spaces, having vehicular access from the lane. Note: This is a 2 storey building pursuant to the Zoning and Development By-Law 1- No Bar/Sink proposed 2- A/C unit proposed in the rear yard and Rev #1 - in attic 3- Schedule B: Bernhard Gafner, P.Eng (604-762-7844) Structural 4- Schedule B: Heqing Jian, P.Eng (778-987-7461) Geotechnical 5-HPO: Residential Builder - | Haven Fire Protection Ltd
EP-2022-03226 | 2022-04-21 | 3206 W 24TH AVENUE, Vancouver, BC V6L 1R9 | Electrical Permit | Residential | New | Expired | Temporary Power - Residential - To provide temporary power. | Altech Electric Ltd
EP-2022-02852 | 2022-04-08 | 3206 W 24TH AVENUE, Vancouver, BC V6L 1R9 | Electrical Permit | Residential | New | Issued | Installation / Repair - Residential - Complete Security Alarm, CCTV, Tel/Data/TV, intercom, music, Smart home, Lighting control,etc >BP: To construct a 2 storey + cellar one-family dwelling ($1,248,614) with a detached accessory building (garage), at the rear providing 2 parking spaces, having vehicular access from the lane. Note: This Building Permit will remain in a suspended status until the associated (green) Demolition Permit BP-2020-02242 is completed. Note: This is a 2 storey building pursuant to the Zoning and Development By-Law 1- No Bar/Sink proposed 2- A/C unit proposed in the rear yard and Rev #1 - in attic 3- Schedule B: Bernhard Gafner, P.Eng (604-762-7844) Structural 4- Schedule B: Heqing Jian, P.Eng (778-987-7461) Geotechnical 5-HPO: Residential Builder - ******THIS PERMIT HAS BEEN ISSUED UNDER THE REQUIREMENTS OF VBBL #12511 (2019)****** | AIGO TECHNOLOGY INC
EP-2022-07840 | 2022-09-26 | 3229 W 24TH AVENUE, Vancouver, BC V6L 1R8 | Electrical Permit | Residential | Addition | Completed | Installation / Repair - Residential - Upgrade service to 200A 240V . Install dryer plug. | Guang Yuan Electrical Ltd
GP-2022-01332 | 2022-04-28 | 3275 W 24TH AVENUE, Vancouver, BC V6L 1R8 | Gas Permit | Residential | Renovation - Dwelling Unit(s) only | Completed | Residential - Installing boiler | Reid Brothers Plumbing & Heating Ltd
PP-2022-00700 | 2022-03-02 | 3276 W 24TH AVENUE, Vancouver, BC V6L 1R9 | Plumbing Permit | Residential | New | Issued | Residential - 1FD+SS - 3276 W 24TH AV - #1 & #2 sump without pump To construct a 2 storey one-family dwelling with a secondary suite located in the Basement with an attached garage at the Laneway House (DB-2021-00070) and 1 open parking pad, providing a total of 3 parking spaces, having vehicular access from the 20' Lane. Note: This Building Permit will remain in a suspended status until the associated (green) Demolition Permit BP-2021-00068 is completed. 1. Covenant registered at the Land Title Office under CA9141263 2. No Strata Titling permitted 3. A/C proposed – Exterior component located in Rear Yard, Interior component located in Upper Floor. 4. Bar sink located in the Basement. | Bhullar Excavating and Demolition
MP-2022-00077 | 2022-08-04 | 3276 W 24TH AVENUE, Vancouver, BC V6L 1R9 | Mechanical Permit | NULL | NULL | Issued | NULL | Apple Mechanical Ltd
PP-2022-02228 | 2022-06-23 | 3276 W 24TH AVENUE, Vancouver, BC V6L 1R9 | Plumbing Permit | Residential | New | Issued | Residential - Plumbing for 6 bathroom single family dwelling with secondary suite To construct a 2 storey one-family dwelling with a secondary suite located in the Basement ( with an attached garage at the Laneway House ) 1. Covenant registered at the Land Title Office under CA9141263 2. No Strata Titling permitted 3. A/C proposed – Exterior component located in Rear Yard, Interior component located in Upper Floor. 4. Bar sink located in the Basement. 5. Schedule B: (Antony Wang) P.Eng (604.618.6236) Structural & Geotechnical 6. HPO: Residential Builder- KADIUM CONSTRUCTION LTD. | Apple Mechanical Ltd
EP-2022-09896 | 2022-11-23 | 3276 W 24TH AVENUE, Vancouver, BC V6L 1R9 | Electrical Permit | Residential | New | Issued | Installation / Repair - Residential - CCTV / TEL / DATA / TV / ALARM / INTERCOM / VACUUM >BP: To construct a 2 storey one-family dwelling with a secondary suite located in the Basement ($962,402.50) with an attached garage at the Laneway House (DB-2021-00070) and 1 open parking pad, providing a total of 3 parking spaces, having vehicular access from the 20' Lane. Note: This Building Permit will remain in a suspended status until the associated (green) Demolition Permit BP-2021-00068 is completed. 1. Covenant registered at the Land Title Office under CA9141263 2. No Strata Titling permitted 3. A/C proposed – Exterior component located in Rear Yard, Interior component located in Upper Floor. 4. Bar sink located in the Basement. 5. Schedule B: (Antony Wang) P.Eng (604.618.6236) Structural & Geotechnical 6. HPO: Residential Builder- KADIUM CONSTRUCTION LTD. Note: This is a 2 storey building pursuant to the Zoning and Development By-Law **THIS PERMIT HAS BEEN ISSUED UNDER THE REQUIREMENTS OF VBBL #12511 (2019) ** ****ALL PROJECT COORINDATOR NOTES HAVE BEEN ACCEPTED BY THE APPLICANT**** | Anmi Technology Corp.
EP-2022-09898 | 2023-01-03 | 3276 W 24TH AVENUE, Vancouver, BC V6L 1R9 | Electrical Permit | Residential | New | Issued | Installation / Repair - Residential - Single family dwelling with secondary suite *An approved mechanical permit is required for the installation of air conditioning or heat pump unit at the time of installation before an electrical inspection will be performed >BP: To construct a 2 storey one-family dwelling with a secondary suite located in the Basement ($962,402.50) with an attached garage at the Laneway House (DB-2021-00070) and 1 open parking pad, providing a total of 3 parking spaces, having vehicular access from the 20' Lane. Note: This Building Permit will remain in a suspended status until the associated (green) Demolition Permit BP-2021-00068 is completed. 1. Covenant registered at the Land Title Office under CA9141263 2. No Strata Titling permitted 3. A/C proposed – Exterior component located in Rear Yard, Interior component located in Upper Floor. 4. Bar sink located in the Basement. 5. Schedule B: (Antony Wang) P.Eng (604.618.6236) Structural & Geotechnical 6. HPO: Residential Builder- KADIUM CONSTRUCTION LTD. Note: This is a 2 storey building pursuant to the Zoning and Development By-Law Address Information: Principal Dwelling: #1 - 3276 W 24th Av Secondary Suite: #2 - 3276 W 24th Av Laneway home: #3 - 3276 W 24th Av Addresses assigned per approved plans. Fire and Emergency street access to the secondary suite is from the west side. Street access must be provided and maintained at all times. The building addresses are to be posted and to be visible from the street in accordance with the Building By-law prior to final inspection. **THIS PERMIT HAS BEEN ISSUED UNDER THE REQUIREMENTS OF VBBL #12511 (2019) ** ****ALL PROJECT COORINDATOR NOTES HAVE BEEN ACCEPTED BY THE APPLICANT**** | CHEEMA ELECTRIC LTD
GP-2023-00060 | 2023-01-09 | 3276 W 24TH AVENUE, Vancouver, BC V6L 1R9 | Gas Permit | Residential | New | Issued | Residential - Piping only for one bbq and one space heater. Installation of one boiler and one stove >BP: To construct a 2 story one-family dwelling with a secondary suite located in the Basement with an attached garage at the Laneway House (DB-2021-00070) and 1 open parking pad, providing a total of 3 parking spaces, having vehicular access from the 20' Lane. Note: This Building Permit will remain in a suspended status until the associated (green) Demolition Permit BP-2021-00068 is completed. 1. Covenant registered at the Land Title Office under CA9141263 2. No Strata Titling permitted 3. A/C proposed – Exterior component located in Rear Yard, Interior component located in Upper Floor. 4. Bar sink located in the Basement. 5. Schedule B: (Antony Wang) P.Eng (604.618.6236) Structural & Geotechnical 6. HPO: Residential Builder- KADIUM CONSTRUCTION LTD. | Apple Mechanical Ltd
EP-2022-09345 | 2022-11-03 | 3276 W 24TH AVENUE, Vancouver, BC V6L 1R9 | Electrical Permit | Residential | New | Expired | Temporary Power - Residential - To provide temporary power. Renewal of EP-2021-07491 VALID: Valid: OCT 8/, 2022 to OCT 7/ 2023 | CHEEMA ELECTRIC LTD
SP-2022-01684 | 2022-10-17 | 3276 W 24TH AVENUE, Vancouver, BC V6L 1R9 | Sprinkler Permit | Residential | New | Issued | Residential - 1FD+SS- 1 & #2 - new single house >DB: To construct a 2 storey one-family dwelling with a secondary suite located in the Basement with an attached garage at the Laneway House (DB-2021-00070) and 1 open parking pad, providing a total of 3 parking spaces, having vehicular access from the 20' Lane. Note: This Building Permit will remain in a suspended status until the associated (green) Demolition Permit BP-2021-00068 is completed. 1. Covenant registered at the Land Title Office under CA9141263 2. No Strata Titling permitted 3. A/C proposed – Exterior component located in Rear Yard, Interior component located in Upper Floor. 4. Bar sink located in the Basement. | Yu Fire Protection Inc.
PP-2023-02557 | 2023-07-19 | 3276 W 24TH AVENUE, Vancouver, BC V6L 1R9 | Plumbing Permit | Residential | New | Completed | Residential - installing a backflow preventer for lawn irrigation >BP: To construct a 2 storey one-family dwelling with a secondary suite located in the Basement ($962,402.50) with an attached garage at the Laneway House (DB-2021-00070) and 1 open parking pad, providing a total of 3 parking spaces, having vehicular access from the 20' Lane. | Chongren Yao
GP-2022-01924 | 2022-06-27 | 3285 W 24TH AVENUE, Vancouver, BC V6L 1R8 | Gas Permit | Residential | Renovation | Completed | Residential - hot water tank replacement | Reid Brothers Plumbing & Heating Ltd
GP-2022-02277 | 2022-08-03 | 3285 W 24TH AVENUE, Vancouver, BC V6L 1R8 | Gas Permit | Residential | Renovation | Completed | Residential - Installation of 1 gas fireplace - venting and hook up only | Urban Fireplaces Ltd
EP-2022-05442 | 2022-07-04 | 2376 W 20TH AVENUE, Vancouver, BC V6L 1G5 | Electrical Permit | Residential | Tenant Improvement | Completed | Installation / Repair - Residential - Installation and Commissioning of Porsche Universal Charger (EVSE) 1x 2P-30A Breaker will be installed in Garage Panel EVSE will be installed inside the garage beside Garage Panel One circuit will be pulled to EVSE location Porsche Universal Charger to provide 5.76kW to Taycan | Trudel, Daniel, DBA: Electrum Charging Solutions Inc.
NULL | NULL | 2376 W 20TH AVENUE, Vancouver, BC V6L 1G5 | Electrical Permit | Residential | Tenant Improvement | Withdrawn | Installation / Repair - Residential - Installation and Commissioning of Porsche Universal Charger (EVSE) 1x 2P-30A Breaker will be installed in Garage Panel EVSE will be installed inside the garage beside Garage Panel One circuit will be pulled to EVSE location Porsche Universal Charger to provide 5.76kW to Taycan | Trudel, Daniel, DBA: Electrum Charging Solutions Inc.
EP-2024-00082 | 2024-01-04 | 2411 W 20TH AVENUE, Vancouver, BC V6L 1G6 | Electrical Permit | Residential | New | Issued | Installation / Repair - Residential - Installation of security system | ADT Security Services Canada Inc
GP-2023-02722 | 2023-09-18 | 2426 W 20TH AVENUE, Vancouver, BC V6L 1G7 | Gas Permit | Residential | Renovation | Completed | Residential - RE&RE furnace and tankless water heater | Milani Plumbing Heating & Air Conditioning Ltd
EP-2022-04690 | 2022-06-07 | 2439 W 20TH AVENUE, Vancouver, BC V6L 1G6 | Electrical Permit | Residential | Renovation - Dwelling Unit(s) only | Completed | Installation / Repair - Residential - Remove second electric range and hood-fan (CF-2020-004321) | Cathay Services Ltd
EP-2023-05790 | 2023-07-11 | 2439 W 20TH AVENUE, Vancouver, BC V6L 1G6 | Electrical Permit | Residential | Addition | Completed | Installation / Repair - Residential - ¦ 1FD/ 125A- RECON/ RELO SERVICE ¦ Service upgrade with new 200-amp duplex meter base on new laneway house. Underground feed to existing 125-amp panel in house and underground to new 100-amp in laneway. *An approved mechanical permit is required for the installation of air conditioning or heat pump unit at the time of installation before an electrical inspection will be performed >Permit Amendment Nov 16, 2023 -"Load Calculations to attach to file" *Document(s) uploaded to "Application Documents" tab for Electrical Inspector review. Documents are at pending status at time of permit amendment approval | Wespac Electrical Contractor Ltd
GP-2022-02007 | 2022-07-06 | 2651 W 20TH AVENUE, Vancouver, BC V6L 1G9 | Gas Permit | Residential | Renovation | Completed | Residential - Replacement furnace and water heater | BC Wide Home Services Ltd
GP-2022-03650 | 2022-11-22 | 2668 W 20TH AVENUE, Vancouver, BC V6L 1G8 | Gas Permit | Residential | Addition | Issued | Residential - gas supply to back up generator | West Van Plumbing Ltd
MP-2022-00625 | NULL | 2668 W 20TH AVENUE, Vancouver, BC V6L 1G8 | Mechanical Permit | NULL | NULL | Withdrawn | NULL | Blackbird Homes & Renovations Ltd
EP-2022-04301 | 2022-05-25 | 2668 W 20TH AVENUE, Vancouver, BC V6L 1G8 | Electrical Permit | Residential | Renovation | Issued | Installation / Repair - Residential - Overhead electrical service upgrade to 200A Amend: Nov 24, 2022 Adding 20kW natural gas generator with transfer switch and emergency backup panel. Value $9000.00 | Fowlstone Electric Ltd
EP-2022-10499 | 2022-12-13 | 2727 W 20TH AVENUE, Vancouver, BC V6L 1H1 | Electrical Permit | Residential | Renovation | Completed | Installation / Repair - Residential - 200 amp service upgrade to a 2 gang meter base ,wire new suite install pot lights ,plugs ,smoke detectors , wire kitchen and bathroom >BP: Building Permit for DP-2022-00205 Exterior and interior alterations to convert the existing crawl space into floor area and add a secondary suite to this existing nonconforming one family dwelling | York Electrical Ltd
NULL | NULL | 2727 W 20TH AVENUE, Vancouver, BC V6L 1H1 | Mechanical Permit | NULL | NULL | Draft | NULL | NULL
NULL | NULL | 2727 W 20TH AVENUE, Vancouver, BC V6L 1H1 | Plumbing Permit | Residential | Renovation - Dwelling Unit(s) only | Draft | Residential - Rough in ABS drainage for new suite in lowest level. | NULL
PP-2022-04518 | 2022-12-20 | 2727 W 20TH AVENUE, Vancouver, BC V6L 1H1 | Plumbing Permit | Residential | Renovation | Completed | Residential - ***Homeowner permit*** Plumbing >BP: Building Permit for DP-2022-00205 Exterior and interior alterations to convert the existing crawl space into floor area and add a secondary suite to this existing nonconforming one family dwelling | NULL
GP-2023-01738 | 2023-06-05 | 2727 W 20TH AVENUE, Vancouver, BC V6L 1H1 | Gas Permit | Residential | Renovation | Completed | Residential - Running a new gas line for the Navien Combi Boiler >BP: Exterior and interior alterations to convert the existing crawl space into floor area and add a secondary suite to this existing nonconforming one family dwelling | Up Grade Services Inc
MP-2023-00228 | 2023-02-23 | 2727 W 20TH AVENUE, Vancouver, BC V6L 1H1 | Mechanical Permit | NULL | NULL | Completed | NULL | Up Grade Services Inc
NULL | NULL | 2727 W 20TH AVENUE, Vancouver, BC V6L 1H1 | Plumbing Permit | Residential | Renovation | Draft | Residential - Plumbing Final Inspection | Up Grade Services Inc
PP-2022-01418 | 2022-04-26 | 3981 W 21ST AVENUE, Vancouver, BC V6S 1H7 | Plumbing Permit | Residential | New | Completed | Residential - Sump no pump | Power Excavating Ltd
EP-2022-01714 | 2022-03-02 | 3981 W 21ST AVENUE, Vancouver, BC V6S 1H7 | Electrical Permit | Residential | New | Expired | Temporary Power - Residential - To provide temporary power. | JIU DING ELECTRIC LTD
PP-2023-01641 | 2023-05-12 | 3981 W 21ST AVENUE, Vancouver, BC V6S 1H7 | Plumbing Permit | Residential | New | Completed | Residential - lawn irrigation >BP: To construct a 2 storey + basement one-family dwelling with a secondary suite located in the basement with a detached accessory building (garage), at the rear providing 2 parking spaces, having vehicular access from the lane. | Feli Plumbing and Heating
SP-2022-01707 | 2022-10-17 | 3981 W 21ST AVENUE, Vancouver, BC V6S 1H7 | Sprinkler Permit | Residential | New | Completed | Residential - To Install 33sprinkler heads >To construct a 2 storey + basement one-family dwelling with a secondary suite located in the basement with a detached accessory building (garage), at the rear providing 2 parking spaces, having vehicular access from the lane. Note: This Building Permit will remain in a suspended status until the associated (green) Demolition Permit BP-2021-02878 is completed. Note: This is a 2 storey building pursuant to the Zoning and Development By-Law 1- No strata titling permitted. 2- Bar sink proposed in main floor. 3- A/C unit proposed in rear yard. 4- Schedule B: Antony Wang P.Eng (604.618.6236) Structural & Geotechnical 5- HPO: Canstone Development Ltd The entire building, to be sprinklered to NFPA 13D. ******THIS PERMIT HAS BEEN ISSUED UNDER THE REQUIREMENTS OF VBBL #12511 (2019)****** | General Sprinkler Systems Ltd
GP-2022-03266 | 2022-10-24 | 3981 W 21ST AVENUE, Vancouver, BC V6S 1H7 | Gas Permit | Residential | New | Completed | Residential - To install a Range, Boiler & BBQ for: >BP: To construct a 2 storey + basement one-family dwelling with a secondary suite located in the basement with a detached accessory building (garage), at the rear providing 2 parking spaces, having vehicular access from the lane. | Easyway Plumbing & Heating Ltd
EP-2022-08939 | 2022-10-20 | 3981 W 21ST AVENUE, Vancouver, BC V6S 1H7 | Electrical Permit | Residential | New | Completed | Installation / Repair - Residential - Alarm,CCTV,Intercom,TV/Tel/Data,Music,Vacuum,etc - Complete Security Alarm System >BP: To construct a 2 storey + basement one-family dwelling with a secondary suite located in the basement with a detached accessory building (garage), at the rear providing 2 parking spaces, having vehicular access from the lane. Note: This Building Permit will remain in a suspended status until the associated (green) Demolition Permit BP-2021-02878 is completed. Note: This is a 2 storey building pursuant to the Zoning and Development By-Law 1- No strata titling permitted. 2- Bar sink proposed in main floor. 3- A/C unit proposed in rear yard. 4- Schedule B: Antony Wang P.Eng (604.618.6236) Structural & Geotechnical 5- HPO: Canstone Development Ltd | AIGO TECHNOLOGY INC
EP-2022-05637 | 2022-07-05 | 3981 W 21ST AVENUE, Vancouver, BC V6S 1H7 | Electrical Permit | Residential | New | Completed | Installation / Repair - Residential - New house electrical wiring >BP: To construct a 2 storey + basement one-family dwelling with a secondary suite located in the basement with a detached accessory building (garage), at the rear providing 2 parking spaces, having vehicular access from the lane. Note: This is a 2 storey building pursuant to the Zoning and Development By-Law 1- No strata titling permitted. 2- Bar sink proposed in main floor. 3- A/C unit proposed in rear yard. 4- Schedule B: Antony Wang P.Eng (604.618.6236) Structural & Geotechnical 5- HPO: Canstone Development Ltd The entire building, to be sprinklered to NFPA 13D. ******THIS PERMIT HAS BEEN ISSUED UNDER THE REQUIREMENTS OF VBBL #12511 (2019)****** | JIU DING ELECTRIC LTD
PP-2022-02107 | 2022-06-17 | 3981 W 21ST AVENUE, Vancouver, BC V6S 1H7 | Plumbing Permit | Residential | New | Completed | Residential - plumbing for: > BP: To construct a 2 storey + basement one-family dwelling with a secondary suite located in the basement with a detached accessory building (garage), at the rear providing 2 parking spaces, having vehicular access from the lane. 1- No strata titling permitted. 2- Bar sink proposed in main floor. 3- A/C unit proposed in rear yard. 4- Schedule B: Antony Wang P.Eng (604.618.6236) Structural & Geotechnical 5- HPO: Canstone Development Ltd ******THIS PERMIT HAS BEEN ISSUED UNDER THE REQUIREMENTS OF VBBL #12511 (2019)****** | Easyway Plumbing & Heating Ltd
PP-2023-01999 | 2023-06-06 | 3996 W 21ST AVENUE, Vancouver, BC V6S 1H6 | Plumbing Permit | Residential | New | Completed | Residential - install 3/4" backflow preventer | M&M Industries Ltd
EP-2022-01453 | 2022-02-24 | 3996 W 21ST AVENUE, Vancouver, BC V6S 1H6 | Electrical Permit | Residential | New | Expired | Temporary Power - Residential - To provide temporary power. -Renewal of EP-2021-01411 -Valid: Feb. 18, 2022 - Feb. 17, 2023 | Santolla Enterprises Ltd
GP-2023-01585 | NULL | 4003 W 21ST AVENUE, Vancouver, BC V6S 1H8 | Gas Permit | Residential | Renovation | Draft | Residential - hot water tank replacement. | Reid Brothers Plumbing & Heating Ltd
GP-2022-03084 | 2022-10-11 | 4003 W 21ST AVENUE, Vancouver, BC V6S 1H8 | Gas Permit | Residential | Renovation | Completed | Residential - hot water tank replacement | Reid Brothers Plumbing & Heating Ltd
GP-2022-02638 | 2022-09-01 | 4048 W 21ST AVENUE, Vancouver, BC V6S 1H9 | Gas Permit | Residential | Renovation | Completed | Residential - Re&Re Boiler | Milani Plumbing Heating & Air Conditioning Ltd
GP-2022-01766 | 2022-06-09 | 26 W 22ND AVENUE, Vancouver, BC V5Y 2E8 | Gas Permit | Residential | New | Issued | Residential - Gas fireplace installation >BP: To construct a 2 storey one-family dwelling Passive house ($842,750) with 1 open parking over gravel, providing 1 parking space, having vehicular access from the 20' Lane. Proposed pool size 11' x 25' with Hot Tub in rear yard to be secured with minimum 4'-0" perimeter fencing and all gates and doors are to be equipped with locks and self-closing devices. 1. Covenant registered at the Land Title Office under CA7278257 2. No Strata Titling permitted 3. No A/C Unit proposed 4. Schedule A: Cedric Burgers (604.926.6058) Coordinating Registered Professional 5. Schedule D-1: Cedric Burgers (604.926.6058) Building Envelope Professional Review 6. Schedule B: Cedric Burgers (604.926.6058) Architectural 7. Schedule B: Cameron McLean P.Eng (604.535.7300) Structural 8. Schedule B: Ward Phillips P.Eng (604.716.8881) Geotechnical 9. BC Housing: Cedric Burgers Developments Ltd 10. Schedule B -Pool P.Eng. B Klarich This is a 2 storey building pursuant to the Zoning and Development By-Law ******THIS PERMIT HAS BEEN ISSUED UNDER THE REQUIREMENTS OF VBBL 2014 AND THE GREEN HOMES PROGRAM****** All rooms adjacent to East and West exposing building face shall be sprinklered. "Combustible projections or roof soffits on an exposing building face shall not project to less than .45m from the property line and shall be in compliance with VBBL 2014 9.10.15.5.(9) The entire building, INCLUDING THE ATTACHED GARAGE (if applicable), to be sprinklered to NFPA 13D. Any alterations or conversions to the attached garage (if applicable) to habitable living space shall not be permitted without first obtaining the approval of the Director of Planning and the Chief Building Official. Thermal protection measures and Laneway house design guidelines shall be required to be met prior to the approval of the conversion. | 496302 BC Ltd
EP-2022-05663 | 2022-07-05 | 3160 W 23RD AVENUE, Vancouver, BC V6L 1P6 | Electrical Permit | Residential | New | Expired | Temporary Power - Residential - To provide temporary power. | F & S Electrical Ltd
PP-2022-04249 | 2022-11-25 | 3160 W 23RD AVENUE, Vancouver, BC V6L 1P6 | Plumbing Permit | Residential | New | Issued | Residential - sump | Vancouver Excavating and Contracting Ltd
MP-2023-00909 | 2023-05-31 | 3160 W 23RD AVENUE, Vancouver, BC V6L 1P6 | Mechanical Permit | NULL | NULL | Issued | NULL | BD Plumbing
EP-2023-06211 | 2023-08-08 | 3160 W 23RD AVENUE, Vancouver, BC V6L 1P6 | Electrical Permit | Residential | New | Issued | Installation / Repair - Residential - 1FD/ 200A ¦ full house wiring, lighting branch circuits *An approved mechanical permit is required for the installation of air conditioning or heat pump unit at the time of installation before an electrical inspection will be performed >BP: To construct a 2 storey + basement one-family dwelling ($968,250) with a detached accessory building (garage), at the rear providing 2 parking spaces, having vehicular access from the lane. Note: This is a 2 storey building pursuant to the Zoning and Development By-Law. 1- Bar/Sink proposed in the basement 2- A/C unit proposed in the rear yard 3- Schedule A: PETER ROSE - 604-736-7939 4- Schedule B: JEFF ALLESTER - 604-228-0518 Structural 5- Schedule B: WARD PHILLIPS - 604-716-8881 Geotechnical 6- Schedule B: PETER ROSE - 604-736-7939 Architectural 7- Schedule D: PETER ROSE - 604-736-7939 8- BC Housing Residential Builder - Solaris Properties Inc. ******THIS PERMIT HAS BEEN ISSUED UNDER THE REQUIREMENTS OF VBBL #12511 (2019)****** | F & S Electrical Ltd
GP-2023-02100 | 2023-07-14 | 3160 W 23RD AVENUE, Vancouver, BC V6L 1P6 | Gas Permit | Residential | New | Issued | Residential - 1 range, 1 BBQ and 1 fireplace (piping only) >BP: To construct a 2 storey + basement one-family dwelling | BD Plumbing
SP-2023-01280 | 2023-07-18 | 3160 W 23RD AVENUE, Vancouver, BC V6L 1P6 | Sprinkler Permit | Residential | New | Issued | Residential - new fire sprinkler installation >BP: To construct a 2 storey + basement one-family dwelling with a detached accessory building (garage), at the rear providing 2 parking spaces, having vehicular access from the lane. Note: This is a 2 storey building pursuant to the Zoning and Development By-Law. 1- Bar/Sink proposed in the basement 2- A/C unit proposed in the rear yard 3- Schedule A: PETER ROSE - 604-736-7939 4- Schedule B: JEFF ALLESTER - 604-228-0518 Structural 5- Schedule B: WARD PHILLIPS - 604-716-8881 Geotechnical 6- Schedule B: PETER ROSE - 604-736-7939 Architectural 7- Schedule D: PETER ROSE - 604-736-7939 8- BC Housing Residential Builder - Solaris Properties Inc. | Spectrum Fire Protection Ltd
PP-2023-01400 | 2023-04-20 | 3160 W 23RD AVENUE, Vancouver, BC V6L 1P6 | Plumbing Permit | Residential | New | Issued | Residential - 1FD - Plumbing rough in and finishing Note: The future shower on the main floor is rough in only The entire building, INCLUDING THE ATTACHED GARAGE (if applicable), to be sprinklered to NFPA 13D. >DB: To construct a 2 storey + basement one-family dwelling ($968,250) with a detached accessory building (garage), at the rear providing 2 parking spaces, having vehicular access from the lane. Note: This Building Permit will remain in a suspended status until the associated (green) Demolition Permit BP-2022-01669 is completed. Note: This is a 2 storey building pursuant to the Zoning and Development By-Law. 1- Bar/Sink proposed in the basement 2- A/C unit proposed in the rear yard | BD Plumbing
EP-2023-07647 | 2023-08-23 | 3160 W 23RD AVENUE, Vancouver, BC V6L 1P6 | Electrical Permit | Residential | New | Issued | Installation / Repair - Residential - Installation of Class II Circuits to include: Network, Automation, Video, Audio and Security. >BP: To construct a 2 storey + basement one-family dwelling ($968,250) with a detached accessory building (garage), at the rear providing 2 parking spaces, having vehicular access from the lane. | Pure Image Technology Solutions Ltd
GP-2023-03047 | 2023-10-13 | 3160 W 23RD AVENUE, Vancouver, BC V6L 1P6 | Gas Permit | Residential | New | Issued | Residential - Install one natural gas fireplace insert >BP: To construct a 2 storey + basement one-family dwelling ($968,250) with a detached accessory building (garage), at the rear providing 2 parking spaces, having vehicular access from the lane. | Vancouver Gas Fireplaces Ltd
PP-2023-03643 | 2023-10-16 | 3262 W 23RD AVENUE, Vancouver, BC V6L 1P8 | Plumbing Permit | Residential | Renovation | Issued | Residential - Plumbing >BP: Interior alterations to renovate this existing Single Detached House on this site. Update the basement mud room, basement bathroom, add 1 cabinet to the kitchen, update upper floor bathrooms. Add a new electric heat pump. Addition of one spa bathtub in the basement bathroom. Note to applicant: The services of a structural engineer may be required, based upon site inspection by the District Building Inspector. | Avante Plumbing & Heating Ltd
EP-2023-10334 | 2023-11-29 | 3262 W 23RD AVENUE, Vancouver, BC V6L 1P8 | Electrical Permit | Residential | Renovation | Issued | Installation / Repair - Residential - basement reno with lights and plugs -installing new potlights and a bathroom reno and some new plugs and switches through out the basement Add a new electric heat pump. Addition of one spa bathtub. Load calculation uploaded *An approved mechanical permit is required for the installation of air conditioning or heat pump unit at the time of installation before a final electrical inspection will be performed >BP: Interior alterations to renovate this existing Single Detached House on this site. Update the basement mud room, basement bathroom, add 1 cabinet to the kitchen, update upper floor bathrooms. Add a new electric heat pump. Addition of one spa bathtub in the basement bathroom. Note to applicant: The services of a structural engineer may be required, based upon site inspection by the District Building Inspector. | David Stein
NULL | NULL | 197 W 26TH AVENUE, Vancouver, BC V5Y 2J6 | Plumbing Permit | Commercial | New | Withdrawn | Commercial - 6 new townhomes in a row | Conor Whyte Plumbing And Heating Limited
EP-2023-04224 | 2023-05-15 | 197 W 26TH AVENUE, Vancouver, BC V5Y 2J6 | Electrical Permit | Residential | New | Issued | Temporary Power - Residential - To provide temporary power. | Hayat Electrical Ltd
GP-2023-01377 | 2023-05-02 | 767 W 27TH AVENUE, Vancouver, BC V5Z 2G5 | Gas Permit | Residential | New | Completed | Residential - Installing 1 Rheem high efficiency tankless instant hot water heater (CRTGH-95DVLN-2) BTU: 199,0000 | Green Earth Plumbing and Heating Ltd
GP-2022-00746 | 2022-03-08 | 3457 W 24TH AVENUE, Vancouver, BC V6S 1L3 | Gas Permit | Residential | Renovation - Dwelling Unit(s) only | Completed | Residential - Installing furnace | Reid Brothers Plumbing & Heating Ltd
GP-2023-02430 | 2023-08-21 | 3457 W 24TH AVENUE, Vancouver, BC V6S 1L3 | Gas Permit | Residential | New | Completed | Residential - Isntall gas fireplace insert into existing wood burning fireplace | Vancouver Gas Fireplaces Ltd
EP-2022-05638 | 2022-07-05 | 3508 W 24TH AVENUE, Vancouver, BC V6S 1L4 | Electrical Permit | Residential | Renovation | Completed | Installation / Repair - Residential - Provide and Install 200A Service Upgrade | Patturn Electrical Solutions Ltd
GP-2022-01534 | 2022-05-18 | 3508 W 24TH AVENUE, Vancouver, BC V6S 1L4 | Gas Permit | Residential | Renovation | Completed | Residential - Removal of existing water heater, replace with Navien NPE 240A tankless water heater | Pioneer Plumbing & Heating Inc
GP-2023-03886 | 2023-12-06 | 2814 W 20TH AVENUE, Vancouver, BC V6L 1H3 | Gas Permit | Residential | Tenant Improvement | Completed | Residential - Replace gas furnace. | Kyle’s Heating and Cooling Inc
GP-2022-03171 | 2022-11-29 | 2847 W 20TH AVENUE, Vancouver, BC V6L 1H4 | Gas Permit | Residential | Renovation | Completed | Residential - BOILER REPLACEMENT | CoStar Home Energy Ltd
GP-2023-01068 | 2023-03-28 | 2880 W 20TH AVENUE, Vancouver, BC V6L 1H3 | Gas Permit | Residential | Renovation | Completed | Residential - BOILER RE/RE | Reliance Comfort Limited Partnership
EP-2023-02530 | 2023-03-24 | 3077 W 21ST AVENUE, Vancouver, BC V6L 1K9 | Electrical Permit | Residential | New | Issued | Installation / Repair - Residential - Low Voltage Rough-In and Completion of Security Alarm system, CCTV cameras and Tel/Data/Cable. >BP: To construct a 2 storey + basement one-family dwelling with a secondary suite ($895,612.50) located in the basement. 1- Covenant registered at the Land Title Office under CA9586600 2- No strata titling permitted 3- Bar sink proposed in the basement 4- A/C unit proposed in the rear yard 5- Schedule B: KE JIAN P.Eng. - 604-599-8890 - Structural 6- Schedule B: JIAN ZHONG JIN P.Eng. - 604-362-7021 - Geotechnical 7- BC Housing Residential Builder - Calvin & Collin Construction Ltd. | Infinitech Security & Integration Inc.
GP-2023-01161 | 2023-04-06 | 3077 W 21ST AVENUE, Vancouver, BC V6L 1K9 | Gas Permit | Residential | New | Issued | Residential - 1 Water Heater, 1 Range & 1 BBQ >BP: To construct a 2 storey + basement one-family dwelling with a secondary suite ($895,612.50) located in the basement. | AKAL Plumbing & Heating Ltd
SP-2023-00774 | 2023-05-04 | 3077 W 21ST AVENUE, Vancouver, BC V6L 1K9 | Sprinkler Permit | Residential | New | Issued | Residential - new home >BP: To construct a 2 storey + basement one-family dwelling with a secondary suite located in the basement. Note: Parking for the site has been provided under DB-2021-04808 (Laneway House) Note: This is a 2 storey building pursuant to the Zoning and Development By-Law 1- Covenant registered at the Land Title Office under CA9586600 2- No strata titling permitted 3- Bar sink proposed in the basement 4- A/C unit proposed in the rear yard 5- Schedule B: KE JIAN P.Eng. - 604-599-8890 - Structural 6- Schedule B: JIAN ZHONG JIN P.Eng. - 604-362-7021 - Geotechnical 7- BC Housing Residential Builder - Calvin & Collin Construction Ltd. | SBMS Construction Ltd
MP-2022-00552 | 2022-11-10 | 3077 W 21ST AVENUE, Vancouver, BC V6L 1K9 | Mechanical Permit | NULL | NULL | Issued | NULL | AKAL Plumbing & Heating Ltd
PP-2022-03213 | 2022-09-15 | 3077 W 21ST AVENUE, Vancouver, BC V6L 1K9 | Plumbing Permit | Residential | New | Issued | Residential - Plumbing for: >BP: To construct a 2 storey + basement one-family dwelling with a secondary suite ($895,612.50) located in the basement. 1- Covenant registered at the Land Title Office under CA9586600 2- No strata titling permitted 3- Bar sink proposed in the basement 4- A/C unit proposed in the rear yard 5- Schedule B: KE JIAN P.Eng. - 604-599-8890 - Structural 6- Schedule B: JIAN ZHONG JIN P.Eng. - 604-362-7021 - Geotechnical 7- BC Housing Residential Builder - Calvin & Collin Construction Ltd. | AKAL Plumbing & Heating Ltd
PP-2023-03871 | 2023-11-02 | 3077 W 21ST AVENUE, Vancouver, BC V6L 1K9 | Plumbing Permit | Residential | New | Completed | Residential - 1FD+SS - #1 & #2 - to install 1 3/4" backflow preventer for lawn irrigation located near city shut off | China Gardening Ltd
PP-2022-01570 | 2022-05-06 | 3077 W 21ST AVENUE, Vancouver, BC V6L 1K9 | Plumbing Permit | Residential | New | Issued | Residential - Sumps >To construct a 2 storey + basement one-family dwelling with a secondary suite ($895,612.50) located in the basement. Note: Parking for the site has been provided under DB-2021-04808 (Laneway House) | Canadian Excavating Ltd
EP-2022-03511 | 2022-04-30 | 3077 W 21ST AVENUE, Vancouver, BC V6L 1K9 | Electrical Permit | Residential | New | Expired | Temporary Power - Residential - To provide temporary power. | Altech Electric Ltd
EP-2022-04319 | 2022-05-26 | 3077 W 21ST AVENUE, Vancouver, BC V6L 1K9 | Electrical Permit | Residential | New | Issued | Installation / Repair - Residential - Electrical wiring for single family dwelling *Apr 04, 2023 Amendment 2 separate BC Hydro services -EP-2022-04319/ 3077 W 21ST AVENUE/ Single Family + Secondary Suite: 200A -EP-2022-04854/ 3077 W 21ST AVENUE #3/ Laneway: 125A >BP: To construct a 2 storey + basement one-family dwelling with a secondary suite ($895,612.50) located in the basement. Note: Parking for the site has been provided under DB-2021-04808 (Laneway House) Note: This Building Permit will remain in a suspended status until the associated (green) Demolition Permit BP-2021-04806 is completed. Note: This is a 2 storey building pursuant to the Zoning and Development By-Law 1- Covenant registered at the Land Title Office under CA9586600 2- No strata titling permitted 3- Bar sink proposed in the basement 4- A/C unit proposed in the rear yard 5- Schedule B: KE JIAN P.Eng. - 604-599-8890 - Structural 6- Schedule B: JIAN ZHONG JIN P.Eng. - 604-362-7021 - Geotechnical 7- BC Housing Residential Builder - Calvin & Collin Construction Ltd. Address number assigned as per approved plans for Fire and Emergency response. The address number is to be posted and to the building and to be visible from the street in accordance with the Building By-law prior to final inspection. | Altech Electric Ltd
GP-2023-03573 | 2023-11-20 | 625 W 22ND AVENUE, Vancouver, BC V5Z 1Z5 | Gas Permit | Residential | New | Issued | Residential - 1 Range, 1 Boiler, 1 BBQ & 1 Fireplace To install boiler range BBQ fireplace There is pipping for fireplace BBQ >BP: To construct a 2 storey + basement one-family dwelling with a secondary suite ($704,000) located in the basement. | JOT MECHANICAL LTD
EP-2023-08663 | 2023-09-25 | 625 W 22ND AVENUE, Vancouver, BC V5Z 1Z5 | Electrical Permit | Residential | New | Issued | Temporary Power - Residential - To provide temporary power. | JR ELECTRIC LTD.
SP-2023-02216 | 2023-12-08 | 625 W 22ND AVENUE, Vancouver, BC V5Z 1Z5 | Sprinkler Permit | Residential | New | Issued | Residential - 1FD+SS - #1 & #2 - New sprinkler system >DB: To construct a 2 storey + basement one-family dwelling with a secondary suite located in the basement. Note: Parking for the site has been provided under DB-2021-06778 (Laneway House). Note: This is a 2 storey building pursuant to the Zoning and Development By-Law. 1- Covenant registered at the Land Title Office under CB192711 2- No strata titling permitted 3- No bar sink proposed 4- A/C unit proposed in the rear yard ******THIS PERMIT HAS BEEN ISSUED UNDER THE REQUIREMENTS OF VBBL #12511 (2019)****** | Haven Fire Protection Ltd
GP-2023-03772 | 2023-11-30 | 625 W 22ND AVENUE, Vancouver, BC V5Z 1Z5 | Gas Permit | Residential | New | Issued | Residential - One fireplace >BP: To construct a 2 storey + basement one-family dwelling with a secondary suite ($704,000) located in the basement. **Amendment - Februery 05, 2024 - Corrected from Laneway house to Main House** | Canadian Fireplace Ltd
EP-2023-11315 | 2023-12-21 | 625 W 22ND AVENUE, Vancouver, BC V5Z 1Z5 | Electrical Permit | Residential | New | Issued | Installation / Repair - Residential - Security, camera, tel/tv/data, doorbell, speakers rough-in and completion. >BP: To construct a 2 storey + basement one-family dwelling with a secondary suite ($704,000) located in the basement. | Repel Security Systems Ltd
EP-2022-06094 | 2022-07-19 | 625 W 22ND AVENUE, Vancouver, BC V5Z 1Z5 | Electrical Permit | Residential | New | Expired | Temporary Power - Residential - To provide temporary power. Amend: July 25, 2022 change to 60amps | JR ELECTRIC LTD.
PP-2022-03988 | 2022-11-04 | 625 W 22ND AVENUE, Vancouver, BC V5Z 1Z5 | Plumbing Permit | Residential | New | Issued | Residential - sump | Kingsman Excavating Ltd.
MP-2023-00696 | 2023-04-25 | 625 W 22ND AVENUE, Vancouver, BC V5Z 1Z5 | Mechanical Permit | NULL | NULL | Issued | NULL | Parm Plumbing & heating Ltd
PP-2023-01383 | 2023-04-20 | 625 W 22ND AVENUE, Vancouver, BC V5Z 1Z5 | Plumbing Permit | Residential | New | Issued | Residential - 1FD+SS - #1 & #2 - rough in and install fixtures The entire building, INCLUDING THE ATTACHED GARAGE (if applicable), to be sprinklered to NFPA 13D. >DB: To construct a 2 storey + basement one-family dwelling with a secondary suite located in the basement. Note: Parking for the site has been provided under DB-2021-06778 (Laneway House). Note: This is a 2 storey building pursuant to the Zoning and Development By-Law. 1- Covenant registered at the Land Title Office under CB192711 2- No strata titling permitted 3- No bar sink proposed 4- A/C unit proposed in the rear yard | Parm Plumbing & heating Ltd
EP-2023-02074 | 2023-03-20 | 625 W 22ND AVENUE, Vancouver, BC V5Z 1Z5 | Electrical Permit | Residential | New | Issued | Installation / Repair - Residential - New Construction *An approved mechanical permit is required for the installation of air conditioning or heat pump unit at the time of installation before an electrical inspection will be performed >BP: To construct a 2 storey + basement one-family dwelling with a secondary suite ($704,000) located in the basement. Note: Parking for the site has been provided under DB-2021-06778 (Laneway House). Note: This Building Permit will remain in a suspended status until the associated (green) Demolition Permit BP-2022-01664 is completed. Note: This is a 2 storey building pursuant to the Zoning and Development By-Law. 1- Covenant registered at the Land Title Office under CB192711 2- No strata titling permitted 3- No bar sink proposed 4- A/C unit proposed in the rear yard 5- Schedule B: Tarek A. El-Amoury (604-336-5080) Structural & Geotechnical 4- BC Housing Residential Builder - Asanti Development Ltd. ******THIS PERMIT HAS BEEN ISSUED UNDER THE REQUIREMENTS OF VBBL #12511 (2019)***** | Prabhjot Singh Battu
PP-2023-02753 | 2023-08-02 | 649 W 22ND AVENUE, Vancouver, BC V5Z 1Z5 | Plumbing Permit | Residential | Renovation | Completed | Residential - Crawlspace removal. Re-locate existing 3" & 4" drainage to surrounding walls and reconnect to stacks from above. >DB: Exterior and interior alterations to convert a portion of the crawl space (approximately 256sf) to habitable space for this existing two storey plus basement single detached house as approved by Board of Variance Appeal# Z36001 dated Feb. 14, 2023 thereby relaxing the overall floor area to 3,118.9 sf. Scope of work: To excavate the existing crawl space to the existing slab at basement level below to convert the space into a bedroom and storage, and to add a new window facing the front yard with lightwell. | D'AMATO PLUMBING & HEATING
EP-2023-07838 | 2023-09-05 | 649 W 22ND AVENUE, Vancouver, BC V5Z 1Z5 | Electrical Permit | Residential | Renovation | Completed | Installation / Repair - Residential - Add recessed lighting >BP: Exterior and interior alterations to convert a portion of the crawl space (approximately 256sf) to habitable space for this existing two storey plus basement single detached house as approved by Board of Variance Appeal# Z36001 dated Feb. 14, 2023 thereby relaxing the overall floor area to 3,118.9 sf. Scope of work: To excavate the existing crawl space to the existing slab at basement level below to convert the space into a bedroom and storage, and to add a new window facing the front yard with lightwell. Note: 1. Structural foundation detail to be submitted to District Building Inspector if under-pinning is required. 2. Dampproofing to comply with Vancouver Building By-law requirements; Letters of Assurance may be required. 3. Structural and Geotechnical Schedule B submitted by Henry S.N Hsu - Formosa Engineering Inc. (604) 322 7158, PERMIT TO PRACTICE NUMBER: 1003485 4.Entire home to be hard wired interconnected CO/smoke alarms 5.Electrical Plumbing and Sprinkler permits required Should the existing foundation have to be lowered to accommodate the crawlspace conversion to a full depth basement or cellar then additional structural engineered drawings and revised Schedule B will need to be provided. Furthermore, any such work will require re-evaluation of the project costs and additional fees may be required. | BC Smart Homes Ltd
PP-2023-03611 | 2023-10-13 | 39 W 22ND AVENUE, Vancouver, BC V5Y 2E9 | Plumbing Permit | Residential | New | Issued | Residential - Installation of plumbing fixtures in DUPLEX >BP: To construct a 2.5 storey + crawlspace duplex ($718.545.00) with a detached accessory building (garage) at the rear providing 2 parking spaces, having vehicular access from the lane. 1. Mechanical unit proposed – Exterior component located in rear yard, Interior component located on upper floor. 2. Schedule B: (M.S. Alam) P.Eng (604.653.7475) Structural & Geotechnical 3. HPO: Residential Builder - Senghera Holdings Ltd. Dec 20/2023-AMEND Please do amendment on permit. Above grade 3 add 2 tubs & only 2 showers on above grade 2. So total 2 showers & 4 tubs. Total of 31 fixtures confirmed with contractor | Century Twenty One Gas & Heating Co. Ltd
PP-2023-03564 | 2023-10-11 | 39 W 22ND AVENUE, Vancouver, BC V5Y 2E9 | Plumbing Permit | Residential | New | Issued | Residential - Sentry and storm con with sump | AKAL DEMOLITION & EXCAVATING LTD
MP-2023-02280 | 2023-12-21 | 39 W 22ND AVENUE, Vancouver, BC V5Y 2E9 | Mechanical Permit | NULL | NULL | Issued | NULL | Century Twenty One Gas & Heating Co. Ltd
GP-2023-04106 | 2023-12-20 | 39 W 22ND AVENUE, Vancouver, BC V5Y 2E9 | Gas Permit | Residential | New | Issued | Residential - 2 Ranges, 2 BBQ's 2 Dryers & 1 Fireplaces >BP: To construct a 2.5 storey + crawlspace duplex ($718.545.00) with a detached accessory building (garage) at the rear providing 2 parking spaces, having vehicular access from the lane. **Amendment- January 03, 2024 - Added 2 Dryers** | Century Twenty One Gas & Heating Co. Ltd
EP-2024-00007 | 2024-01-24 | 39 W 22ND AVENUE, Vancouver, BC V5Y 2E9 | Electrical Permit | Residential | New | Issued | Installation / Repair - Residential - Security Alarm, Internet, Intercom, TV, Tel. >BP: To construct a 2.5 storey + crawlspace duplex ($718.545.00) with a detached accessory building (garage) at the rear providing 2 parking spaces, having vehicular access from the lane. | Covert Security Solutions Inc
EP-2023-10499 | 2023-12-15 | 39 W 22ND AVENUE, Vancouver, BC V5Y 2E9 | Electrical Permit | Residential | New | Issued | Installation / Repair - Residential - New duiplex house work >BP: To construct a 2.5 storey + crawlspace duplex ($718.545.00) with a detached accessory building (garage) at the rear providing 2 parking spaces, having vehicular access from the lane. 1. Mechanical unit proposed – Exterior component located in rear yard, Interior component located on upper floor. 2. Schedule B: (M.S. Alam) P.Eng (604.653.7475) Structural & Geotechnical 3. HPO: Residential Builder - Senghera Holdings Ltd. Note: This is a 2 storey building pursuant to the Zoning and Development By-Law ***This permit is issued under the VBBL 2019, with updated energy requirements as per bylaw # 12997 effective Jan 01, 2022.* | Eminence Electrical Ltd
GP-2023-03915 | 2023-12-07 | 39 W 22ND AVENUE, Vancouver, BC V5Y 2E9 | Gas Permit | Residential | New | Issued | Residential - 2 Zero Clearance Gas Fireplaces to a Duplex, One Per Suite, Venting & Gas Hookups Only >BP: To construct a 2.5 storey + crawlspace duplex ($718.545.00) with a detached accessory building (garage) at the rear providing 2 parking spaces, having vehicular access from the lane. | Encore Fireplaces Ltd
SP-2023-02202 | 2023-12-06 | 39 W 22ND AVENUE, Vancouver, BC V5Y 2E9 | Sprinkler Permit | Residential | New | Issued | Residential - 2FD - FRONT - 39 W 22ND AV - #1 BACK - 39 W 22ND AV - #2 To Install 45 sprinkler heads >DB: To construct a 2.5 storey + crawlspace duplex with a detached accessory building (garage) at the rear providing 2 parking spaces, having vehicular access from the lane. 1. Mechanical unit proposed – Exterior component located in rear yard, Interior component located on upper floor. ***This permit is issued under the VBBL 2019, with updated energy requirements as per bylaw # 12997 effective Jan 01, 2022.*** | General Sprinkler Systems Ltd
EP-2023-03996 | 2023-05-07 | 39 W 22ND AVENUE, Vancouver, BC V5Y 2E9 | Electrical Permit | Residential | New | Issued | Temporary Power - Residential - To provide temporary power. | Eminence Electrical Ltd
SP-2022-00664 | 2022-05-08 | 63 W 22ND AVENUE, Vancouver, BC V5Y 2E9 | Sprinkler Permit | Residential | New | Completed | Residential - Installation of new fire sprinkler system *To construct a 2 storey one-family dwelling with a detached accessory building (2 car garage) and 1 surface parking at the rear providing 3 parking spaces, having vehicular access from the lane. Note: This is a 2 storey building pursuant to the Zoning and Development By-Law 1- No A/C proposed 2- Schedule B: Matthew Yip, P.Eng. (778-730-1747) Geotechnical; Sebastian Guerrero, P.Eng. (604-902-1404) Structural; Michael Leckie, R.Arch. (604-661-4144) 3- Schedule D: Min-Wei Chen, P.Eng (604-726-2499) Building Envelope 4- HPO: Residential Builder - Adisa Homes Ltd. | Fire Busters Inc
PP-2022-00709 | 2022-03-07 | 63 W 22ND AVENUE, Vancouver, BC V5Y 2E9 | Plumbing Permit | Residential | New | Completed | Residential - New Home with Drainage rough in and domestic waterlines to fixtures >****PART 5****To construct a 2 storey one-family dwelling ($2,005,000) with a detached accessory building (2 car garage) and 1 surface parking at the rear providing 3 parking spaces, having vehicular access from the lane. Note: This is a 2 storey building pursuant to the Zoning and Development By-Law 1- No A/C proposed 2- Schedule B: Matthew Yip, P.Eng. (778-730-1747) Geotechnical; Sebastian Guerrero, P.Eng. (604-902-1404) Structural; Michael Leckie, R.Arch. (604-661-4144) 3- Schedule D: Min-Wei Chen, P.Eng (604-726-2499) Building Envelope 4- HPO: Residential Builder - Adisa Homes Ltd. | VANMECH PLUMBING & HEATING LTD.
PP-2022-00181 | 2022-01-21 | 63 W 22ND AVENUE, Vancouver, BC V5Y 2E9 | Plumbing Permit | Residential | New | Completed | Residential - 1FD - Install one outside sump without pump ****PART 5****To construct a 2 storey one-family dwelling with a detached accessory building (2 car garage) and 1 surface parking at the rear providing 3 parking spaces, having vehicular access from the lane. Note: This is a 2 storey building pursuant to the Zoning and Development By-Law 1- No A/C proposed | Octiscapes Site Services Ltd
PP-2023-02183 | 2023-06-20 | 63 W 22ND AVENUE, Vancouver, BC V5Y 2E9 | Plumbing Permit | Residential | New | Completed | Residential - 1FD - install lawn irrigation | Henry Michael Porteous
EP-2022-09315 | 2022-11-02 | 63 W 22ND AVENUE, Vancouver, BC V5Y 2E9 | Electrical Permit | Residential | New | Expired | Temporary Power - Residential - To provide temporary power. | Torr Electric
GP-2022-02819 | 2022-09-21 | 63 W 22ND AVENUE, Vancouver, BC V5Y 2E9 | Gas Permit | Residential | New | Completed | Residential - Gas and vent for boiler. gas to 1 bbq. >BP: ****PART 5****To construct a 2 storey one-family dwelling ($2,005,000) with a detached accessory building (2 car garage) and 1 surface parking at the rear providing 3 parking spaces, having vehicular access from the lane. | A & J GAS SERVICES LTD
EP-2022-07908 | 2022-09-21 | 63 W 22ND AVENUE, Vancouver, BC V5Y 2E9 | Electrical Permit | Residential | New | Completed | Installation / Repair - Residential - New house construction >Permit Amendment Sep 06, 2023 30A 240V AC unit to the permit >BP: ****PART 5****To construct a 2 storey one-family dwelling ($2,005,000) with a detached accessory building (2 car garage) and 1 surface parking at the rear providing 3 parking spaces, having vehicular access from the lane. Note: This is a 2 storey building pursuant to the Zoning and Development By-Law 1- No A/C proposed 2- Schedule B: Matthew Yip, P.Eng. (778-730-1747) Geotechnical; Sebastian Guerrero, P.Eng. (604-902-1404) Structural; Michael Leckie, R.Arch. (604-661-4144) 3- Schedule D: Min-Wei Chen, P.Eng (604-726-2499) Building Envelope 4- HPO: Residential Builder - Adisa Homes Ltd. ******THIS PERMIT HAS BEEN ISSUED UNDER THE REQUIREMENTS OF VBBL #12511 (2019)****** | Torr Electric
EP-2022-07451 | 2022-09-07 | 63 W 22ND AVENUE, Vancouver, BC V5Y 2E9 | Electrical Permit | Residential | New | Completed | Installation / Repair - Residential - lv wiring - alarm, data, lighting keypads and shades >BP: ****PART 5****To construct a 2 storey one-family dwelling ($2,005,000) with a detached accessory building (2 car garage) and 1 surface parking at the rear providing 3 parking spaces, having vehicular access from the lane. Note: This is a 2 storey building pursuant to the Zoning and Development By-Law 1- No A/C proposed 2- Schedule B: Matthew Yip, P.Eng. (778-730-1747) Geotechnical; Sebastian Guerrero, P.Eng. (604-902-1404) Structural; Michael Leckie, R.Arch. (604-661-4144) 3- Schedule D: Min-Wei Chen, P.Eng (604-726-2499) Building Envelope 4- HPO: Residential Builder - Adisa Homes Ltd. ******THIS PERMIT HAS BEEN ISSUED UNDER THE REQUIREMENTS OF VBBL #12511 (2019)****** | Premier Audio & Home Integration Inc
GP-2022-03421 | 2022-11-03 | 54 W 21ST AVENUE, Vancouver, BC V5Y 2C9 | Gas Permit | Residential | New | Completed | Residential - entering a new tankless | Pro Ace Heating & Air Conditioning Services Ltd
MP-2023-01186 | 2023-06-28 | 2831 W 22ND AVENUE, Vancouver, BC V6L 1M7 | Mechanical Permit | NULL | NULL | Completed | NULL | Milani Electric Limited
EP-2023-05818 | 2023-07-25 | 2831 W 22ND AVENUE, Vancouver, BC V6L 1M7 | Electrical Permit | Residential | Renovation | Completed | Installation / Repair - Residential - Electrical supply for Dsplit *MP-2023-01186: Issued (Heating and Cooling) | Milani Electric Limited
PP-2024-00143 | 2024-01-24 | 2893 W 22ND AVENUE, Vancouver, BC V6L 1M7 | Plumbing Permit | Residential | New | Issued | Residential - 1FD - new storm sump | Ajac Construction & Excavation Inc
EP-2023-07239 | 2023-08-09 | 2893 W 22ND AVENUE, Vancouver, BC V6L 1M7 | Electrical Permit | Residential | New | Issued | Temporary Power - Residential - To provide temporary power. | Indy Electrical Ltd
GP-2022-03821 | 2022-12-06 | 895 W 27TH AVENUE, Vancouver, BC V5Z 2G8 | Gas Permit | Commercial | New | Completed | Commercial - RE N RE - Hot Water Tank Replacement | City of Vancouver REFM Plumbing Dept
EP-2022-01321 | 2022-02-23 | 1136 W 27TH AVENUE, Vancouver, BC V6H 2B8 | Electrical Permit | Residential | New | Completed | Installation / Repair - Residential - Up-grade main house electrical panel from 100 amp to 125 amp. Installation of 200 amp new service , 125 amp for main house and 100 amp for laneway house. >BUILDING 1-Existing #1-1136 W 27th Av - One Family Dwelling BUILDING 2 #3-1136 W 27th Av - Laneway House (1.5 storey) | Altech Electric Ltd
EP-2022-01324 | 2022-02-23 | 1136 W 27TH AVENUE, Vancouver, BC V6H 2B8 | Electrical Permit | Residential | New | Completed | Installation / Repair - Residential - Electrical wiring for laneway house Installation of 200 amp service with two meters, 1st -125 amp meter for main house. 2nd meter- 100 amp for laneway house. >BP: To construct a 2 storey laneway house building ($168,472.50) with an open parking pad, providing 1 parking space, having vehicular access from the lane. Note: This is a 1 ½ storey building pursuant to the Zoning & Development By-law Note: Bldg 1 (principal bldg) addressed #1-1136 W 27th Ave. retained on site. 1. No A/C unit proposed 2. Schedule B: ANTONY WANG - 604-618-6236 Structural & Geotechnical 3. HPO: Residential Builder - Golden Luck Construction Ltd. | Altech Electric Ltd
PP-2022-00691 | 2022-03-04 | 1136 W 27TH AVENUE, Vancouver, BC V6H 2B8 | Plumbing Permit | Residential | New | Completed | Residential - LWH - #3 - One outside sump | East West Excavating Ltd
PP-2022-00807 | 2022-03-09 | 1136 W 27TH AVENUE, Vancouver, BC V6H 2B8 | Plumbing Permit | Residential | New | Completed | Residential - LWH - #3 - Plumbing To construct a 2 storey laneway house building with an open parking pad, providing 1 parking space, having vehicular access from the lane. Note: This is a 1 ½ storey building pursuant to the Zoning & Development By-law Note: Bldg 1 (principal bldg) addressed #1-1136 W 27th Ave. retained on site. 1. No A/C unit proposed | WDR CONTRACTING LTD
GP-2022-00736 | 2022-03-08 | 1136 W 27TH AVENUE, Vancouver, BC V6H 2B8 | Gas Permit | Residential | New | Completed | Residential - gas To construct a 2 storey laneway house building with an open parking pad, providing 1 parking space, having vehicular access from the lane. Note: This is a 1 ½ storey building pursuant to the Zoning & Development By-law Note: Bldg 1 (principal bldg) addressed #1-1136 W 27th Ave. retained on site. 1. No A/C unit proposed 2. Schedule B: ANTONY WANG - 604-618-6236 Structural & Geotechnical 3. HPO: Residential Builder - Golden Luck Construction Ltd. | WDR CONTRACTING LTD
SP-2022-00654 | 2022-05-02 | 1136 W 27TH AVENUE, Vancouver, BC V6H 2B8 | Sprinkler Permit | Residential | New | Completed | Residential - Laneway House To construct a 2 storey laneway house building with an open parking pad, providing 1 parking space, having vehicular access from the lane. 1. No A/C unit proposed 2. Schedule B: ANTONY WANG - 604-618-6236 Structural & Geotechnical 3. HPO: Residential Builder - Golden Luck Construction Ltd. | Frontier Fire Protection Ltd
GP-2023-00425 | 2023-02-06 | 1233 W 27TH AVENUE, Vancouver, BC V6H 2C1 | Gas Permit | Residential | Addition | Completed | Residential - TO INSTALL 1 BOILER AND 1 WATER HEATER | BC Care Heating Services Ltd
GP-2022-03480 | 2022-11-08 | 1263 W 27TH AVENUE, Vancouver, BC V6H 2C1 | Gas Permit | Residential | Addition | Completed | Residential - This is a old house adding a gas generator by the garage | AKAL Plumbing & Heating Ltd
EP-2022-06726 | 2022-08-11 | 1269 W 27TH AVENUE, Vancouver, BC V6H 2C1 | Electrical Permit | Residential | Renovation | Completed | Installation / Repair - Residential - Moving service from existing main house to new laneway house, service stay the same at 200amps | O J ELECTRIC LTD
EP-2023-03735 | 2023-05-01 | 2928 W 27TH AVENUE, Vancouver, BC V6L 1W3 | Electrical Permit | Residential | Addition | Completed | Installation / Repair - Residential - Install a 20 AMP breaker in the garage sub-panel for EV charging. House has 200 AMP service with 40 AMP for garage sub-panel. there is a small Hot water tank and a few plugs in the garage. | Amor Energy Corporation
EP-2022-02406 | 2022-06-08 | 2935 W 27TH AVENUE, Vancouver, BC V6L 1W4 | Electrical Permit | Residential | New | Issued | Installation / Repair - Residential - New house electric and low voltage installation. -low voltage items: Intercom,cameras,alarm,disturbuted audio,vacumm. Main consumer's service: 200A. Main house service: 125A. LWH service: 100A. >BP: To construct a 2 storey + basement one-family dwelling ($1,013,150) with an open parking pad, providing 2 parking space, having vehicular access from the 20' Lane. 1. Covenant registered at the Land Title Office under CA9105343 2. No Strata Titling permitted 3. A/C proposed – Exterior component located in Rear, Interior component located in second Floor 4. Bar sink located in Basement 5. Schedule B: (K.J. Ma) P.Eng (604.599.8890) Structural & Geotechnical 6. HPO: Residential Builder- Citrine Homes Ltd. | Higo Electric Ltd
PP-2022-01032 | 2022-03-28 | 2935 W 27TH AVENUE, Vancouver, BC V6L 1W4 | Plumbing Permit | Residential | New | Issued | Residential - IFD - #1 - Install 2 sumps with one pump To construct a 2 storey + basement one-family dwelling with an open parking pad, providing 2 parking space, having vehicular access from the 20' Lane. 1. Covenant registered at the Land Title Office under CA9105343 2. No Strata Titling permitted 3. A/C proposed – Exterior component located in Rear, Interior component located in second Floor 4. Bar sink located in Basement | APOLLA DEMOLITION & EXCAVATING LTD.
EP-2023-00936 | 2023-02-03 | 2935 W 27TH AVENUE, Vancouver, BC V6L 1W4 | Electrical Permit | Residential | New | Expired | Temporary Power - Residential - To provide temporary power. | Higo Electric Ltd
GP-2023-00294 | 2023-01-25 | 2935 W 27TH AVENUE, Vancouver, BC V6L 1W4 | Gas Permit | Residential | New | Issued | Residential - Roughin and installation of one bbq, one boiler and 2 range > To construct a 2 storey + basement one-family dwelling ($1,013,150) with an open parking pad, providing 2 parking space, having vehicular access from the 20' Lane. 1. Covenant registered at the Land Title Office under CA9105343 2. No Strata Titling permitted 3. A/C proposed – Exterior component located in Rear, Interior component located in second Floor 4. Bar sink located in Basement 5. Schedule B: (K.J. Ma) P.Eng (604.599.8890) Structural & Geotechnical 6. HPO: Residential Builder- Citrine Homes Ltd. Note: This is a 2 storey building pursuant to the Zoning and Development By-Law Address Information: Principle Dwelling: #1-2935 W 27th Av Laneway home: #3-2935 W 27th Av Address and suite number assigned as per approved plans for Fire and Emergency response. The address number is to be posted to the building to be visible from the street and the suite number is to be posted at the suite entry in accordance with the Building By-law prior to final inspection. **THIS PERMIT HAS BEEN ISSUED UNDER THE REQUIREMENTS OF VBBL #12511 (2019) ** | Apple Mechanical Ltd
PP-2022-02133 | 2022-06-20 | 2935 W 27TH AVENUE, Vancouver, BC V6L 1W4 | Plumbing Permit | Residential | New | Issued | Residential - Plumbing for seven bathroom house To construct a 2 storey + basement one-family dwelling with an open parking pad, providing 2 parking space, having vehicular access from the 20' Lane. 1. Covenant registered at the Land Title Office under CA9105343 2. No Strata Titling permitted 3. A/C proposed – Exterior component located in Rear, Interior component located in second Floor 4. Bar sink located in Basement 5. Schedule B: (K.J. Ma) P.Eng (604.599.8890) Structural & Geotechnical 6. HPO: Residential Builder- Citrine Homes Ltd. | Apple Mechanical Ltd
SP-2022-01756 | 2022-10-24 | 2935 W 27TH AVENUE, Vancouver, BC V6L 1W4 | Sprinkler Permit | Residential | New | Issued | Residential - New Sprinkler System for: >BP: To construct a 2 storey + basement one-family dwelling ($1,013,150) with an open parking pad, providing 2 parking space, having vehicular access from the 20' Lane. 1. Covenant registered at the Land Title Office under CA9105343 2. No Strata Titling permitted 3. A/C proposed – Exterior component located in Rear, Interior component located in second Floor 4. Bar sink located in Basement 5. Schedule B: (K.J. Ma) P.Eng (604.599.8890) Structural & Geotechnical 6. HPO: Residential Builder- Citrine Homes Ltd. | Spectrum Fire Protection Ltd
PP-2023-04262 | 2023-12-07 | 2935 W 27TH AVENUE, Vancouver, BC V6L 1W4 | Plumbing Permit | Residential | New | Issued | Residential - lawn irrigation | Feli Plumbing and Heating
NULL | NULL | 2935 W 27TH AVENUE, Vancouver, BC V6L 1W4 | Gas Permit | Residential | New | Draft | Residential - lawn irrigation work | Feli Plumbing and Heating
EP-2022-00897 | 2022-02-08 | 2962 W 27TH AVENUE, Vancouver, BC V6L 1W3 | Electrical Permit | Residential | Addition | Completed | Installation / Repair - Residential - 1) -Garage 2) -Nema 14-50R 3) -Install 40A, 240V receptacle for level 2 charging 4) -No charger will be installed. 5) -Install DIVVEE 40A Load demiser for power sharing with range circuit. 6) See attached Load Calculation. The service is not being touched or affected. It's just a load demiser installation with plug for EV car | Hall Electrical Ltd
GP-2023-00767 | 2023-03-03 | 855 W 26TH AVENUE, Vancouver, BC V5Z 2E9 | Gas Permit | Residential | Renovation | Completed | Residential - Replace hot water tank with tankless heater | Vector Home Services Inc
GP-2023-03369 | 2023-11-03 | 3333 W 29TH AVENUE, Vancouver, BC V6S 1S9 | Gas Permit | Residential | Renovation - Dwelling Unit(s) only | Completed | Residential - BOILER REPLACEMENT | CoStar Home Energy Ltd
EP-2022-00223 | 2022-01-13 | 3343 W 29TH AVENUE, Vancouver, BC V6S 1S9 | Electrical Permit | Residential | Renovation | Completed | Installation / Repair - Residential - Move service from main house to laneway house, service stays the same 100 amps | O J ELECTRIC LTD
GP-2022-00858 | 2022-03-21 | 3343 W 29TH AVENUE, Vancouver, BC V6S 1S9 | Gas Permit | Residential | New | Completed | Residential - Installation of 1 gas fireplace - venting and hook up only Exterior alteration to this existing One Family Dwelling (principle dwelling building) on this inside with lane site. | Urban Fireplaces Ltd
EP-2022-00021 | 2022-01-10 | 3352 W 29TH AVENUE, Vancouver, BC V6S 1T1 | Electrical Permit | Residential | Tenant Improvement | Completed | Installation / Repair - Residential - A/C Circuit Installation+ 60A sub-panel required + Disconnect Switch | MJR Electric Ltd
GP-2022-03080 | 2022-10-11 | 3388 W 29TH AVENUE, Vancouver, BC V6S 1T1 | Gas Permit | Residential | Renovation - Dwelling Unit(s) only | Completed | Residential - Re & Re hot water system | 484081 BC LTD
EP-2023-06813 | 2023-08-09 | 3416 W 29TH AVENUE, Vancouver, BC V6S 1T1 | Electrical Permit | Residential | Addition | Issued | Installation / Repair - Residential - New heat pump installation, provided breaker, wire run, disconnect and whip to heat pump MP-2023-01343 | Gandy Installations Ltd
MP-2023-01343 | 2023-07-24 | 3416 W 29TH AVENUE, Vancouver, BC V6S 1T1 | Mechanical Permit | NULL | NULL | Completed | NULL | Gandy Installations Ltd
PP-2022-03007 | 2022-08-29 | 3449 W 29TH AVENUE, Vancouver, BC V6S 1S9 | Plumbing Permit | Residential | New | Completed | Residential - Lawn Irrigation | MDT Backflow Ltd
PP-2022-00125 | 2022-01-18 | 3449 W 29TH AVENUE, Vancouver, BC V6S 1S9 | Plumbing Permit | Residential | New | Completed | Residential - 1FD+SS - #1 & #2 - Drainage on three floors To construct a 2 storey + basement one-family dwelling with a secondary suite located in the basement with a detached accessory building (garage), at the rear providing 2 parking spaces, having vehicular access from the lane. Note: This Building Permit will remain in a suspended status until the associated (green) Demolition Permit BP-2021-02150 is completed. Note: This is a 2 storey building pursuant to the Zoning and Development By-Law 1- Covenant registered at the Land Title Office under CA9001899 2- No strata titling permitted 3- Bar sink proposed in the basement 4- A/C unit proposed in the rear yard | Aquaman Plumbing And Heating Ltd
GP-2022-00868 | 2022-03-21 | 3449 W 29TH AVENUE, Vancouver, BC V6S 1S9 | Gas Permit | Residential | New | Completed | Residential - INSTALL 1 GAS FIREPLACE IN NEW HOME CONSTRUCTION, BASIC UP AND OUT, APPLIANCE ONLY To construct a 2 storey + basement one-family dwelling with a secondary suite located in the basement with a detached accessory building (garage), at the rear providing 2 parking spaces, having vehicular access from the lane. | The LM Fireplace Warehouse Ltd.
GP-2022-00890 | 2022-03-22 | 3449 W 29TH AVENUE, Vancouver, BC V6S 1S9 | Gas Permit | Residential | New | Completed | Residential - New pipes To construct a 2 storey + basement one-family dwelling with a secondary suite located in the basement with a detached accessory building (garage), at the rear providing 2 parking spaces, having vehicular access from the lane. | Aquaman Plumbing And Heating Ltd
SP-2022-00293 | 2022-03-04 | 3449 W 29TH AVENUE, Vancouver, BC V6S 1S9 | Sprinkler Permit | Residential | New | Completed | Residential - new fire sprinkler system >To construct a 2 storey + basement one-family dwelling with a secondary suite ($770,250.00) located in the basement with a detached accessory building (garage), at the rear providing 2 parking spaces, having vehicular access from the lane. Note: This Building Permit will remain in a suspended status until the associated (green) Demolition Permit BP-2021-02150 is completed. Note: This is a 2 storey building pursuant to the Zoning and Development By-Law 1- Covenant registered at the Land Title Office under CA9001899 2- No strata titling permitted 3- Bar sink proposed in the basement 4- A/C unit proposed in the rear yard 5- Schedule B: Henry S.N. Hsu P.Eng. (604-322-7158) Structural & Geotechnical 6- HPO: Residential Builder - Sage Construction Ltd Address Note: #1-3449 W 29th Av - One Family Dwelling (1st & 2nd floor, south side of basement) #2-3449 W 29th Av - Secondary Suite (north side of basement) Address and suite numbers assigned as per approved plans for Fire and Emergency response. The address number is to be posted to the building to be visible from the street and the suite numbers are to be posted at the suite entries in accordance with the Building By-law prior to final inspection. ******THIS PERMIT HAS BEEN ISSUED UNDER THE REQUIREMENTS OF VBBL #12511 (2019)****** | Mainland Fire Protection Ltd
EP-2022-02712 | 2022-04-04 | 3449 W 29TH AVENUE, Vancouver, BC V6S 1S9 | Electrical Permit | Residential | New | Completed | Installation / Repair - Residential - Low voltage including Security, CCTV, Media distribution, structured wiring and central vacuum -complete security system installation >BP: To construct a 2 storey + basement one-family dwelling with a secondary suite ($770,250.00) located in the basement with a detached accessory building (garage), at the rear providing 2 parking spaces, having vehicular access from the lane. | Moda Smart Home Inc
PP-2022-01542 | 2023-07-12 | 3449 W 29TH AVENUE, Vancouver, BC V6S 1S9 | Plumbing Permit | Residential | New | Completed | Residential - Pipe in deck drains | Aquaman Plumbing And Heating Ltd
GP-2022-01784 | 2022-06-10 | 3896 W 29TH AVENUE, Vancouver, BC V6S 1T8 | Gas Permit | Residential | Renovation | Completed | Residential - Hot Water Tank Replacement | Hillcrest Plumbing & Heating (1991) Ltd
GP-2022-01715 | 2022-06-06 | 3896 W 29TH AVENUE, Vancouver, BC V6S 1T8 | Gas Permit | Residential | Tenant Improvement | Cancelled | Residential - install water heater | Gandy Installations Ltd
GP-2022-00221 | 2022-01-25 | 3937 W 29TH AVENUE, Vancouver, BC V6S 1V2 | Gas Permit | Residential | Renovation | Completed | Residential - Tankless re&re | Ferenc Nagy
EP-2023-04831 | 2023-07-12 | 3938 W 29TH AVENUE, Vancouver, BC V6S 1T9 | Electrical Permit | Residential | Addition | Issued | Installation / Repair - Residential - 200Amp service upgrade and AC Unit hookup -My load calculation for the AC Addition would put us at a 125Amp Service. The homeowner has stated he will be purchasing an EV in the future and I would like to account for this in the service upgrade. Although there is no charging installed at present, will COV allow me to account for this future addition of load on my calculation and allow me to install a 200amp service? BC Hydro has been contacted and approval has been given for a 200Amp Upgrade. *An approved mechanical permit is required for the installation of air conditioning or heat pump unit at the time of installation before an electrical inspection will be performed | David Laurino
MP-2024-00109 | 2024-01-31 | 3938 W 29TH AVENUE, Vancouver, BC V6S 1T9 | Mechanical Permit | NULL | NULL | Completed | NULL | Parkinson's Heating Ltd
EP-2023-05931 | 2023-07-12 | 3946 W 29TH AVENUE, Vancouver, BC V6S 1T9 | Electrical Permit | Residential | Addition | Completed | Installation / Repair - Residential - Install a level 2 EV charger for the single family home. The plan is use the 30A dryer plug, adding an electrical interlock system so that when the dryer is in use, the EV charger will not receive any power. | APC ALARM CORP
EP-2023-07548 | 2023-08-18 | 3979 W 29TH AVENUE, Vancouver, BC V6S 1V3 | Electrical Permit | Residential | Addition | Issued | Installation / Repair - Residential - Installation of security system | ADT Security Services Canada Inc
EP-2022-06180 | 2022-07-22 | 3990 W 29TH AVENUE, Vancouver, BC V6S 1T9 | Electrical Permit | Residential | Tenant Improvement | Issued | Installation / Repair - Residential - - No change to existing service - Electrical install for heat pump - BP not required - Mechanical Permit to be obtained | Moore And Russell Heating And Air Conditioning Ltd
GP-2022-01803 | 2022-06-13 | 3990 W 29TH AVENUE, Vancouver, BC V6S 1T9 | Gas Permit | Residential | Tenant Improvement | Completed | Residential - Re Re Furnace | Moore & Russell Heating Ltd
PP-2022-01145 | 2022-04-05 | 836 W 22ND AVENUE, Vancouver, BC V5Z 1Z9 | Plumbing Permit | Residential | New | Completed | Residential - irrigation system | Henry Michael Porteous
EP-2023-08920 | 2023-10-20 | 905 W 22ND AVENUE, Vancouver, BC V5Z 2A2 | Electrical Permit | Residential | Renovation | Issued | Installation / Repair - Residential - Electrical supply for Heat Pump *An approved mechanical permit is required for the installation of air conditioning or heat pump unit at the time of installation before an electrical inspection will be performed | Milani Electric Limited
MP-2023-01767 | 2023-12-06 | 905 W 22ND AVENUE, Vancouver, BC V5Z 2A2 | Mechanical Permit | NULL | NULL | Completed | NULL | Milani Plumbing Heating & Air Conditioning Ltd
PP-2022-02028 | 2022-06-14 | 2905 W 22ND AVENUE, Vancouver, BC V6L 1M9 | Plumbing Permit | Residential | Renovation | Issued | Residential - plumbing work at basement | PROWORK PLUMBING & HEATING LTD.
PP-2023-04001 | 2023-11-14 | 2943 W 22ND AVENUE, Vancouver, BC V6L 1M9 | Plumbing Permit | Residential | New | Issued | Residential - Install 2 sumps without pump | Van-City Excavating Ltd
EP-2023-08386 | 2023-09-15 | 2943 W 22ND AVENUE, Vancouver, BC V6L 1M9 | Electrical Permit | Residential | New | Issued | Temporary Power - Residential - To provide temporary power. | Higo Electric Ltd
EP-2023-08201 | 2023-10-03 | 2943 W 22ND AVENUE, Vancouver, BC V6L 1M9 | Electrical Permit | Residential | New | Issued | Installation / Repair - Residential - ¦ 1FD- 200A ¦ New house electric and low voltage installation *An approved mechanical permit is required for the installation of air conditioning or heat pump unit at the time of installation before an electrical inspection will be performed >BP: To construct a 2 storey + basement one-family dwelling ($805,397.5) with a detached accessory building (garage), at the rear providing 3 parking spaces, having vehicular access from the lane. Note: This Building Permit will remain in a suspended status until the associated (green) Demolition Permit BP-2023-02028 is completed. Note: This is a 2 storey building pursuant to the Zoning and Development By-Law 1 - Bar/Sink proposed in 2 - External mechanical unit proposed 3- Schedule B: Ke Jian Ma P.Eng (604-599-8890) Structural & Geotechnical 4 - HPO: Residential Builder - Citrine Homes Ltd ******THIS PERMIT HAS BEEN ISSUED UNDER THE REQUIREMENTS OF VBBL #12511 (2019)****** *** This permit is issued under the VBBL 2019, with updated energy requirements as per bylaw # 12997 effective Jan 01, 2022.*** | Higo Electric Ltd
PP-2024-00197 | 2024-01-25 | 2943 W 22ND AVENUE, Vancouver, BC V6L 1M9 | Plumbing Permit | Residential | New | Issued | Residential - 1FD - plumbing >DB: To construct a 2 storey + basement one-family dwelling with a detached accessory building (garage), at the rear providing 3 parking spaces, having vehicular access from the lane. Note: This is a 2 storey building pursuant to the Zoning and Development By-Law 1 - Bar/Sink proposed in 2 - External mechanical unit proposed ******THIS PERMIT HAS BEEN ISSUED UNDER THE REQUIREMENTS OF VBBL #12511 (2019)****** *** This permit is issued under the VBBL 2019, with updated energy requirements as per bylaw # 12997 effective Jan 01, 2022.*** | Forbes Mechanical Ltd
EP-2024-00620 | NULL | 2955 W 22ND AVENUE, Vancouver, BC V6L 1M9 | Electrical Permit | Residential | Renovation | In Review | Installation / Repair - Residential - upgrade service from 100A to 200A, will install one new 200A main panel. and make renovation for secondary suit ,install some power for appliances ,counter plug, some plug and light >BP: Exterior and Interior alterations and to change the use from Single Detached Housed to Single Detached House with Secondary Suite at this existing building on this site. Scope of Work; - New entrance door, walls, plumbing and electrical, finishes, millwork, and flooring. | SCS Electrical Services Ltd
EP-2023-05181 | 2023-06-09 | 2955 W 22ND AVENUE, Vancouver, BC V6L 1M9 | Electrical Permit | Residential | Addition | Issued | Installation / Repair - Residential - Installation of security system. | ADT Security Services Canada Inc
GP-2022-00250 | 2022-01-27 | 2955 W 22ND AVENUE, Vancouver, BC V6L 1M9 | Gas Permit | Residential | Renovation | Completed | Residential - Removed exiting boiler and replace with high-efficiency boiler | Sam Brothers Plumbing and Heating Ltd
EP-2023-08506 | 2023-09-20 | 2958 W 22ND AVENUE, Vancouver, BC V6L 1M8 | Electrical Permit | Residential | Addition | Issued | Installation / Repair - Residential - Installation new Rogers security system, taking over existing sensors (for System Upgraders), complete security system. | Intek Communications Inc
PP-2023-03676 | 2023-10-20 | 2998 W 22ND AVENUE, Vancouver, BC V6L 1M8 | Plumbing Permit | Residential | New | Issued | Residential - 1FD - sump placing | Metro Contracting Ltd
PP-2024-00005 | 2024-01-03 | 2998 W 22ND AVENUE, Vancouver, BC V6L 1M8 | Plumbing Permit | Residential | New | Issued | Residential - This is a new house with 24 fixtures. >BP: To construct a 2 storey + basement one-family dwelling with an attached garage provide 1 parking space. Additional 2 parking spaces with a detached accessory building (Laneway house) and 1 surface parking, at the rear providing 3 parking spaces, having vehicular access from West 22nd Ave and the lane. Note: This is a 2 storey building pursuant to the Zoning and Development By-Law 1- Bar/Sink proposed 2- External mechanical unit proposed 3- Schedule B: Yatendra Kumar Sharma P.Eng (778.863.7076) Structural & Geotechnical 4- HPO: Residential Builder - Bill's Developments Ltd. | AKAL Plumbing & Heating Ltd
EP-2023-04470 | 2023-05-23 | 2998 W 22ND AVENUE, Vancouver, BC V6L 1M8 | Electrical Permit | Residential | New | Issued | Temporary Power - Residential - To provide temporary power. ***NOTE: Work authorized by this permit is for placement of a temporary power pole only and does not authorize any site construction and/or excavation. A separate Building Permit will be required prior to commencement of any other work on this site. | N & M Electric Ltd
GP-2023-02959 | 2023-10-06 | 952 W 21ST AVENUE, Vancouver, BC V5Z 1Z1 | Gas Permit | Residential | Renovation | Completed | Residential - Hot water tank replacement | Reid Brothers Plumbing & Heating Ltd
EP-2022-04367 | 2022-05-26 | 952 W 21ST AVENUE, Vancouver, BC V5Z 1Z1 | Electrical Permit | Residential | Tenant Improvement | Completed | Installation / Repair - Residential - Electrical install of heat pump. BP not required. No change to existing service. | Moore And Russell Heating And Air Conditioning Ltd
EP-2023-03492 | 2023-05-04 | 980 W 21ST AVENUE, Vancouver, BC V5Z 1Z1 | Electrical Permit | Commercial | Tenant Improvement | Completed | Installation / Repair - Commercial - #401- Install 30 amp feed for heat pump, disconnect *An approved mechanical permit is required for the installation of air conditioning or heat pump unit at the time of installation before an electrical inspection will be performed | PNW Electric Limited
EP-2023-00463 | 2023-01-19 | 2116 W 21ST AVENUE, Vancouver, BC V6L 1J3 | Electrical Permit | Residential | New | Expired | Temporary Power - Residential - To provide temporary power. | CROWN ELECTRICAL CONTRACTOR LTD
PP-2023-03650 | 2023-10-17 | 2116 W 21ST AVENUE, Vancouver, BC V6L 1J3 | Plumbing Permit | Residential | New | Issued | Residential - fixtures >BP: To construct a 2 storey duplex with two (2) secondary suites located in the Basement with a detached accessory building (garage) and 2 open parking at the rear providing a total of 4 parking spaces, having vehicular access from the lane. 1. Covenant registered at the Land Title Office under CB523628-CB523629 2. Mechanical Unit proposed – Exterior components located in rear yard, Interior components located in Upper Floor closets. 3. Bar sink not proposed. 4. Schedule B: (Beerindu Sidhu) P.Eng (604.339.0034) Structural + Geotechnical 5. HPO: Residential Builder- (Y & L Developments Ltd) | East West Plumbing (2007) Ltd
MP-2023-01915 | 2023-10-26 | 2116 W 21ST AVENUE, Vancouver, BC V6L 1J3 | Mechanical Permit | NULL | NULL | Issued | NULL | East West Plumbing (2007) Ltd
PP-2023-03005 | 2023-08-23 | 2116 W 21ST AVENUE, Vancouver, BC V6L 1J3 | Plumbing Permit | Residential | New | Issued | Residential - Two out side sumps with out pump | JVT EXCAVATING & DEMOLITION LTD
EP-2022-08979 | 2022-10-21 | 2128 W 21ST AVENUE, Vancouver, BC V6L 1J3 | Electrical Permit | Residential | New | Completed | Installation / Repair - Residential - Data Tel and Security alarm systems Security cameras intercom system, vacuum systems, and low voltage lighting keypad >BP: To construct a 2 storey one-family dwelling with a Cellar ($1,109,870.00) and Laneway House with 2 car garage and an open parking pad, providing 3 parking spaces, having vehicular access from the 20' Lane. 1. Covenant registered at the Land Title Office under CA8719656 2. No Strata Titling permitted 3. No A/C Unit proposed 4. A/C proposed – Exterior component located in Rear Yard, Interior component located in 2nd Floor Master Closet 5. Bar sink located in Cellar Rec. Rm. 6. Schedule B: (J.J.S. Hui) P.Eng (778.319.3403) Architectural (item 1.5 only) &Structural & Geotechnical 7. HPO: Residential Builder- (Rishi Holdings Ltd) 8. The entire building to be sprinklered to NFPA 13 D per 3.2.5.12.(3)(d) Note: This is a 2 storey building pursuant to the Zoning and Development By-Law NOTE: Information regarding the Laneway House building on the survey and site plan is for reference only. Any discrepancy between information regarding the Laneway House on the survey and/or site plan and approved permit drawings for the Laneway House are neither approved nor authorized under this principal house permit. *NEW LANEWAY HOUSE* Note: See DB-2020-03474 for Bldg 2 on site (Laneway House) addressed #3 - 2128 W 21st Av. **THIS PERMIT HAS BEEN ISSUED UNDER THE REQUIREMENTS OF VBBL #12511 (2019).** | Innova Security Systems Inc
GP-2022-01866 | 2022-06-22 | 2128 W 21ST AVENUE, Vancouver, BC V6L 1J3 | Gas Permit | Residential | New | Completed | Residential - 1FD - #1 - to install one boiler, one range, and rough-in for one range,one bbq,one fireplace To construct a 2 storey one-family dwelling with a Cellar and Laneway House with 2 car garage and an open parking pad, providing 3 parking spaces, having vehicular access from the 20' Lane. 1. Covenant registered at the Land Title Office under CA8719656 2. No Strata Titling permitted 3. No A/C Unit proposed 4. A/C proposed – Exterior component located in Rear Yard, Interior component located in 2nd Floor Master Closet 5. Bar sink located in Cellar Rec. Rm. | ACME PLUMBING HEATING & GAS LTD.
PP-2023-02563 | 2023-07-19 | 2128 W 21ST AVENUE, Vancouver, BC V6L 1J3 | Plumbing Permit | Residential | New | Completed | Residential - Install 3/4" backflow prevention device for irriagtion | M&M Industries Ltd
EP-2022-05427 | 2022-06-27 | 869 W 26TH AVENUE, Vancouver, BC V5Z 2E9 | Electrical Permit | Residential | Renovation | Completed | Installation / Repair - Residential - Remove and rewire the remaining Knob and tube wiring , and a service upgrade to 200 amps. | Wirechief Electric Ltd
GP-2022-03438 | 2022-11-03 | 61 W 26TH AVENUE, Vancouver, BC V5Y 2J5 | Gas Permit | Residential | Renovation | Issued | Residential - Re/re of existing hot water tank with tankless water heater. Removal of natural gas furnace and capping of existing natural gas line. | 1236318 BC Ltd DBA Aquatech Vancouver
EP-2022-09478 | 2022-11-08 | 61 W 26TH AVENUE, Vancouver, BC V5Y 2J5 | Electrical Permit | Residential | Renovation | Completed | Installation / Repair - Residential - Upgrade service from 100 amp to 200 amp. | Mountain Point Electrical Inc.
MP-2022-00613 | 2022-11-25 | 61 W 26TH AVENUE, Vancouver, BC V5Y 2J5 | Mechanical Permit | NULL | NULL | Issued | NULL | 1236318 BC Ltd DBA Aquatech Vancouver
GP-2022-01295 | 2022-04-26 | 149 W 26TH AVENUE, Vancouver, BC V5Y 2J6 | Gas Permit | Residential | Tenant Improvement | Completed | Residential - Re Re Furnace | Moore & Russell Heating Ltd
GP-2022-02546 | 2022-08-26 | 149 W 26TH AVENUE, Vancouver, BC V5Y 2J6 | Gas Permit | Residential | Renovation | Completed | Residential - HWT re&re | Ferenc Nagy
GP-2022-00672 | 2022-03-03 | 3896 W 22ND AVENUE, Vancouver, BC V6S 1J7 | Gas Permit | Residential | Renovation | Completed | Residential - Furnace Replacement | Airstream Heating & Air Conditioning Inc
GP-2022-03474 | 2022-11-08 | 3021 W 29TH AVENUE, Vancouver, BC V6L 1Y5 | Gas Permit | Residential | Renovation | Completed | Residential - HWT re&re | Ferenc Nagy
EP-2023-11112 | 2023-12-18 | 3081 W 29TH AVENUE, Vancouver, BC V6L 1Y5 | Electrical Permit | Residential | Tenant Improvement | Issued | Installation / Repair - Residential - Installation of EV Charger 5' above existing receptacle using existing Aluminum wiring and splice to new #8 Copper wiring Use existing cables in existing 4x4 electrical box, provide and install new Al/Cu rated lug connectors, use antioxidizing compound Run #8 AWG Loomex cable on inside of drywall, directly up from existing 4x411/16 box. Mount and install EV Charger (owner provided) Install new 40A breaker in electrical panel, label for EV Charging | MJR Electric Ltd
NULL | NULL | 1468 W 26TH AVENUE, Vancouver, BC V6H 2B4 | Electrical Permit | Residential | Tenant Improvement | Withdrawn | Installation / Repair - Residential - EV Charging Station Installation in outdoor location approximately 15' away from existing 200A main panel. | MJR Electric Ltd
EP-2022-00409 | 2022-01-26 | 1468 W 26TH AVENUE, Vancouver, BC V6H 2B4 | Electrical Permit | Residential | Tenant Improvement | Completed | Installation / Repair - Residential - 50A EV Charging Circuit up to 35' away from existing 200A Federal Pioneer Panel to Tesla Wall Connector in Outdoor location. | MJR Electric Ltd
PP-2022-01558 | 2022-06-09 | 1471 W 26TH AVENUE, Vancouver, BC V6H 2B3 | Plumbing Permit | Residential | New | Completed | Residential - LAWN IRRIGATION >To construct a 2 storey one-family dwelling located in the Basement/Cellar with a Laneway House, at the rear providing 2 enclosed and 1 surface parking space, having vehicular access from the lane. | Feli Plumbing and Heating
MP-2023-00821 | 2023-05-10 | 2946 W 30TH AVENUE, Vancouver, BC V6L 1Z4 | Mechanical Permit | NULL | NULL | Completed | NULL | Thomson Industries Ltd
EP-2023-04791 | 2023-06-06 | 2946 W 30TH AVENUE, Vancouver, BC V6L 1Z4 | Electrical Permit | Residential | Renovation | Completed | Installation / Repair - Residential - Dedicated circuit for heat pump *MP-2023-00821 | Pacific Star Electric Inc
EP-2023-04616 | 2023-05-29 | 2946 W 30TH AVENUE, Vancouver, BC V6L 1Z4 | Electrical Permit | Residential | Addition | Completed | Installation / Repair - Residential - -Supply and install 30A Breaker in the Garage Panel -Supply and install 10 AWG 3C NMD90, inside wall, to a Junction Box at the ceiling line -Supply and install 10 AWG 3C NMD90 from the Junction Box, inside the crawl space, to a Junction Box at the ceiling line above the EV Charger location -Supply and install 10 AWG 3C Teck from the Junction Box to the EV Charger Location -Test connections and commission installation -Tidy site and dispose of garbage correctly and safely | TDR Electric Inc
GP-2022-00256 | 2022-01-27 | 2954 W 30TH AVENUE, Vancouver, BC V6L 1Z4 | Gas Permit | Residential | Renovation | Completed | Residential - Re&Re Boiler BTU:115.000 | Milani Plumbing Heating & Air Conditioning Ltd
GP-2023-03222 | 2023-10-25 | 2925 W 24TH AVENUE, Vancouver, BC V6L 1R5 | Gas Permit | Residential | Renovation | Issued | Residential - New Gas Furnace Replacement | Pro West Heating & Air Conditioning Ltd
MP-2023-00895 | 2023-05-19 | 3486 W 29TH AVENUE, Vancouver, BC V6S 1T1 | Mechanical Permit | NULL | NULL | Completed | NULL | Milani Electric Limited
EP-2023-04415 | 2023-05-30 | 3486 W 29TH AVENUE, Vancouver, BC V6S 1T1 | Electrical Permit | Residential | Renovation | Completed | Installation / Repair - Residential - Electrical supply for Dsplit *MP-2023-00895: Issued (Heating and Cooling) | Milani Electric Limited
EP-2022-04513 | 2022-05-31 | 3268 W 20TH AVENUE, Vancouver, BC V6L 1H9 | Electrical Permit | Residential | Addition | Completed | Installation / Repair - Residential - Installation of 5 solar panels with microinverters on the roof of this existing one family dwelling and 12 solar panels with microinverters on the roof of the detached two-car garage. AC feed from the house roof feeds the subpanel in the basement of the house via an AC disconnect, AC feed from the garage roof feeds the main service panel inside the garage via a disconnect >BP: To install 5 solar panels on the roof of this existing one family dwelling and 12 solar panels on the roof of the detached two-car garage. | Shift Energy Group Inc
GP-2022-00051 | 2022-01-11 | 3292 W 20TH AVENUE, Vancouver, BC V6L 1H9 | Gas Permit | Residential | Tenant Improvement | Completed | Residential - install gas fireplace | Campbell Care Plumbing, Heating & Air Ltd.
GP-2022-03934 | 2022-12-09 | 3292 W 20TH AVENUE, Vancouver, BC V6L 1H9 | Gas Permit | Residential | Tenant Improvement | Completed | Residential - RE and RE the furnace | Moore & Russell Heating Ltd
EP-2023-04798 | 2023-05-30 | 4067 W 20TH AVENUE, Vancouver, BC V6S 1G6 | Electrical Permit | Residential | New | Issued | Temporary Power - Residential - To provide temporary power. | VS Electric Ltd
PP-2023-02195 | 2023-06-21 | 4067 W 20TH AVENUE, Vancouver, BC V6S 1G6 | Plumbing Permit | Residential | New | Issued | Residential - 1FD+SS - One Sump No Pump | Canadian Excavating Ltd
SP-2023-01977 | 2023-10-26 | 4067 W 20TH AVENUE, Vancouver, BC V6S 1G6 | Sprinkler Permit | Residential | New | Issued | Residential - 1FD+SS - #1 & #2 - To Install 32 sprinkler heads >DB: To construct a net zero 2 storey single detached house with a secondary suite located in the basement with a detached accessory building (garage), at the rear providing 2 parking spaces, having vehicular access from the lane. Note: This is a 2 storey building pursuant to the Zoning and Development By-Law ******THIS PERMIT HAS BEEN ISSUED UNDER THE REQUIREMENTS OF VBBL 2019****** The entire building to be sprinklered to NFPA 13D. 1. Covenant registration to be completed prior to sheathing inspection 2. No strata titling permitted 3. External mechanical unit located in rear yard 4. Bar sink in basement rec room | General Sprinkler Systems Ltd
PP-2023-03121 | 2023-09-05 | 4067 W 20TH AVENUE, Vancouver, BC V6S 1G6 | Plumbing Permit | Residential | New | Issued | Residential - All new fixtures >BP: To construct a net zero 2 storey single detached house with a secondary suite located in the basement with a detached accessory building (garage), at the rear providing 2 parking spaces, having vehicular access from the lane. Note: This is a 2 storey building pursuant to the Zoning and Development By-Law ******THIS PERMIT HAS BEEN ISSUED UNDER THE REQUIREMENTS OF VBBL 2019****** This permit is issued under the VBBL 2019, with updated energy requirements as per bylaw # 12997 effective Jan 01, 2022. The entire building to be sprinklered to NFPA 13D. As shown by an asterisk (*) on the building permit floor plans and/or elevations, exit protection is required to be provided in accordance with Articles 9.9.4.4., 9.9.4.6., and/or 9.37.2.8. of the 2019 VBBL. 1. Covenant registration to be completed prior to sheathing inspection 2. No strata titling permitted 3. External mechanical unit located in rear yard 4. Bar sink in basement rec room 5. Schedule B Antony Wang P.Eng (604-618-6236) Structural 6. Schedule B Ward Phillips P.Eng (604-716-8881) Geotechnical 7. BC Housing Brick Development Inc | Best Look Plumbing & Heating Ltd
MP-2023-01537 | 2023-08-21 | 4067 W 20TH AVENUE, Vancouver, BC V6S 1G6 | Mechanical Permit | NULL | NULL | Issued | NULL | Lamanden Holdings Ltd
EP-2023-08227 | 2023-09-12 | 4067 W 20TH AVENUE, Vancouver, BC V6S 1G6 | Electrical Permit | Residential | New | Issued | Installation / Repair - Residential - Installation of a 12.6 kW Solar Grid Tie System. >BP: To construct a net zero 2 storey single detached house with a secondary suite located in the basement with a detached accessory building (garage), at the rear providing 2 parking spaces, having vehicular access from the lane. Note: This is a 2 storey building pursuant to the Zoning and Development By-Law ******THIS PERMIT HAS BEEN ISSUED UNDER THE REQUIREMENTS OF VBBL 2019****** This permit is issued under the VBBL 2019, with updated energy requirements as per bylaw # 12997 effective Jan 01, 2022. The entire building to be sprinklered to NFPA 13D. As shown by an asterisk (*) on the building permit floor plans and/or elevations, exit protection is required to be provided in accordance with Articles 9.9.4.4., 9.9.4.6., and/or 9.37.2.8. of the 2019 VBBL. 1. Covenant registration to be completed prior to sheathing inspection 2. No strata titling permitted 3. External mechanical unit located in rear yard 4. Bar sink in basement rec room 5. Schedule B Antony Wang P.Eng (604-618-6236) Structural 6. Schedule B Ward Phillips P.Eng (604-716-8881) Geotechnical 7. BC Housing Brick Development Inc All rooms adjacent to East and West exposing building face shall be sprinklered. Combustible projections or roof soffits on an exposing building face shall not project to less than .45m from the property line and shall be in compliance with VBBL 2019 9.10.15.5.(9) | Terratek Energy Solutions Inc
EP-2023-08249 | 2023-09-25 | 4067 W 20TH AVENUE, Vancouver, BC V6S 1G6 | Electrical Permit | Residential | New | Issued | Installation / Repair - Residential - Electrical wiring for the new build house -2x200A 240V Single phase. BC HYDRO confirmed it already project 4937861 >BP: To construct a net zero 2 storey single detached house with a secondary suite located in the basement with a detached accessory building (garage), at the rear providing 2 parking spaces, having vehicular access from the lane. Note: This is a 2 storey building pursuant to the Zoning and Development By-Law ******THIS PERMIT HAS BEEN ISSUED UNDER THE REQUIREMENTS OF VBBL 2019****** This permit is issued under the VBBL 2019, with updated energy requirements as per bylaw # 12997 effective Jan 01, 2022. The entire building to be sprinklered to NFPA 13D. As shown by an asterisk (*) on the building permit floor plans and/or elevations, exit protection is required to be provided in accordance with Articles 9.9.4.4., 9.9.4.6., and/or 9.37.2.8. of the 2019 VBBL. 1. Covenant registration to be completed prior to sheathing inspection 2. No strata titling permitted 3. External mechanical unit located in rear yard 4. Bar sink in basement rec room 5. Schedule B Antony Wang P.Eng (604-618-6236) Structural 6. Schedule B Ward Phillips P.Eng (604-716-8881) Geotechnical 7. BC Housing Brick Development Inc All rooms adjacent to East and West exposing building face shall be sprinklered. Combustible projections or roof soffits on an exposing building face shall not project to less than .45m from the property line and shall be in compliance with VBBL 2019 9.10.15.5.(9) Assigned Addressing: #1-4067 W 20th Av - One Family Dwelling (1st & 2nd floor, north portion of basement) #2-4067 W 20th Av - Secondary Suite (south portion of basement) | VS Electric Ltd
GP-2022-01682 | 2022-06-05 | 941 W 20TH AVENUE, Vancouver, BC V5Z 1Y4 | Gas Permit | Residential | Addition | Completed | Residential - Installation of a high-efficiency furnace Amend: May 18th, 2023 Include the installation of a gas water heater 40,000 BTU (THIS IS A RE-IN-RE) to the permit application | Kirkstone Heating Ltd
EP-2022-00362 | 2022-01-19 | 946 W 20TH AVENUE, Vancouver, BC V5Z 1Y5 | Electrical Permit | Residential | Renovation | Completed | Installation / Repair - Residential - Low voltage including Security pre-wire, CCTV and structured wiring Exterior and interior alterations to the existing one-family dwelling with a secondary suite. The scope of work includes new bay window on the main floor, converting existing half storey into a full second storey. | Moda Smart Home Inc
EP-2022-08255 | 2022-10-03 | 947 W 20TH AVENUE, Vancouver, BC V5Z 1Y4 | Electrical Permit | Residential | Renovation | Completed | Installation / Repair - Residential - Dedicated Circuit for Heat Pump | Pacific Star Electric Inc
MP-2022-00318 | 2022-09-30 | 947 W 20TH AVENUE, Vancouver, BC V5Z 1Y4 | Mechanical Permit | NULL | NULL | Completed | NULL | Thomson Industries Ltd
GP-2023-03556 | 2023-11-16 | 962 W 20TH AVENUE, Vancouver, BC V5Z 1Y5 | Gas Permit | Residential | Tenant Improvement | Completed | Residential - Install furnace | 0704121 BC Ltd
GP-2023-03663 | 2023-11-27 | 962 W 20TH AVENUE, Vancouver, BC V5Z 1Y5 | Gas Permit | Residential | Renovation | Issued | Residential - Replacement of one gas insert 31 000 BTU's | Bridge Woodworks Mfg Ltd
GP-2023-02385 | 2023-08-15 | 15 W 21ST AVENUE, Vancouver, BC V5Y 2E1 | Gas Permit | Residential | Renovation | Completed | Residential - furnace re&re | Ferenc Nagy
MP-2023-01497 | 2023-08-15 | 15 W 21ST AVENUE, Vancouver, BC V5Y 2E1 | Mechanical Permit | NULL | NULL | Completed | NULL | Ferenc Nagy
EP-2023-07871 | 2023-09-08 | 15 W 21ST AVENUE, Vancouver, BC V5Y 2E1 | Electrical Permit | Residential | Tenant Improvement | Completed | Installation / Repair - Residential - Wiring heat pump *MP-2023-01497: Issued (Heating and Cooling) | EURO TECH ELECTRIC LTD.
GP-2022-04110 | 2022-12-22 | 252 W 22ND AVENUE, Vancouver, BC V5Y 2G4 | Gas Permit | Residential | Renovation | Completed | Residential - Supply & Install one Navien NPE 240-A2 On-Demand HWT | Reid Brothers Plumbing & Heating Ltd
MP-2023-00362 | 2023-03-13 | 283 W 22ND AVENUE, Vancouver, BC V5Y 2G3 | Mechanical Permit | NULL | NULL | Completed | NULL | Junction HVAC/R Ltd
EP-2022-10376 | 2023-01-03 | 318 W 22ND AVENUE, Vancouver, BC V5Y 2G4 | Electrical Permit | Residential | New | Completed | Installation / Repair - Residential - Low voltage security >BP: Exterior and interior alterations to provide improvements to this existing one family dwelling with secondary suite on this site. Scope of Work includes: Exterior landscape design, alterations to exterior facade. Main floor: new kitchen, fireplace and powder room. | Alpha Security Systems Ltd
GP-2022-03834 | 2022-12-02 | 318 W 22ND AVENUE, Vancouver, BC V5Y 2G4 | Gas Permit | Residential | Addition | Completed | Residential - Wolf 36" Gas Rangetop >Exterior and interior alterations to provide improvements to this existing one family dwelling with secondary suite on this site. Scope of Work includes: Exterior landscape design, alterations to exterior facade. Main floor: new kitchen, fireplace and powder room. OK for field review as per Sonia E - November 29, 2021 Letters of assurance submitted: - Sch B (Arch): D'Arcy Jones, Architect, 605.669.2235 - Sch B (Struc): Richard Herfst, P.Eng, 604.553.0524 - Sch A: D'Arcy Jones, Architect, 605.669.2235 Notes: - REUP submitted by Navdeep Dhalial 7956 from E Pro Energy Advisors Ltd. | Han Appliances & Refrigeration Ltd
NULL | NULL | 318 W 22ND AVENUE, Vancouver, BC V5Y 2G4 | Electrical Permit | Residential | Renovation | Withdrawn | Installation / Repair - Residential - Renovation SFD | NULL
EP-2022-05223 | 2022-07-04 | 318 W 22ND AVENUE, Vancouver, BC V5Y 2G4 | Electrical Permit | Residential | Renovation | Issued | Installation / Repair - Residential - small kitchen / deck reno ,Garage larger , move private Service Pole 2 feet , will require a pole company and BC Hydro Exterior and interior alterations to provide improvements to this existing one family dwelling with secondary suite on this site. Scope of Work includes: Exterior landscape design, alterations to exterior facade. Main floor: new kitchen, fireplace and powder room. | Felix Kosi
GP-2022-02125 | 2022-07-22 | 318 W 22ND AVENUE, Vancouver, BC V5Y 2G4 | Gas Permit | Residential | Addition | Cancelled | Residential - Gas fireplace installation | Vaglio Fireplace LTD
PP-2022-03154 | 2022-09-13 | 342 W 22ND AVENUE, Vancouver, BC V5Y 2G4 | Plumbing Permit | Residential | Addition | Completed | Residential - Backwater Valve installation on sanitary sewer | Hillcrest Plumbing & Heating (1991) Ltd
NULL | NULL | 351 W 22ND AVENUE, Vancouver, BC V5Y 2G3 | Mechanical Permit | NULL | NULL | Draft | NULL | R & B Plumbing & Heating Ltd
GP-2022-03778 | 2022-11-29 | 351 W 22ND AVENUE, Vancouver, BC V5Y 2G3 | Gas Permit | Residential | Renovation | Completed | Residential - Furnace retrofit as part of a dual fuel heat pump system | R & B Plumbing & Heating Ltd
NULL | NULL | 351 W 22ND AVENUE, Vancouver, BC V5Y 2G3 | Mechanical Permit | NULL | NULL | Draft | NULL | R & B Plumbing & Heating Ltd
GP-2022-03976 | 2022-12-13 | 396 W 22ND AVENUE, Vancouver, BC V5Y 2G4 | Gas Permit | Residential | Renovation - Dwelling Unit(s) only | Completed | Residential - RE & RE HWT | 484081 BC LTD
GP-2023-00729 | 2023-03-01 | 431 W 22ND AVENUE, Vancouver, BC V5Y 2G6 | Gas Permit | Residential | Renovation | Completed | Residential - Re&re Tankless water heater | Milani Plumbing Heating & Air Conditioning Ltd
GP-2023-01612 | 2023-05-19 | 438 W 22ND AVENUE, Vancouver, BC V5Y 2G5 | Gas Permit | Residential | Renovation | Completed | Residential - Bosch 30" dual fuel range | Han Appliances & Refrigeration Ltd
EP-2023-06038 | 2023-07-12 | 439 W 22ND AVENUE, Vancouver, BC V5Y 2G6 | Electrical Permit | Residential | New | Issued | Temporary Power - Residential - To provide temporary power. | Ample Star Electrical Ltd.
PP-2023-02803 | 2023-08-08 | 439 W 22ND AVENUE, Vancouver, BC V5Y 2G6 | Plumbing Permit | Residential | New | Completed | Residential - 1FD+SS- #1 & #2 - Sump | Power Excavating Ltd
MP-2023-01959 | 2023-11-01 | 439 W 22ND AVENUE, Vancouver, BC V5Y 2G6 | Mechanical Permit | NULL | NULL | Issued | NULL | Garcha Bros Mechanical Ltd
PP-2023-03709 | 2023-10-20 | 439 W 22ND AVENUE, Vancouver, BC V5Y 2G6 | Plumbing Permit | Residential | New | Issued | Residential - 1FD+SS - #1 & #2 - PLUMBING AND HEATING >DB: To construct a 2 storey single detached house with a secondary suite located in the Basement with an open parking pad, providing 1 parking space, having vehicular access from the 20' Lane. 1. Covenant registered at the Land Title Office under CB365631 2. No Strata Titling permitted 3. External mechanical component located in rear yard, Interior component located in second floor closet 4. Bar sink located in Basement. **THIS PERMIT HAS BEEN ISSUED UNDER THE REQUIREMENTS OF VBBL #12511 (2019) ** | Garcha Bros Mechanical Ltd
GP-2023-04105 | 2023-12-20 | 439 W 22ND AVENUE, Vancouver, BC V5Y 2G6 | Gas Permit | Residential | New | Issued | Residential - Venting and hook up only >BP: To construct a 2 storey single detached house with a secondary suite located in the Basement ($900,000.00) with an open parking pad, providing 1 parking space, having vehicular access from the 20' Lane. 1. Covenant registered at the Land Title Office under CB365631 2. No Strata Titling permitted 3. External mechanical component located in rear yard, Interior component located in second floor closet 4. Bar sink located in Basement. 5. Schedule A: (A.S. Rathod) P.Eng (778.885.0551) 6. Schedule B: (A.S. Rathod) P.Eng (778.885.0551) Structural, Geotechnical 7. Schedule B: (Vishnu Suresh) P.Eng (778.885.0551) Architectural Item 1.5, Structural (glass guard only) 8. HPO: Residential Builder- (K Rise Homes Ltd.) **Amendment - January 23, 2024 - corrected address from Laneway 439 W 22nd Avenue # 3 to Main house 439 W 23rd Avenue** | ORAY FIREPLACES LTD
SP-2023-02287 | 2023-12-19 | 439 W 22ND AVENUE, Vancouver, BC V5Y 2G6 | Sprinkler Permit | Residential | New | Issued | Residential - install fire sprinkler system in SFD >>>to add: The entire building to be sprinklered to NFPA 13D >BP: To construct a 2 storey single detached house with a secondary suite located in the Basement ($900,000.00) with an open parking pad, providing 1 parking space, having vehicular access from the 20' Lane. 1. Covenant registered at the Land Title Office under CB365631 2. No Strata Titling permitted 3. External mechanical component located in rear yard, Interior component located in second floor closet 4. Bar sink located in Basement. 5. Schedule A: (A.S. Rathod) P.Eng (778.885.0551) 6. Schedule B: (A.S. Rathod) P.Eng (778.885.0551) Structural, Geotechnical 7. Schedule B: (Vishnu Suresh) P.Eng (778.885.0551) Architectural Item 1.5, Structural (glass guard only) 8. HPO: Residential Builder- (K Rise Homes Ltd.) Note: This is a 2 storey building pursuant to the Zoning and Development By-Law Note: As shown by an asterisk (*) on the building permit floor plans and/or elevations, exit protection is required to be provided in accordance with Articles 9.9.4.4., 9.9.4.6., and/or 9.37.2.8. of the 2019 VBBL. ** Note: Parking for the site has been provided under the Laneway House Permit DB-2021-06524 ** **THIS PERMIT HAS BEEN ISSUED UNDER THE REQUIREMENTS OF VBBL #12511 (2019) ** | Max Fire Pro Ltd
GP-2023-04051 | 2023-12-20 | 439 W 22ND AVENUE, Vancouver, BC V5Y 2G6 | Gas Permit | Residential | New | Issued | Residential - 1 Boiler, 1 BBQ, 1 Fireplace & 1 Cooktop BBQ piping only Boiler complete >BP: To construct a 2 storey single detached house with a secondary suite located in the Basement ($900,000.00) with an open parking pad, providing 1 parking space, having vehicular access from the 20' Lane. 1. Covenant registered at the Land Title Office under CB365631 2. No Strata Titling permitted 3. External mechanical component located in rear yard, Interior component located in second floor closet 4. Bar sink located in Basement. 5. Schedule A: (A.S. Rathod) P.Eng (778.885.0551) 6. Schedule B: (A.S. Rathod) P.Eng (778.885.0551) Structural, Geotechnical 7. Schedule B: (Vishnu Suresh) P.Eng (778.885.0551) Architectural Item 1.5, Structural (glass guard only) 8. HPO: Residential Builder- (K Rise Homes Ltd.) Note: This is a 2 storey building pursuant to the Zoning and Development By-Law **THIS PERMIT HAS BEEN ISSUED UNDER THE REQUIREMENTS OF VBBL #12511 (2019) ** | MSN Gas & Heating Ltd
MP-2024-00057 | 2024-01-12 | 439 W 22ND AVENUE, Vancouver, BC V5Y 2G6 | Mechanical Permit | NULL | NULL | Issued | NULL | Perfect Air Solutions Ltd
EP-2024-00618 | 2024-02-02 | 439 W 22ND AVENUE, Vancouver, BC V5Y 2G6 | Electrical Permit | Residential | New | Issued | Installation / Repair - Residential - ¦ 1FD + 1SS: 200A SEPARATE SERVICE ¦ THIS IS SINGLE FAMILY DWELLING WITH S-SUITE & BACK LANEWAY WE ARE DOIKG ROUGH WIRING AND FINISHING AND ALSO INSTALLING NEW 200AMP SERVICE *MP-2024-00057: Issued (Heating and Cooling) January 31, 2024 ** as per DEI WWOP, house completely wired without permit, discovered when completing RW inspection of low voltage ** January 31, 2024 - DEI is removing the double permit fee after discussion with electrical contractor. >BP: To construct a 2 storey single detached house with a secondary suite located in the Basement ($900,000.00) with an open parking pad, providing 1 parking space, having vehicular access from the 20' Lane. 1. Covenant registered at the Land Title Office under CB365631 2. No Strata Titling permitted 3. External mechanical component located in rear yard, Interior component located in second floor closet 4. Bar sink located in Basement. 5. Schedule A: (A.S. Rathod) P.Eng (778.885.0551) 6. Schedule B: (A.S. Rathod) P.Eng (778.885.0551) Structural, Geotechnical 7. Schedule B: (Vishnu Suresh) P.Eng (778.885.0551) Architectural Item 1.5, Structural (glass guard only) 8. HPO: Residential Builder- (K Rise Homes Ltd.) **THIS PERMIT HAS BEEN ISSUED UNDER THE REQUIREMENTS OF VBBL #12511 (2019) ** | Ample Star Electrical Ltd.
EP-2024-00584 | 2024-01-30 | 439 W 22ND AVENUE, Vancouver, BC V5Y 2G6 | Electrical Permit | Residential | New | Issued | Installation / Repair - Residential - Installation of wiring for TV., TEL, PHONE, DATA, VACUUM & ALARM. >BP: To construct a 2 storey single detached house with a secondary suite located in the Basement ($900,000.00) with an open parking pad, providing 1 parking space, having vehicular access from the 20' Lane. 1. Covenant registered at the Land Title Office under CB365631 2. No Strata Titling permitted 3. External mechanical component located in rear yard, Interior component located in second floor closet 4. Bar sink located in Basement. 5. Schedule A: (A.S. Rathod) P.Eng (778.885.0551) 6. Schedule B: (A.S. Rathod) P.Eng (778.885.0551) Structural, Geotechnical 7. Schedule B: (Vishnu Suresh) P.Eng (778.885.0551) Architectural Item 1.5, Structural (glass guard only) 8. HPO: Residential Builder- (K Rise Homes Ltd.) **THIS PERMIT HAS BEEN ISSUED UNDER THE REQUIREMENTS OF VBBL #12511 (2019) ** | Modern Security Systems Ltd
GP-2022-04111 | 2022-12-22 | 456 W 22ND AVENUE, Vancouver, BC V5Y 2G5 | Gas Permit | Residential | Renovation - Dwelling Unit(s) only | Completed | Residential - RE&RE Furnace | Kits Plumbing and Heating Ltd
GP-2022-02747 | 2022-09-13 | 462 W 22ND AVENUE, Vancouver, BC V5Y 2G5 | Gas Permit | Residential | Renovation | Completed | Residential - re re tankless water heater | Lambert Plumbing & Heating Ltd
GP-2022-00244 | 2022-01-27 | 16 W 23RD AVENUE, Vancouver, BC V5Y 2G7 | Gas Permit | Residential | Renovation | Completed | Residential - To remove existing water heater and boiler. To replace with Combi Boiler. | Lew Plumbing And Heating Ltd
GP-2022-04116 | 2022-12-23 | 16 W 23RD AVENUE, Vancouver, BC V5Y 2G7 | Gas Permit | Residential | Renovation | Completed | Residential - Remove old gas range and connect new one | RAHELU PLUMBING & HEATING LTD.
GP-2023-03214 | 2023-10-24 | 27 W 23RD AVENUE, Vancouver, BC V5Y 2G8 | Gas Permit | Residential | Renovation - Dwelling Unit(s) only | Issued | Residential - Installing gas furnace | Reid Brothers Plumbing & Heating Ltd
GP-2023-00737 | 2023-03-03 | 40 W 23RD AVENUE, Vancouver, BC V5Y 2G7 | Gas Permit | Residential | Renovation | Completed | Residential - RE N RE - replacing boiler | Reactive Plumbing & Heating Ltd
GP-2023-00424 | 2023-02-06 | 46 W 23RD AVENUE, Vancouver, BC V5Y 2G7 | Gas Permit | Residential | Renovation - Dwelling Unit(s) only | Completed | Residential - Upgrading mid efficiency furnace to high efficiency furnace | Costello and Co. Plumbing Inc
GP-2023-00679 | 2023-02-24 | 54 W 23RD AVENUE, Vancouver, BC V5Y 2G7 | Gas Permit | Residential | Renovation | Completed | Residential - upflow gas furnace | Hillcrest Plumbing & Heating (1991) Ltd
PP-2022-00801 | 2022-03-09 | 3272 W 27TH AVENUE, Vancouver, BC V6L 1W8 | Plumbing Permit | Residential | New | Completed | Residential - 1FD - Irrigation system To construct a 2 storey + cellar one-family dwelling with a detached accessory building (garage), at the rear providing 3 parking spaces, having vehicular access from the lane. 1. A/C unit proposed in rear Yard 2. Bar sink located in Cellar Bar | Lucky Five Eight Plumbing & Heating Ltd
EP-2024-00321 | 2024-01-11 | 3282 W 27TH AVENUE, Vancouver, BC V6L 1W8 | Electrical Permit | Residential | New | Issued | Temporary Power - Residential - To provide temporary power. | Aidea Solutions Ltd
EP-2023-08160 | 2023-09-08 | 3880 W 23RD AVENUE, Vancouver, BC V6S 1K9 | Electrical Permit | Residential | New | Issued | Temporary Power - Residential - To provide temporary power. | G.S.G. Electric Ltd.
EP-2023-03591 | 2023-04-27 | 989 W 28TH AVENUE, Vancouver, BC V6H 2N4 | Electrical Permit | Commercial | Renovation | Issued | Installation / Repair - Commercial - Taking out a heat detector and getting the Firealarm verification. Heat detector is in the bottom of a future elevator that is not going in; so it’s not needed; yes originally was needed if elevator was going in; the location is in the south east corner of the building. The Firealarm company said it’s not needed. | David Stein
GP-2023-04172 | 2023-12-22 | 1575 W 28TH AVENUE, Vancouver, BC V6J 2Y4 | Gas Permit | Residential | Renovation | Issued | Residential - Installing gas boiler. | Reid Brothers Plumbing & Heating Ltd
GP-2022-02172 | 2022-07-26 | 2029 W 28TH AVENUE, Vancouver, BC V6J 2Y8 | Gas Permit | Residential | Tenant Improvement | Completed | Residential - removal & replacement of a hot water tank | Daniel Paul John
MP-2023-00383 | 2023-03-15 | 482 W 21ST AVENUE, Vancouver, BC V5Y 2E7 | Mechanical Permit | NULL | NULL | Issued | NULL | Ashton Service Group/Ashton Mechanical Ltd.
EP-2023-01590 | 2023-03-16 | 482 W 21ST AVENUE, Vancouver, BC V5Y 2E7 | Electrical Permit | Residential | Renovation | Issued | Installation / Repair - Residential - We are installing a circuit for a heat pump, disconnect and whip kit. *MP-2023-00383 | Douglas Millington o/a Moose Electric
PP-2023-00889 | 2023-03-15 | 576 W 21ST AVENUE, Vancouver, BC V5Z 1Y7 | Plumbing Permit | Residential | New | Issued | Residential - One outside sump | East West Excavating 2022 ltd
SP-2023-01303 | 2023-07-19 | 576 W 21ST AVENUE, Vancouver, BC V5Z 1Y7 | Sprinkler Permit | Residential | New | Issued | Residential - installation of a new fire sprinkler system >BP: Exterior alterations to remove footings, foundation, slab, sanitary, plumbing, finishes, lighting, mechanical, doors, windows, remove basement & upper floor walls to stud and portion of the roof; slab lowered 17", new footings, foundation, walls, wing walls at the front, new deck, patio and stairs at the rear, new doors, windows, rain screen & cladding of the entire building; Interior alteration - new walls, doors, paint and finishes throughout this existing 2 & 1/2 storey one family dwelling and to construct a new detached two car garage having vehicular access from the lane on this inside with lane site. | CENTRE LINE FIRE SPRINKLERS LTD
PP-2023-02556 | 2023-07-19 | 576 W 21ST AVENUE, Vancouver, BC V5Z 1Y7 | Plumbing Permit | Residential | New | Issued | Residential - New sfd >BP: Exterior alterations to remove footings, foundation, slab, sanitary, plumbing, finishes, lighting, mechanical, doors, windows, remove basement & upper floor walls to stud and portion of the roof; slab lowered 17", new footings, foundation, walls, wing walls at the front, new deck, patio and stairs at the rear, new doors, windows, rain screen & cladding of the entire building; Interior alteration - new walls, doors, paint and finishes throughout this existing 2 & 1/2 storey one family dwelling and to construct a new detached two car garage having vehicular access from the lane on this inside with lane site. | One Stop Mechanical Ltd
GP-2023-02128 | 2023-07-18 | 576 W 21ST AVENUE, Vancouver, BC V5Z 1Y7 | Gas Permit | Residential | Renovation | Issued | Residential - 1 Range, 1 Water Heater, 2 BBQ, 1 Fireplace & 1 Dryer >BP: Exterior alterations to remove footings, foundation, slab, sanitary, plumbing, finishes, lighting, mechanical, doors, windows, remove basement & upper floor walls to stud and portion of the roof; slab lowered 17", new footings, foundation, walls, wing walls at the front, new deck, patio and stairs at the rear, new doors, windows, rain screen & cladding of the entire building; Interior alteration - new walls, doors, paint and finishes throughout this existing 2 & 1/2 storey one family dwelling ***Amendment- October 23, 2023 - Added 1 Fireplace & 1 Dryer | One Stop Mechanical Ltd
EP-2023-06181 | 2023-07-24 | 576 W 21ST AVENUE, Vancouver, BC V5Z 1Y7 | Electrical Permit | Residential | Addition | Issued | Installation / Repair - Residential - ¦ 1FD/ 200A ¦ new electrical wiring will be install -New electrical wiring will be install for whole house ,heat pump ,all new branch circuits,lights ,,new 200 amps service will be install on garage *An approved mechanical permit is required for the installation of air conditioning or heat pump unit at the time of installation before an electrical inspection will be performed >BP: Exterior alterations to remove footings, foundation, slab, sanitary, plumbing, finishes, lighting, mechanical, doors, windows, remove basement & upper floor walls to stud and portion of the roof; slab lowered 17", new footings, foundation, walls, wing walls at the front, new deck, patio and stairs at the rear, new doors, windows, rain screen & cladding of the entire building; Interior alteration - new walls, doors, paint and finishes throughout this existing 2 & 1/2 storey one family dwelling and to construct a new detached two car garage having vehicular access from the lane on this inside with lane site. REV #1 (R. Foster) issued August 17, 2022 for Landscape and Arborist approval of the garage drainage changed and trenching to connect to the site storm/water system. Notes: ~ Part 11 Reconstruction upgrades as per Tables 11.2.1.4.(1)-A, -B and -C ~ Energy Upgrade: As per REUP. ~ EV charger installed in garage. ~ Separate Sprinkler permit required for installation of sprinkler system. ~ Related to Sewer and Water services upgrade permit, SW-2022-00554 ~ This permit has been issued under the VBBL 2019, with updated energy requirements as per bylaw # 12997 effective Jan 01, 2022. | AMJ ELECTRIC SERVICES INC
EP-2022-08959 | 2022-10-20 | 576 W 21ST AVENUE, Vancouver, BC V5Z 1Y7 | Electrical Permit | Residential | New | Expired | Temporary Power - Residential - To provide temporary power. | AMJ ELECTRIC SERVICES INC
GP-2023-02834 | 2023-09-27 | 576 W 21ST AVENUE, Vancouver, BC V5Z 1Y7 | Gas Permit | Residential | Renovation | Issued | Residential - Installation of 1 gas fireplace - venting and hook up only >BP: Exterior alterations to remove footings, foundation, slab, sanitary, plumbing, finishes, lighting, mechanical, doors, windows, remove basement & upper floor walls to stud and portion of the roof; slab lowered 17", new footings, foundation, walls, wing walls at the front, new deck, patio and stairs at the rear, new doors, windows, rain screen & cladding of the entire building; Interior alteration - new walls, doors, paint and finishes throughout this existing 2 & 1/2 storey one family dwelling and to construct a new detached two car garage having vehicular access from the lane on this inside with lane site. | Urban Fireplaces Ltd
EP-2023-08320 | 2023-09-15 | 576 W 21ST AVENUE, Vancouver, BC V5Z 1Y7 | Electrical Permit | Residential | New | Issued | Installation / Repair - Residential - Installation of Structured wiring, Doorbell, Surveillance Cameras, Security Alarm. >BP: Exterior alterations to remove footings, foundation, slab, sanitary, plumbing, finishes, lighting, mechanical, doors, windows, remove basement & upper floor walls to stud and portion of the roof; slab lowered 17", new footings, foundation, walls, wing walls at the front, new deck, patio and stairs at the rear, new doors, windows, rain screen & cladding of the entire building; Interior alteration - new walls, doors, paint and finishes throughout this existing 2 & 1/2 storey one family dwelling and to construct a new detached two car garage having vehicular access from the lane on this inside with lane site. Retention drawings, Retention Assurance letter, Structural Schedule B and Sequence of Construction letter (to ensure construction is carried out in a manner to retain the building on site at all times) submitted by Kejian Ma, P. Eng. of GBS Engineering Group Ltd., Tel: 604 599-8890. Geotechnical Temporary & Permanent Schedule B submitted by Heqing Jian, P. Eng. of GeoCan Engineering Inc., Tel: 778 987-7461. Front yard, side yard, rear yard and Building depth relaxed, flat roof (changed from sloped) accepted, RS-5 design guidelines not applicable per S. Erichsen Jan 5, 2022. Ok for DB to retain conditional, existing non-conforming FSR (not earned by character retention) with 50% retention of Building per Development Planner, Shadi Sajjad, Apr. 26, 2022. REV #1 (R. Foster) issued August 17, 2022 for Landscape and Arborist approval of the garage drainage changed and trenching to connect to the site storm/water system. | Vancouver Audiospace Home Control Ltd
MP-2023-01984 | 2023-11-07 | 576 W 21ST AVENUE, Vancouver, BC V5Z 1Y7 | Mechanical Permit | NULL | NULL | Issued | NULL | Advance Air Solutions Ltd
NULL | NULL | 576 W 21ST AVENUE, Vancouver, BC V5Z 1Y7 | Electrical Permit | Residential | New | Draft | Temporary Power - Residential - To provide temporary power. | NULL
EP-2023-09837 | 2023-10-31 | 576 W 21ST AVENUE, Vancouver, BC V5Z 1Y7 | Electrical Permit | Residential | New | Issued | Temporary Power - Residential - To provide temporary power. | AMJ ELECTRIC SERVICES INC
GP-2022-02388 | 2022-08-15 | 584 W 21ST AVENUE, Vancouver, BC V5Z 1Y7 | Gas Permit | Residential | Renovation - Dwelling Unit(s) only | Completed | Residential - BOIELR replacement | Heatco Furnace Services Ltd
GP-2023-03590 | 2023-11-17 | 592 W 21ST AVENUE, Vancouver, BC V5Z 1Y7 | Gas Permit | Residential | Tenant Improvement | Issued | Residential - replacing furnace | Coleman Heating Inc
EP-2023-10564 | NULL | 592 W 21ST AVENUE, Vancouver, BC V5Z 1Y7 | Electrical Permit | Residential | Addition | Applicant Revisions | Installation / Repair - Residential - Heat Pump Wiring, 30 amp Circuit Breaker to Unit MP-2023-02185: Issued (Heating and Cooling) | Macrae&King Power Inc
MP-2023-02185 | 2023-12-07 | 592 W 21ST AVENUE, Vancouver, BC V5Z 1Y7 | Mechanical Permit | NULL | NULL | Completed | NULL | Ferenc Nagy
MP-2023-00507 | 2023-03-27 | 616 W 21ST AVENUE, Vancouver, BC V5Z 1Y8 | Mechanical Permit | NULL | NULL | Completed | NULL | Vector Home Services Inc
EP-2023-02100 | 2023-06-20 | 616 W 21ST AVENUE, Vancouver, BC V5Z 1Y8 | Electrical Permit | Residential | Addition | Completed | Installation / Repair - Residential - Install 2- # 12 awg circuit for mini split heat pump Heat Pump 1: 2420W Heat Pump 2: 2420W *MP-2023-00507: Issued (Cooling) *Heat pump loads provided on load calculation to comply with the installation | Vector Home Services Inc
GP-2023-01852 | 2023-06-17 | 645 W 21ST AVENUE, Vancouver, BC V5Z 1Y9 | Gas Permit | Residential | Renovation | Completed | Residential - Replace boiler in basement. | Canadian Care Heating & Cooling Ltd
EP-2022-03089 | 2022-06-13 | 653 W 21ST AVENUE, Vancouver, BC V5Z 1Y9 | Electrical Permit | Residential | Addition | Completed | Installation / Repair - Residential - run wire from the panel to the heat pump / AC unit and install double pole 30A breaker and outdoor disconucet -heat pump doesn’t affect the load and the company how’s installed it is Millani | Canadian Eagle Electric Ltd
EP-2023-02445 | 2023-03-22 | 660 W 21ST AVENUE, Vancouver, BC V5Z 1Y8 | Electrical Permit | Residential | Addition | Completed | Installation / Repair - Residential - Upgrade service from 100A to 200A. | Powerful Electric Ltd
EP-2023-00701 | 2023-01-31 | 672 W 21ST AVENUE, Vancouver, BC V5Z 1Y8 | Electrical Permit | Residential | Renovation | Completed | Installation / Repair - Residential - move service from house to new lane way house stay same 100 amps | O J ELECTRIC LTD
PP-2023-00214 | 2023-01-20 | 672 W 21ST AVENUE, Vancouver, BC V5Z 1Y8 | Plumbing Permit | Residential | Renovation | Issued | Residential - Sump | Octiscapes Site Services Ltd
GP-2023-03207 | 2023-10-24 | 682 W 21ST AVENUE, Vancouver, BC V5Z 1Y8 | Gas Permit | Residential | Tenant Improvement | Completed | Residential - Replacing old gas hot water tank with tankless water tank | 0994152 BC Ltd
EP-2023-08965 | 2023-10-23 | 682 W 21ST AVENUE, Vancouver, BC V5Z 1Y8 | Electrical Permit | Residential | Tenant Improvement | Issued | Installation / Repair - Residential - ¦ 1FD/ HP ¦ Electrical to outdoor heat pump *MP-2023-01787: Issued (Heating and Cooling) | 0994152 BC Ltd
MP-2023-01787 | 2023-10-04 | 682 W 21ST AVENUE, Vancouver, BC V5Z 1Y8 | Mechanical Permit | NULL | NULL | Completed | NULL | 0994152 BC Ltd
GP-2023-00116 | 2023-01-11 | 693 W 21ST AVENUE, Vancouver, BC V5Z 1Y9 | Gas Permit | Residential | Addition | Completed | Residential - re and re gas range | Christopher Sterling
GP-2023-00174 | 2023-01-16 | 902 W 21ST AVENUE, Vancouver, BC V5Z 1Z1 | Gas Permit | Residential | Tenant Improvement | Completed | Residential - RE N RE - Replace old tank water heater with high efficient tankless water heater. | 1380102 BC Ltd
EP-2023-08012 | 2023-09-05 | 2690 W 21ST AVENUE, Vancouver, BC V6L 1K1 | Electrical Permit | Residential | Tenant Improvement | Completed | Installation / Repair - Residential - Service upgrade from 100A to 200A. | Vanflow Electrical Ltd
EP-2023-08590 | 2023-10-10 | 2690 W 21ST AVENUE, Vancouver, BC V6L 1K1 | Electrical Permit | Residential | Renovation | Issued | Installation / Repair - Residential - adding a washing machine, a dryer, 2 ranges, 2 fridges, 2 range hoods, 4 counter receptacles -These appliances are all electric | Vanflow Electrical Ltd
EP-2022-01658 | 2022-03-01 | 2711 W 21ST AVENUE, Vancouver, BC V6L 1K4 | Electrical Permit | Residential | New | Completed | Installation / Repair - Residential - Installation of hydro new 200 A with dual meter base overhead service at Lane way house. Demolition of existing 100A overhead service at main house and replacing with underground feeder from the new dual meter base at the new lane way house. | Sy Teh Engineering Ltd
GP-2022-01648 | 2022-05-30 | 132 W 22ND AVENUE, Vancouver, BC V5Y 2G1 | Gas Permit | Residential | Renovation - Dwelling Unit(s) only | Completed | Residential - Installing gas furnace | Reid Brothers Plumbing & Heating Ltd
GP-2022-02032 | 2022-07-08 | 132 W 22ND AVENUE, Vancouver, BC V5Y 2G1 | Gas Permit | Residential | Renovation - Dwelling Unit(s) only | Completed | Residential - On-Demand Water Heater Replacement | Reid Brothers Plumbing & Heating Ltd
EP-2023-03819 | 2023-05-03 | 3919 W 23RD AVENUE, Vancouver, BC V6S 1L1 | Electrical Permit | Residential | Addition | Completed | Installation / Repair - Residential - Subject to the EP-2023-03610, Applying this permit to disconnect & Reconnect the electrical service to the Main house, install the new 100A main panel in the garage and underground sub-feed back to the main house by #1-3c ACWU cable. | Guy Line Electric Ltd
EP-2023-09386 | NULL | 3935 W 23RD AVENUE, Vancouver, BC V6S 1L1 | Electrical Permit | Residential | Addition | Cancelled | Installation / Repair - Residential - ***HOMEOWNER PERMIT*** Installation of wiring and receptacles on the addition, 400sq ft main floor and 400 sq ft lower floor (ground level). *CF-2021-009008 >BP: To add to the rear of the main floor, basement floor and interior alterations to this existing one family dwelling building on this site. NOTE:-Existing west side yard non-conforming, relax east sideyard to match existing has been reviewed and noted as per J. Boldt Sept 15/99. -Area under existing sundeck not to be enclosed at anytime as per G. Mortensen Sept 20/99. | NULL
EP-2022-06286 | 2022-07-27 | 3941 W 23RD AVENUE, Vancouver, BC V6S 1L1 | Electrical Permit | Residential | Renovation | Completed | Installation / Repair - Residential - Service upgrade from 100 Amp to 200 Amp **Amend 12/16/2022** add heat pump wiring to permit MP-2022-00493 has been completed **Amend 12/19/2022** Attached is the site plans and load calculations | Mountain Point Electrical Inc.
MP-2022-00493 | 2022-10-31 | 3941 W 23RD AVENUE, Vancouver, BC V6S 1L1 | Mechanical Permit | NULL | NULL | Completed | NULL | 1236318 BC Ltd DBA Aquatech Vancouver
GP-2023-03474 | 2023-11-09 | 550 W 24TH AVENUE, Vancouver, BC V5Z 2B4 | Gas Permit | Residential | Tenant Improvement | Issued | Residential - Installation of tankless water heater | Centrum Home Comfort Inc
PP-2022-01441 | 2022-04-29 | 4042 W 29TH AVENUE, Vancouver, BC V6S 1V5 | Plumbing Permit | Residential | New | Completed | Residential - 1FD #1 - lawn irrigation and backflow prevention To construct a 2 storey + cellar one-family dwelling with detached two car garage at the rear providing 2 parking spaces, having vehicular access from the lane. 1. A/C unit proposed in Rear Yard 2. Bar sink located in Cellar Open Recreation Room | Sun Gardening & Landscaping Services Ltd
EP-2022-07388 | 2022-09-01 | 4069 W 29TH AVENUE, Vancouver, BC V6S 1V4 | Electrical Permit | Residential | Renovation | Completed | Installation / Repair - Residential - Rewire main service as meterbase will come from new laneway house. Amend: Oct 26, 2022 main panel is 100amps not 125amps | Santec Electric Inc
PP-2022-02918 | 2022-08-22 | 3349 W 27TH AVENUE, Vancouver, BC V6S 1P5 | Plumbing Permit | Residential | New | Completed | Residential - Lawn irrigation system | Zhongmin Zhao DBA Colorful Garden
GP-2023-03200 | 2023-10-24 | 3356 W 27TH AVENUE, Vancouver, BC V6S 1P6 | Gas Permit | Residential | Addition | Issued | Residential - 2 Gas fireplaces installation | Vaglio Fireplace LTD
GP-2022-02381 | 2022-08-12 | 3388 W 27TH AVENUE, Vancouver, BC V6S 1P6 | Gas Permit | Residential | Tenant Improvement | Completed | Residential - Boiler Replacement. | Wah Fai Plumbing & Heating Inc
EP-2022-09612 | 2022-11-22 | 3439 W 27TH AVENUE, Vancouver, BC V6S 1P5 | Electrical Permit | Residential | Renovation | Issued | Installation / Repair - Residential - UPGRADE POT LIGHTS TO LED IN BASEMENT -CF-2022-010088 | Troico Home Solutions & Manufacturing Inc
PP-2022-03586 | 2022-10-07 | 3439 W 27TH AVENUE, Vancouver, BC V6S 1P5 | Plumbing Permit | Residential | Renovation | Issued | Residential - Re and re showers and bath tub | Vancity Plumbing & Heating Ltd
GP-2022-02823 | 2022-09-21 | 3514 W 27TH AVENUE, Vancouver, BC V6S 1P8 | Gas Permit | Residential | New | Issued | Residential - To install ONE each of the following: boiler, range, BBQ and fireplace There is pipping for BBQ >BP: 2 STOREY 1FD + LWH w/ Garage To construct a 2 storey one-family dwelling with Basement ($1,158,000.00) and Laneway House (under separate Permit DB-2018-06505) with an attached garage and 1 open parking pad, providing a total of 3 parking spaces, having vehicular access from the 20' Lane. | JOT MECHANICAL LTD
SP-2022-01348 | 2022-08-23 | 3514 W 27TH AVENUE, Vancouver, BC V6S 1P8 | Sprinkler Permit | Residential | New | Issued | Residential - New sprinkler system for: >BP: 2 STOREY 1FD + LWH w/ Garage To construct a 2 storey one-family dwelling with Basement ($1,158,000.00) and Laneway House (under separate Permit DB-2018-06505) with an attached garage and 1 open parking pad, providing a total of 3 parking spaces, having vehicular access from the 20' Lane. 1. Covenant registered at the Land Title Office under CA7492559 2. No Strata Titling permitted 3. A/C Unit proposed – Ext. component located in Rear Yard sunken patio, Int. component located at 2nd floor hall closet 4. Bar sink located in Basement Rec Rm. 5. Schedule B: (A.C.M. Wang) P.Eng (604.618.6236) Structural and Geotechnical 6. HPO: Residential Builder- (Max-Pro Construction Ltd.) Note: This is a 2 storey building pursuant to the Zoning and Development By-Law Note: This is a BP and DP – associated DP-2017-00629 The entire building to be sprinklered to NFPA 13D Enhanced **THIS PERMIT HAS BEEN ISSUED UNDER THE REQUIREMENTS OF VBBL 2014 AND THE GREEN HOMES PROGRAM** ****ALL PROJECT COORINATOR NOTES MADE ON THE DRAWING HAS BEEN ACCEPTED BY THE APPLICANT**** | Haven Fire Protection Ltd
GP-2022-01654 | 2022-05-31 | 3519 W 27TH AVENUE, Vancouver, BC V6S 1P7 | Gas Permit | Residential | Renovation | Completed | Residential - HWT re&re | Ferenc Nagy
PP-2022-01814 | 2022-05-30 | 905 W 21ST AVENUE, Vancouver, BC V5Z 1Z2 | Plumbing Permit | Residential | New | Completed | Residential - New plumbing in single family residential >BP: To construct a 2 storey one-family dwelling with a secondary suite located in the Basement/Cellar ($868,250) with an open parking pad, providing 1 parking space, having vehicular access from the 20' Lane. The entire building, INCLUDING THE ATTACHED GARAGE (if applicable), to be sprinklered to NFPA 13D. Note: Parking for this site is under LWH DB-2020-01412 1. Covenant registered at the Land Title Office under CA8013843 2. No Strata Titling permitted 3. A/C proposed – Exterior component located in Rear Yard, Interior component located on Second Floor 5. Schedule B: Alan Prahalad P.Eng (604.831.1431) Structural and Geotechnical 7. HPO: Residential Builder- Mercia Construction Ltd. Note: This is a 2 storey building pursuant to the Zoning and Development By-Law Address Information: Building 1 #1 - 905 W 21st Av - One Dwelling (1st and 2nd storey) #2 - 905 W 21st Av - Secondary Suite (basement) Building 2 3653 Laurel St - Laneway House (1.5 storey) Addresses have been assigned per the approved plans, access to the rear unit is from the West side and access to the laneway house is on Laurel St. This access must be provided & maintained at all times and the building addresses posted to be visible from the street in accordance with the Building By-law. **THIS PERMIT HAS BEEN ISSUED UNDER THE REQUIREMENTS OF VBBL #12511 (2019).** | ASPRA PLUMBING & HEATING LTD.
EP-2022-03778 | 2022-05-09 | 905 W 21ST AVENUE, Vancouver, BC V5Z 1Z2 | Electrical Permit | Residential | New | Expired | Temporary Power - Residential - To provide temporary power. | Kooner Electrical Ltd
PP-2022-01096 | 2022-03-31 | 905 W 21ST AVENUE, Vancouver, BC V5Z 1Z2 | Plumbing Permit | Residential | New | Completed | Residential - sumps | JVT EXCAVATING & DEMOLITION LTD
SP-2022-01341 | 2022-08-22 | 905 W 21ST AVENUE, Vancouver, BC V5Z 1Z2 | Sprinkler Permit | Residential | New | Completed | Residential - To Install 36 sprinkler heads >BP: To construct a 2 storey one-family dwelling with a secondary suite located in the Basement/Cellar ($868,250) with an open parking pad, providing 1 parking space, having vehicular access from the 20' Lane. The entire building, INCLUDING THE ATTACHED GARAGE (if applicable), to be sprinklered to NFPA 13D. Note: Parking for this site is under LWH DB-2020-01412 1. Covenant registered at the Land Title Office under CA8013843 2. No Strata Titling permitted 3. A/C proposed – Exterior component located in Rear Yard, Interior component located on Second Floor 5. Schedule B: Alan Prahalad P.Eng (604.831.1431) Structural and Geotechnical 7. HPO: Residential Builder- Mercia Construction Ltd. Note: This is a 2 storey building pursuant to the Zoning and Development By-Law | General Sprinkler Systems Ltd
EP-2022-07209 | 2022-08-26 | 905 W 21ST AVENUE, Vancouver, BC V5Z 1Z2 | Electrical Permit | Residential | New | Completed | Installation / Repair - Residential - Alarm, Data, CCTV - Prewire / Finish >BP: To construct a 2 storey one-family dwelling with a secondary suite located in the Basement/Cellar ($868,250) with an open parking pad, providing 1 parking space, having vehicular access from the 20' Lane. The entire building, INCLUDING THE ATTACHED GARAGE (if applicable), to be sprinklered to NFPA 13D. Note: Parking for this site is under LWH DB-2020-01412 1. Covenant registered at the Land Title Office under CA8013843 2. No Strata Titling permitted 3. A/C proposed – Exterior component located in Rear Yard, Interior component located on Second Floor 5. Schedule B: Alan Prahalad P.Eng (604.831.1431) Structural and Geotechnical 7. HPO: Residential Builder- Mercia Construction Ltd. Note: This is a 2 storey building pursuant to the Zoning and Development By-Law **THIS PERMIT HAS BEEN ISSUED UNDER THE REQUIREMENTS OF VBBL #12511 (2019).** | Vantech Communications Ltd.
EP-2022-05599 | 2022-08-03 | 905 W 21ST AVENUE, Vancouver, BC V5Z 1Z2 | Electrical Permit | Residential | New | Completed | Installation / Repair - Residential - Rough Wire, Service, and Finishing to be completed. MAIN HOUSE 125A LANEWAY 125A MAIN SERVICE 200A >BP: To construct a 2 storey one-family dwelling with a secondary suite located in the Basement/Cellar ($868,250) with an open parking pad, providing 1 parking space, having vehicular access from the 20' Lane. The entire building, INCLUDING THE ATTACHED GARAGE (if applicable), to be sprinklered to NFPA 13D. Note: Parking for this site is under LWH DB-2020-01412 1. Covenant registered at the Land Title Office under CA8013843 2. No Strata Titling permitted 3. A/C proposed – Exterior component located in Rear Yard, Interior component located on Second Floor 5. Schedule B: Alan Prahalad P.Eng (604.831.1431) Structural and Geotechnical 7. HPO: Residential Builder- Mercia Construction Ltd. Note: This is a 2 storey building pursuant to the Zoning and Development By-Law **THIS PERMIT HAS BEEN ISSUED UNDER THE REQUIREMENTS OF VBBL #12511 (2019).** | Kooner Electrical Ltd
GP-2022-02009 | 2022-07-06 | 905 W 21ST AVENUE, Vancouver, BC V5Z 1Z2 | Gas Permit | Residential | New | Completed | Residential - New gas piping. >BP: To construct a 2 storey one-family dwelling with a secondary suite located in the Basement/Cellar ($868,250) with an open parking pad, providing 1 parking space, having vehicular access from the 20' Lane. The entire building, INCLUDING THE ATTACHED GARAGE (if applicable), to be sprinklered to NFPA 13D. Note: Parking for this site is under LWH DB-2020-01412 1. Covenant registered at the Land Title Office under CA8013843 2. No Strata Titling permitted 3. A/C proposed – Exterior component located in Rear Yard, Interior component located on Second Floor 5. Schedule B: Alan Prahalad P.Eng (604.831.1431) Structural and Geotechnical 7. HPO: Residential Builder- Mercia Construction Ltd. Note: This is a 2 storey building pursuant to the Zoning and Development By-Law | ASPRA PLUMBING & HEATING LTD.
PP-2023-01781 | 2023-05-23 | 905 W 21ST AVENUE, Vancouver, BC V5Z 1Z2 | Plumbing Permit | Residential | New | Cancelled | Residential - install 3/4" dcva >BP: To construct a 2 storey one-family dwelling with a secondary suite located in the Basement/Cellar with an open parking pad, providing 1 parking space, having vehicular access from the 20' Lane. | Permanent Irrigation DBA: SUPREME SPRINKLERS INC.
PP-2023-02281 | 2023-06-27 | 905 W 21ST AVENUE, Vancouver, BC V5Z 1Z2 | Plumbing Permit | Residential | New | Completed | Residential - 1FD+SS - install 3/4" DCVA - lawn irrigation | Permanent Irrigation DBA: SUPREME SPRINKLERS INC.
GP-2022-00842 | 2022-03-17 | 914 W 21ST AVENUE, Vancouver, BC V5Z 1Z1 | Gas Permit | Residential | Tenant Improvement | Completed | Residential - Re Re Furnace | Moore & Russell Heating Ltd
EP-2022-06663 | 2022-08-09 | 928 W 21ST AVENUE, Vancouver, BC V5Z 1Z1 | Electrical Permit | Residential | Addition | Completed | Installation / Repair - Residential - Upgrading electrical service to 200 A | Ciprian Romeo Barbu
GP-2022-02227 | 2022-07-28 | 943 W 21ST AVENUE, Vancouver, BC V5Z 1Z2 | Gas Permit | Residential | Tenant Improvement | Completed | Residential - decommissioning and removal of gas furnace | 0994152 BC Ltd
EP-2022-06797 | NULL | 943 W 21ST AVENUE, Vancouver, BC V5Z 1Z2 | Electrical Permit | Residential | Tenant Improvement | Application Incomplete | Installation / Repair - Residential - Electrical to heat pump unit | 0994152 BC Ltd
GP-2022-02093 | 2022-07-15 | 79 W 20TH AVENUE, Vancouver, BC V5Y 2C2 | Gas Permit | Residential | Renovation | Completed | Residential - Hot Water Tank Replacement | Hillcrest Plumbing & Heating (1991) Ltd
EP-2022-08707 | 2022-10-20 | 80 W 20TH AVENUE, Vancouver, BC V5Y 2C1 | Electrical Permit | Residential | Renovation | Completed | Installation / Repair - Residential - Electrical Supply for Heatpump MP-2022-00346 | Milani Electric Limited
MP-2022-00346 | 2022-10-04 | 80 W 20TH AVENUE, Vancouver, BC V5Y 2C1 | Mechanical Permit | NULL | NULL | Completed | NULL | Milani Electric Limited
PP-2022-03974 | 2022-11-03 | 85 W 20TH AVENUE, Vancouver, BC V5Y 2C2 | Plumbing Permit | Residential | New | Completed | Residential - New plumbing To construct a 2 storey + basement one-family dwelling with a secondary suite located in the basement with a detached accessory building (Laneway House), at the rear providing 2 parking spaces, having vehicular access from the lane. Note: This is a 2 storey building pursuant to the Zoning and Development By-Law 1- Covenant registered at the Land Title Office under CA9615893 2- No strata titling permitted 3- Bar sink proposed 4- A/C unit proposed 5- Schedule B: XUE LI CHEN P.Eng (778-235-5447) Structural, Geotechnical & Architectural 6- HPO: Residential Builder – DUAL C CONSTRUCTION & MANAGEMENT INC. 39760. 7- Entire Building to have NFPA 13-D | GILCO PLUMBING HEATING & GAS FITTING LTD
MP-2022-00509 | 2022-11-02 | 85 W 20TH AVENUE, Vancouver, BC V5Y 2C2 | Mechanical Permit | NULL | NULL | Completed | NULL | GILCO PLUMBING HEATING & GAS FITTING LTD
PP-2022-03148 | 2022-09-12 | 85 W 20TH AVENUE, Vancouver, BC V5Y 2C2 | Plumbing Permit | Residential | New | Completed | Residential - SUMP | Van-City Excavating Ltd
PP-2022-02362 | 2022-07-08 | 85 W 20TH AVENUE, Vancouver, BC V5Y 2C2 | Plumbing Permit | Residential | New | Completed | Residential - - Sumps >BP: To construct a 2 storey + basement one-family dwelling with a secondary suite ($799,167.50) located in the basement with a detached accessory building (Laneway House), at the rear providing 2 parking spaces, having vehicular access from the lane. | Van-City Excavating Ltd
EP-2022-05203 | 2022-07-14 | 85 W 20TH AVENUE, Vancouver, BC V5Y 2C2 | Electrical Permit | Residential | New | Completed | Installation / Repair - Residential - New one family dwelling with secondary suite. Main house. 200A Main service. 2 Meters (Main house + Laneway house). 125A Main breaker for main house. 125A Main breaker for laneway house. >BP: To construct a 2 storey + basement one-family dwelling with a secondary suite ($799,167.50) located in the basement with a detached accessory building (Laneway House), at the rear providing 2 parking spaces, having vehicular access from the lane. Note: This Building Permit will remain in a suspended status until the associated (green) Demolition Permit BP-2021-01848 is completed. Note: This is a 2 storey building pursuant to the Zoning and Development By-Law 1- Covenant registered at the Land Title Office under CA9615893 2- No strata titling permitted 3- Bar sink proposed 4- A/C unit proposed 5- Schedule B: XUE LI CHEN P.Eng (778-235-5447) Structural, Geotechnical & Architectural 6- HPO: Residential Builder – DUAL C CONSTRUCTION & MANAGEMENT INC. 39760. 7- Entire Building to have NFPA 13-D Address Note: #1-85 W 20th Av - One Family Dwelling (1st & 2nd floor, south portion of basement) #2-85 W 20th Av - Secondary Suite (north portion of basement) Address and suite numbers assigned as per approved plans for Fire and Emergency response. The address number is to be posted on the building to be visible from the street and the suite numbers are to be posted at the suite entries in accordance with the Building By-law prior to final inspection. ****ALL PROJECT COORDINATOR NOTES HAS BEEN ACCEPTED BY THE APPLICANT**** ******THIS PERMIT HAS BEEN ISSUED UNDER THE REQUIREMENTS OF VBBL #12511 (2019)****** | Oscar Electric Ltd
SP-2023-00244 | 2023-02-09 | 85 W 20TH AVENUE, Vancouver, BC V5Y 2C2 | Sprinkler Permit | Residential | New | Completed | Residential - 1FD+SS - #1 & #2 - To install fire sprinkler system in SFD >DB: To construct a 2 storey + basement one-family dwelling with a secondary suite located in the basement with a detached accessory building (Laneway House), at the rear providing 2 parking spaces, having vehicular access from the lane. Note: This Building Permit will remain in a suspended status until the associated (green) Demolition Permit BP-2021-01848 is completed. Note: This is a 2 storey building pursuant to the Zoning and Development By-Law 1- Covenant registered at the Land Title Office under CA9615893 2- No strata titling permitted 3- Bar sink proposed 4- A/C unit proposed 7- Entire Building to have NFPA 13-D | Max Fire Pro Ltd
GP-2023-00496 | 2023-02-15 | 85 W 20TH AVENUE, Vancouver, BC V5Y 2C2 | Gas Permit | Residential | New | Completed | Residential - New Gas appliances >BP: To construct a 2 storey + basement one-family dwelling with a secondary suite ($799,167.50) located in the basement with a detached accessory building (Laneway House), at the rear providing 2 parking spaces, having vehicular access from the lane | GILCO PLUMBING HEATING & GAS FITTING LTD
EP-2023-01990 | 2023-03-07 | 85 W 20TH AVENUE, Vancouver, BC V5Y 2C2 | Electrical Permit | Residential | New | Issued | Temporary Power - Residential - To provide temporary power. | Oscar Electric Ltd
GP-2023-00575 | 2023-04-13 | 85 W 20TH AVENUE, Vancouver, BC V5Y 2C2 | Gas Permit | Residential | New | Completed | Residential - 1 Fireplace Installation and Venting >BP: To construct a 2 storey + basement one-family dwelling with a secondary suite ($799,167.50) located in the basement with a detached accessory building (Laneway House), at the rear providing 2 parking spaces, having vehicular access from the lane. | EVERSHINE FIREPLACES LTD
EP-2023-02499 | 2023-03-23 | 85 W 20TH AVENUE, Vancouver, BC V5Y 2C2 | Electrical Permit | Residential | New | Completed | Installation / Repair - Residential - Install Low Voltage wiring (networking), Complete Security Alarm, CCTV, Data, Tel., Audio, Vacuum. Rough-In and Finishing >BP: To construct a 2 storey + basement one-family dwelling with a secondary suite ($799,167.50) located in the basement with a detached accessory building (Laneway House), at the rear providing 2 parking spaces, having vehicular access from the lane. Note: This is a 2 storey building pursuant to the Zoning and Development By-Law 1- Covenant registered at the Land Title Office under CA9615893 2- No strata titling permitted 3- Bar sink proposed 4- A/C unit proposed 5- Schedule B: XUE LI CHEN P.Eng (778-235-5447) Structural, Geotechnical & Architectural 6- HPO: Residential Builder – DUAL C CONSTRUCTION & MANAGEMENT INC. 39760. 7- Entire Building to have NFPA 13-D | Magnificent Security Inc.
PP-2023-03424 | 2023-09-26 | 85 W 20TH AVENUE, Vancouver, BC V5Y 2C2 | Plumbing Permit | Residential | New | Completed | Residential - 1FD+SS - #1 & #2 - Install a back flow preventer for a lawn sprinkler system AMEND: SEPT 29/2023 REMOVE 1 METER OF PIPING AND ADD 1 OBP. | Five Elements Design and Landscape Ltd
MP-2023-02088 | 2023-11-27 | 85 W 20TH AVENUE, Vancouver, BC V5Y 2C2 | Mechanical Permit | NULL | NULL | Completed | NULL | Lumi HVAC Ltd
EP-2022-01545 | 2022-02-25 | 85 W 20TH AVENUE, Vancouver, BC V5Y 2C2 | Electrical Permit | Residential | New | Expired | Temporary Power - Residential - To provide temporary power. | Oscar Electric Ltd
EP-2022-00791 | 2022-02-28 | 105 W 20TH AVENUE, Vancouver, BC V5Y 2C4 | Electrical Permit | Residential | Renovation | Completed | Installation / Repair - Residential - Add power for A/C unit and blower Upgrade lighting throughout Build new 400 A service Install EV charger Run new data cabling -We are waiting for approval from BC Hydro to upgrade to either 2 - 200 Amp services on the property or 1 - 400A service. The amount of EV charging on site will be based on the size of service approved from BC Hydro. BC Hydro seams to be very behind on site visits at this point and is yet to schedule. | Andrew Azar
EP-2023-07615 | 2023-08-22 | 108 W 20TH AVENUE, Vancouver, BC V5Y 2C3 | Electrical Permit | Residential | New | Completed | Installation / Repair - Residential - Installation of 8.5 kW PV Array with 17 Solar Modules and 9 Micro-inverters. BP: 108 W 20th Avenue Exterior alterations only to provide for the installation of seventeen (17) flush mounted solar panels on the south portion of the existing gable roof at this existing Single Detached House. | Shift Energy Group Inc
PP-2023-00490 | 2023-02-14 | 108 W 20TH AVENUE, Vancouver, BC V5Y 2C3 | Plumbing Permit | Residential | Renovation | Completed | Residential - Previous plumbing contractor had pulled and passed plumbing rough in permit. Contractor could not finish job and closed plumbing permit. I had been called to finish job and call in for a final inspection. To continue work from previous contractor - PP-2022-02853 >BP: Interior alterations to provide improvements to this existing one family dwelling on this site. Scope of work: Re and re interior stairs. Remove rear French doors and replace with sliding door. Relocate interior walls. To validate deck in rear yard. Finishing throughout. New windows throughout. | Errington Mechanical Ltd
NULL | NULL | 108 W 20TH AVENUE, Vancouver, BC V5Y 2C3 | Plumbing Permit | Residential | Renovation | Draft | Residential - Plumbing finishing work. Installing faucets, sinks, and toilets. | NULL
GP-2022-02953 | 2022-10-03 | 108 W 20TH AVENUE, Vancouver, BC V5Y 2C3 | Gas Permit | Residential | Renovation | Completed | Residential - Tankless hot water install Interior alterations to provide improvements to this existing one family dwelling on this site. Scope of work: Re and re interior stairs. Remove rear French doors and replace with sliding door. Relocate interior walls. To validate deck in rear yard. Finishing throughout. New windows throughout. | Truth Plumbing & HVAC Ltd
PP-2022-02853 | 2022-10-07 | 108 W 20TH AVENUE, Vancouver, BC V5Y 2C3 | Plumbing Permit | Residential | Renovation | Completed | Residential - Renovation of one kitchen and two bathrooms Interior alterations to provide improvements to this existing one family dwelling on this site. Scope of work: Re and re interior stairs. Remove rear French doors and replace with sliding door. Relocate interior walls. To validate deck in rear yard. Finishing throughout. New windows throughout. | LNA Plumbing & Heating Ltd
NULL | NULL | 108 W 20TH AVENUE, Vancouver, BC V5Y 2C3 | Plumbing Permit | Residential | Renovation | Draft | Residential - Renovation of two bathrooms one kitchen | NULL
EP-2022-08469 | 2022-10-07 | 108 W 20TH AVENUE, Vancouver, BC V5Y 2C3 | Electrical Permit | Residential | Renovation | Completed | Installation / Repair - Residential - Service upgrade 100 amp to 200 amp. Plug and switches and lighting. Renovation work. >BP: Interior alterations to provide improvements to this existing one family dwelling on this site. Scope of work: Re and re interior stairs. Remove rear French doors and replace with sliding door. Relocate interior walls. To validate deck in rear yard. Finishing throughout. New windows throughout. AMEND: OCT 26/2022 ADD GROUNDING & BONDING TO INSTALLATION DETAILS AND SERVICE TO INSPECTIONS | JDM ELECTRICAL LTD
GP-2022-03849 | 2022-12-02 | 108 W 20TH AVENUE, Vancouver, BC V5Y 2C3 | Gas Permit | Residential | Renovation | Completed | Residential - Gas insert fireplace installation >BP: Interior alterations to provide improvements to this existing one family dwelling on this site. Scope of work: Re and re interior stairs. Remove rear French doors and replace with sliding door. Relocate interior walls. To validate deck in rear yard. Finishing throughout. New windows throughout. | Vaglio Fireplace LTD
NULL | NULL | 115 W 20TH AVENUE, Vancouver, BC V5Y 2C4 | Gas Permit | Residential | Renovation | Withdrawn | Residential - Re & Re Boiler | Eaton's Heating Ltd
GP-2023-03936 | 2023-12-07 | 145 W 20TH AVENUE, Vancouver, BC V5Y 2C4 | Gas Permit | Residential | Renovation | Issued | Residential - replace gas furnace and hot water tank | BNA Systems Inc and/or Kirkland Metal Shop Ltd
EP-2023-08971 | 2023-10-05 | 153 W 20TH AVENUE, Vancouver, BC V5Y 2C4 | Electrical Permit | Residential | New | Issued | Installation / Repair - Residential - Complete alarm system, prewire & finish of CCTV system, intercom system, doorbell, phone+TV combo+network. >DB: To construct a 2 storey + basement one-family dwelling with a secondary suite ($790,500) located in the basement on this site. | APC ALARM CORP
GP-2023-02929 | 2023-10-05 | 153 W 20TH AVENUE, Vancouver, BC V5Y 2C4 | Gas Permit | Residential | New | Issued | Residential - 1 Boiler, 1BBQ & 1 Fire Pit installing Gas line and appliances >BP: To construct a 2 storey + basement one-family dwelling with a secondary suite ($790,500) located in the basement on this site. | Star Heating and Cooling Ltd.
PP-2023-00227 | 2023-01-23 | 153 W 20TH AVENUE, Vancouver, BC V5Y 2C4 | Plumbing Permit | Residential | New | Issued | Residential - Sumps >BP: To construct a 2 storey + basement one-family dwelling with a secondary suite ($790,500) located in the basement on this site. Note: Parking for the site has been provided under DB-2017-02637 (Laneway House) | R B Excavating 2000 Ltd
SP-2023-00670 | 2023-04-18 | 153 W 20TH AVENUE, Vancouver, BC V5Y 2C4 | Sprinkler Permit | Residential | New | Issued | Residential - Installation of new fire sprinkler system >BP: To construct a 2 storey + basement one-family dwelling with a secondary suite located in the basement on this site. Note: Parking for the site has been provided under DB-2017-02637 (Laneway House) Note: This is a 2 storey building pursuant to the Zoning and Development By-Law. 1- Covenant registered at the Land Title Office under CA9879222 2- No strata titling permitted 3- No bar sink proposed 4- A/C unit proposed in the rear yard 5- Schedule B: Brent Loken, P.Eng. (778-997-1083) Glass Guards 5- Schedule B: Jeff Allester, P.Eng. (604-228-0518) Structural 5- Schedule B: Mahmoud Mahmoud, PhD, PEng, FEC, FG (778-891-8664) Geotechnical 4- BC Housing Residential Builder - | Fire Busters Inc
EP-2023-03303 | 2023-05-18 | 153 W 20TH AVENUE, Vancouver, BC V5Y 2C4 | Electrical Permit | Residential | New | Issued | Installation / Repair - Residential - Electrical work for a new single family home with legal suite. Laneway house is already existing. >BP: To construct a 2 storey + basement one-family dwelling with a secondary suite ($790,500) located in the basement on this site. Note: Parking for the site has been provided under DB-2017-02637 (Laneway House) >Permit Amendment Jan 04, 2024 -Work Description: Amended- "Include wall oven and baseboard heater in crawl space. Strip heater for heat pump has been taken out" -Document Review: Rejected- "Updated load calculation" ¦ Contractor to book inspection online and upload documents to the inspection for the District Electrical Inspector to review | Greenleaf Electrical Group Ltd
MP-2023-01188 | 2023-06-27 | 153 W 20TH AVENUE, Vancouver, BC V5Y 2C4 | Mechanical Permit | NULL | NULL | Issued | NULL | STARGATE PLUMBING & HEATING
PP-2023-02124 | 2023-06-16 | 153 W 20TH AVENUE, Vancouver, BC V5Y 2C4 | Plumbing Permit | Residential | New | Issued | Residential - 1FD+SS - #1 & #2 - Plumbing >DB: To construct a 2 storey + basement one-family dwelling with a secondary suite located in the basement on this site. Note: Parking for the site has been provided under DB-2017-02637 (Laneway House) Note: This is a 2 storey building pursuant to the Zoning and Development By-Law. 1- Covenant registered at the Land Title Office under CA9879222 2- No strata titling permitted 3- No bar sink proposed 4- A/C unit proposed in the rear yard ******THIS PERMIT HAS BEEN ISSUED UNDER THE REQUIREMENTS OF VBBL #12511 (2019)****** | STARGATE PLUMBING & HEATING
MP-2023-00993 | 2023-06-02 | 153 W 20TH AVENUE, Vancouver, BC V5Y 2C4 | Mechanical Permit | NULL | NULL | Completed | NULL | Pro Ace Heating & Air Conditioning Services Ltd
GP-2023-03775 | 2023-11-29 | 166 W 20TH AVENUE, Vancouver, BC V5Y 2C3 | Gas Permit | Residential | Renovation | Completed | Residential - lennox furnace and hot water tank | Hillcrest Plumbing & Heating (1991) Ltd
GP-2023-03958 | 2023-12-09 | 173 W 20TH AVENUE, Vancouver, BC V5Y 2C4 | Gas Permit | Residential | Renovation | Completed | Residential - 1 boiler re & re | ALL TIME HEATING PLUMBING & AIR CONDITIONING
EP-2022-09413 | 2022-11-04 | 196 W 23RD AVENUE, Vancouver, BC V5Y 2G9 | Electrical Permit | Commercial | NULL | Expired | Movie Set / Filming - To allow for Movie Set/Filming Applicant shall provide completed Contractor Declaration form, and dates of filming and associated location(s) to csinspection.clerks@vancouver.ca prior to the commencement of filming. Visit vancouver.ca/inspections for more details. | Filmgroup.tv Ltd
EP-2022-09210 | 2022-10-31 | 3788 W 23RD AVENUE, Vancouver, BC V6S 1K7 | Electrical Permit | Residential | Renovation | Completed | Installation / Repair - Residential - Service upgrade from 100 amps to 200 amps. Relocation of service onto private pole than dip underground to new 200--amp panel. | Wespac Electrical Contractor Ltd
GP-2023-02765 | 2023-09-22 | 368 W 23RD AVENUE, Vancouver, BC V5Y 2H3 | Gas Permit | Residential | Tenant Improvement | Completed | Residential - Boiler re + re | Lambert Plumbing & Heating
EP-2022-09719 | 2022-11-17 | 390 W 23RD AVENUE, Vancouver, BC V5Y 2H3 | Electrical Permit | Residential | Tenant Improvement | Completed | Installation / Repair - Residential - 6-50R to be installed in garage for mobile Tesla EV charger | Trudel, Daniel, DBA: Electrum Charging Solutions Inc.
EP-2022-02461 | 2022-03-28 | 395 W 23RD AVENUE, Vancouver, BC V5Y 2H2 | Electrical Permit | Residential | Renovation | Completed | Installation / Repair - Residential - Removed wiring to basement stove. Installed smoke alarm in basement bedroom. Installed GFCI receptacles near basement sink. Disconnected wiring to basement heater. Checked wiring to furnace. ( CF-2021-012294) ( CF-2021-008056) | Clay Electric Ltd
EP-2023-01797 | 2023-03-06 | 405 W 23RD AVENUE, Vancouver, BC V5Y 2H5 | Electrical Permit | Residential | Tenant Improvement | Completed | Installation / Repair - Residential - Emily knob and mast replaced due to damage (tree has been removed now) | Expert Electric Ltd
GP-2023-03897 | 2023-12-06 | 433 W 23RD AVENUE, Vancouver, BC V5Y 2H5 | Gas Permit | Residential | Addition | Completed | Residential - Furnace re/re 70,000 BTU | HAMZEH GERAMI Dba Nation Heating & Cooling
GP-2023-00696 | 2023-02-27 | 439 W 23RD AVENUE, Vancouver, BC V5Y 2H5 | Gas Permit | Residential | Addition | Completed | Residential - re and re gas range | Christopher Sterling
GP-2023-03487 | 2023-11-10 | 3566 W 23RD AVENUE, Vancouver, BC V6S 1K5 | Gas Permit | Residential | New | Completed | Residential - Combi Boiler | Pro Ace Heating & Air Conditioning Services Ltd
GP-2023-03516 | NULL | 3566 W 23RD AVENUE, Vancouver, BC V6S 1K5 | Gas Permit | Residential | New | Withdrawn | Residential - Combi Boiler | Pro Ace Heating & Air Conditioning Services Ltd
EP-2022-00986 | 2022-02-11 | 3588 W 23RD AVENUE, Vancouver, BC V6S 1K5 | Electrical Permit | Residential | Renovation | Completed | Installation / Repair - Residential - Remove range, range cable for unauthorized secondary unit. -Basement: - To remove the unauthorized kitchen - Only bar fridge and bar sink with no overhead covers - Install a bathroom and laundry room - Install a bedroom - Install furnace room (CF-2019-015495) >BP: interior alterations to validate the unauthorized work in the basement in this existing one family dwelling on this site. Scope of work includes: - No work to be done on the Main floor & Second floor Basement: - To remove the unauthorized kitchen - Only bar fridge and bar sink with no overhead covers - Install a bathroom and laundry room - Install a bedroom - Install furnace room | Anxin Electrical Inc
GP-2023-02640 | 2023-09-08 | 563 W 23RD AVENUE, Vancouver, BC V5Z 2A4 | Gas Permit | Residential | Renovation | Completed | Residential - replacement of hot water tank | Hillcrest Plumbing & Heating (1991) Ltd
EP-2022-07371 | 2022-09-06 | 567 W 23RD AVENUE, Vancouver, BC V5Z 2A4 | Electrical Permit | Residential | Renovation - Dwelling Unit(s) only | Completed | Installation / Repair - Residential - Upgrade service from 100A to 200A. New service to go inside garage and sub feed to be ran from garage to the main house panel. Install receptacle for EV charger. -Please note the A/C wattage is for future units, part of why the service needs to be upgraded first. Note: A mechanical permit is required. I have inserted the links below for your information. https://vancouver.ca/home-property-development/mechanical-permit.aspx https://vancouver.ca/files/cov/mechanical-permit.pdf | APP Electric Inc
GP-2023-00983 | 2023-03-21 | 578 W 23RD AVENUE, Vancouver, BC V5Z 2A3 | Gas Permit | Residential | Renovation | Completed | Residential - Install tankless water heater | Joyce Heating Services Ltd
GP-2022-02761 | 2022-09-16 | 587 W 23RD AVENUE, Vancouver, BC V5Z 2A4 | Gas Permit | Residential | Renovation | Issued | Residential - INSTALL 1 GAS FIREPLACE USING EXISTING GAS LINE, APPLIANCE ONLY Amended - Oct 17th 2022 The customer has decided to change the fireplace unit. The BTU's will now be 16,000 the other details of the permit remain the same. Thank you. | The LM Fireplace Warehouse Ltd.
NULL | NULL | 587 W 23RD AVENUE, Vancouver, BC V5Z 2A4 | Gas Permit | Residential | Renovation | Withdrawn | Residential - boiler replaced | NULL
GP-2022-03414 | 2022-11-02 | 587 W 23RD AVENUE, Vancouver, BC V5Z 2A4 | Gas Permit | Residential | Renovation | Completed | Residential - boiler replacement | Cannan Contracting & Services Ltd
GP-2023-02866 | 2023-09-29 | 599 W 23RD AVENUE, Vancouver, BC V5Z 2A4 | Gas Permit | Residential | Renovation | Completed | Residential - Furnace replacement | Maple Furnace Heating & Air Conditioning
GP-2022-02808 | 2022-09-20 | 606 W 23RD AVENUE, Vancouver, BC V5Z 2A6 | Gas Permit | Residential | Renovation | Completed | Residential - Replace exiting boiler hot water tank and boiler to new high-efficiency combi boiler | Sam Brothers Plumbing and Heating Ltd
NULL | NULL | 615 W 23RD AVENUE, Vancouver, BC V5Z 2A5 | Plumbing Permit | Residential | Renovation | Withdrawn | Residential - Just updating plumbing fixtures ( new kitchen sink and facet, new washroom sink and faucet). | Sodhi Development Ltd
EP-2022-08405 | 2022-10-17 | 615 W 23RD AVENUE, Vancouver, BC V5Z 2A5 | Electrical Permit | Residential | Renovation | Completed | Installation / Repair - Residential - Permit for legal basement and add smoke alarm in the all house >BP: CF-2019-015466 Exterior and Interior alterations and change of use of the existing one-family dwelling to a one-family dwelling with secondary suite. -solid core doors as discussed -CO / SMK alarms entire building -Guard and handrails at entry OK for field review D. Langevin June 13, 2022 Addressing notes: Building 1 #1-615 W 23rd Av - One Family Dwelling (2nd floor, north west portion of 1st floor) #2-615 W 23rd Av - Secondary Suite (south & north east portion of 1st floor) Address and suite numbers assigned as per approved plans for Fire and Emergency response. The address number is to be posted on the building to be visible from the street and the suite numbers are to be posted at the suite entries in accordance with the Building By-law prior to final inspection. | Samreet Electrical Services Ltd
EP-2023-07414 | 2023-08-21 | 1225 W 26TH AVENUE, Vancouver, BC V6H 2A8 | Electrical Permit | Residential | Addition | Completed | Installation / Repair - Residential - Upgrade a new 200-amp service and install an Electric vehicle charging plug | UCAN Build Ltd
PP-2023-03463 | 2023-09-29 | 1226 W 26TH AVENUE, Vancouver, BC V6H 2A9 | Plumbing Permit | Residential | New | Completed | Residential - 3/4 backflow preventer for lawn irrigation | Yue Jin Qiu
PP-2023-04201 | 2024-01-16 | 1226 W 26TH AVENUE, Vancouver, BC V6H 2A9 | Plumbing Permit | Residential | New | Completed | Residential - ****TO CONTINUE WORK STARTED BY OTHERS (re: PP-2022-03726) Work getting done by us is listed below. Fix diverters x 6, install sinks, connect kitchen faucets, connect dishwashers, >BP: To alter and convert this existing one-family dwelling to a multiple conversion dwelling containing four dwelling units and, to develop an infill two-family dwelling at the rear of the site, providing 5 parking spaces having vehicular access from the lane. Building Review Branch Notes: 1.0. This application is reviewed under VBBL 2019. 2.0. Reviewed during the 2020 pandemic crisis. | One Stop Mechanical Ltd
EP-2022-09018 | 2022-10-24 | 1226 W 26TH AVENUE, Vancouver, BC V6H 2A9 | Electrical Permit | Commercial | Addition | Issued | Installation / Repair - Commercial - Extra Low Voltage TV,data,telephone,doorbell, security system & sound >BP: Building Permit for DP-2019-00486 To alter and convert this existing one-family dwelling to a multiple conversion dwelling containing four dwelling units and, to develop an infill two-family dwelling at the rear of the site, providing 5 parking spaces having vehicular access from the lane. Building Review Branch Notes: 1.0. This application is reviewed under VBBL 2019. 2.0. Reviewed during the 2020 pandemic crisis. | Charanjit Singh
PP-2022-03726 | 2022-10-20 | 1226 W 26TH AVENUE, Vancouver, BC V6H 2A9 | Plumbing Permit | Commercial | Addition | Completed | Commercial - We start Abs ground work upcoming week >Building Permit for DP-2019-00486 To alter and convert this existing one-family dwelling to a multiple conversion dwelling containing four dwelling units and, to develop an infill two-family dwelling at the rear of the site, providing 5 parking spaces having vehicular access from the lane. Building Review Branch Notes: 1.0. This application is reviewed under VBBL 2019. 2.0. Reviewed during the 2020 pandemic crisis. | Blueline Plumbing & Heating Ltd
EP-2022-09388 | 2022-11-03 | 1226 W 26TH AVENUE, Vancouver, BC V6H 2A9 | Electrical Permit | Residential | New | Expired | Temporary Power - Residential - To provide temporary power. | High Watt Electric Ltd
MP-2022-00596 | 2022-11-22 | 1226 W 26TH AVENUE, Vancouver, BC V6H 2A9 | Mechanical Permit | NULL | NULL | Completed | NULL | Blueline Plumbing & Heating Ltd
GP-2022-04006 | 2022-12-15 | 1226 W 26TH AVENUE, Vancouver, BC V6H 2A9 | Gas Permit | Residential | New | Completed | Residential - 1222 w26 ave to install 1 boiler 1 range 1 bbq 1224 w26 ave to install 1 boiler 1 range 1 bbq 1226 w26 ave to install 1 boiler 1 range 1 bbq 1228 w26 ave to install 1 boiler 1 range 1 bbq >BP: To alter and convert this existing one-family dwelling to a multiple conversion dwelling containing four dwelling units and, to develop an infill two-family dwelling at the rear of the site, providing 5 parking spaces having vehicular access from the lane. | Symbolistic Heating Ltd
GP-2023-00279 | 2023-01-25 | 1226 W 26TH AVENUE, Vancouver, BC V6H 2A9 | Gas Permit | Residential | New | Completed | Residential - Install 3 gas fireplaces >BP: Building Permit for DP-2019-00486 To alter and convert this existing one-family dwelling to a multiple conversion dwelling containing four dwelling units and, to develop an infill two-family dwelling at the rear of the site, providing 5 parking spaces having vehicular access from the lane. | JOT MECHANICAL LTD
PP-2022-00595 | 2022-02-22 | 1226 W 26TH AVENUE, Vancouver, BC V6H 2A9 | Plumbing Permit | Residential | New | Issued | Residential - two out side sumps with out pump | JVT EXCAVATING & DEMOLITION LTD
SP-2021-01734 | 2022-01-26 | 1226 W 26TH AVENUE, Vancouver, BC V6H 2A9 | Sprinkler Permit | Commercial | Addition | Issued | Commercial - To install sprinklers to NFPA 13R throughout this newly renovated multiple conversion dwelling containing four dwelling units and, (under SP-2021-01735) to develop an infill two-family dwelling at the rear of the site, providing 5 parking spaces having vehicular access from the lane. Building Review Branch Notes: 1.0. This application is reviewed under VBBL 2019. 2.0. Reviewed during the 2020 pandemic crisis. | Haven Fire Protection Ltd
EP-2022-01994 | 2022-03-17 | 1226 W 26TH AVENUE, Vancouver, BC V6H 2A9 | Electrical Permit | Commercial | Addition | Issued | Installation / Repair - Commercial - Multi family dwelling units new wiring and service installation >BP: Building Permit for DP-2019-00486 To alter and convert this existing one-family dwelling to a multiple conversion dwelling containing four dwelling units and, to develop an infill two-family dwelling at the rear of the site, providing 5 parking spaces having vehicular access from the lane. Building Review Branch Notes: 1.0. This application is reviewed under VBBL 2019. 2.0. Reviewed during the 2020 pandemic crisis. | Arise Electrical Ltd
EP-2022-01142 | 2022-02-15 | 1246 W 26TH AVENUE, Vancouver, BC V6H 2A9 | Electrical Permit | Residential | Addition | Completed | Installation / Repair - Residential - Electrical for Pool / Sauna / Lighting / -grounding and bonding relates to the Pool only >BP: Interior alterations and addition to this existing one-family dwelling by converting approx. 1052 sqft of crawlspace to covered swimming pool (approx. 45'x8'), sauna and storage. Note: 1. Structural and Geotechnical Schedule B submitted by LQ Shi 778.772.7508 2. Pool to be fully fenced/enclosed (minimum 4’-0”) and all gates and doors are to be equipped with locks and self-closing devices. | ROBERT LLOYD REDFORD
GP-2022-02566 | 2022-08-29 | 1246 W 26TH AVENUE, Vancouver, BC V6H 2A9 | Gas Permit | Residential | Addition | Completed | Residential - New pool boiler >BP: Interior alterations and addition to this existing one-family dwelling by converting approx. 1052 sqft of crawlspace to covered swimming pool (approx. 45'x8'), sauna and storage. Note: 1. Structural and Geotechnical Schedule B submitted by LQ Shi 778.772.7508 2. Pool to be fully fenced/enclosed (minimum 4’-0”) and all gates and doors are to be equipped with locks and self-closing devices. | Zappone Plumbing & Heating
PP-2022-02650 | 2022-07-29 | 1246 W 26TH AVENUE, Vancouver, BC V6H 2A9 | Plumbing Permit | Residential | Addition | Completed | Residential - Shower drain/valve on pool deck as well as pool boiler drain >Interior alterations and addition to this existing one-family dwelling by converting approx. 1052 sqft of crawlspace to covered swimming pool (approx. 45'x8'), sauna and storage. Note: 1. Structural and Geotechnical Schedule B submitted by LQ Shi 778.772.7508 2. Pool to be fully fenced/enclosed (minimum 4’-0”) and all gates and doors are to be equipped with locks and self-closing devices. >>>>>>>>>Amend: March 6th - Addition on the permit for a 1/2 Reduced Pressure Backflow Preventer(IBP) for the pool installation | Zappone Plumbing & Heating
GP-2022-02178 | 2022-07-26 | 3642 W 26TH AVENUE, Vancouver, BC V6S 1P1 | Gas Permit | Residential | New | Issued | Residential - 1FD+SS - #1 & #2 - new boiler range bbq To construct a 2 storey one-family dwelling with a secondary suite located in the Basement with a detached accessory building (garage) , at the rear providing 2 parking spaces, having vehicular access from the lane. 1. Covenant registered at the Land Title Office under CA8665383 2. No Strata Titling permitted 3. A/C proposed – Exterior component located in rear yard, Interior component located in heated attic area | Sea To Sky Plumbing & Heating Supplies Ltd
SP-2022-01182 | 2022-07-26 | 3642 W 26TH AVENUE, Vancouver, BC V6S 1P1 | Sprinkler Permit | Residential | New | Issued | Residential - 1FD+SS - #1 & #2 - new single family house To construct a 2 storey one-family dwelling with a secondary suite located in the Basement with a detached accessory building (garage) , at the rear providing 2 parking spaces, having vehicular access from the lane. 1. Covenant registered at the Land Title Office under CA8665383 2. No Strata Titling permitted 3. A/C proposed – Exterior component located in rear yard, Interior component located in heated attic area | Blue Tech Mechanical Ltd
EP-2022-05360 | 2022-06-24 | 3642 W 26TH AVENUE, Vancouver, BC V6S 1P1 | Electrical Permit | Residential | New | Issued | Installation / Repair - Residential - Extra Low Voltage pre-wire and finishing To construct a 2 storey one-family dwelling with a secondary suite located in the Basement with a detached accessory building (garage) , at the rear providing 2 parking spaces, having vehicular access from the lane. 1. Covenant registered at the Land Title Office under CA8665383 2. No Strata Titling permitted 3. A/C proposed – Exterior component located in rear yard, Interior component located in heated attic area 4. Schedule B: (Xue Li Chen) P.Eng (778.235.5447) Structural 5. Schedule B: (Xue Li Chen) P.Eng (778.235.5447) Geotechnical 6. HPO: Residential Builder- Empire West Construction Ltd Note: This is a 2 storey building pursuant to the Zoning and Development By-Law | Karma Communications Ltd.
PP-2022-00339 | 2022-02-02 | 3642 W 26TH AVENUE, Vancouver, BC V6S 1P1 | Plumbing Permit | Residential | New | Issued | Residential - 1FD+SS - #1 & #2 - new plumbing To construct a 2 storey one-family dwelling with a secondary suite located in the Basement with a detached accessory building (garage), at the rear providing 2 parking spaces, having vehicular access from the lane. 1. Covenant registered at the Land Title Office under CA8665383 2. No Strata Titling permitted 3. A/C proposed – Exterior component located in rear yard, Interior component located in heated attic area | Sea To Sky Plumbing & Heating Supplies Ltd
EP-2022-03011 | 2022-04-20 | 3642 W 26TH AVENUE, Vancouver, BC V6S 1P1 | Electrical Permit | Residential | New | Issued | Installation / Repair - Residential - new house wiring >BP: To construct a 2 storey one-family dwelling with a secondary suite located in the Basement ($745,632.50) with a detached accessory building (garage) ($10,000), at the rear providing 2 parking spaces, having vehicular access from the lane. 1. Covenant registered at the Land Title Office under CA8665383 2. No Strata Titling permitted 3. A/C proposed – Exterior component located in rear yard, Interior component located in heated attic area 4. Schedule B: (Xue Li Chen) P.Eng (778.235.5447) Structural 5. Schedule B: (Xue Li Chen) P.Eng (778.235.5447) Geotechnical 6. HPO: Residential Builder- Empire West Construction Ltd Note: This is a 2 storey building pursuant to the Zoning and Development By-Law Address Information: Principle Dwelling: #1 – 3642 W 26th Ave Secondary Suite: #2 – 3642 W 26th Ave Addresses have been assigned per the approved plans, access to the rear unit is from the east side. This access must be provided & maintained at all times and the building addresses posted to be visible from the street in accordance with the Building By-law. **THIS PERMIT HAS BEEN ISSUED UNDER THE REQUIREMENTS OF VBBL #12511 (2019) ** ****ALL PROJECT COORIDATOR NOTES HAS BEEN ACCEPTED BY THE APPLICANT**** | L.H. ELECTRIC LTD
GP-2023-00969 | 2023-03-17 | 3651 W 26TH AVENUE, Vancouver, BC V6S 1P2 | Gas Permit | Residential | Renovation | Issued | Residential - LG 30" Freestanding Gas Range | Han Appliances & Refrigeration Ltd
GP-2022-03691 | 2022-11-23 | 3586 W 29TH AVENUE, Vancouver, BC V6S 1T3 | Gas Permit | Residential | Tenant Improvement | Completed | Residential - Re Re furnace | Moore & Russell Heating Ltd
GP-2023-03336 | 2023-11-01 | 3586 W 29TH AVENUE, Vancouver, BC V6S 1T3 | Gas Permit | Residential | Tenant Improvement | Completed | Residential - RE&RE Hot Water Tank | Moore & Russell Heating Ltd
GP-2023-00230 | 2023-01-19 | 3636 W 29TH AVENUE, Vancouver, BC V6S 1T4 | Gas Permit | Residential | New | Completed | Residential - 2FD - FRONT - 3636 W 29TH AV BACK - 3634 W 29TH AV To install 2 boilers, COMPLETE for 2 ranges and 2 bbq in the Duplex >DB: To construct a two-storey two-family dwelling with a detached existing accessory building (garage) at the rear providing 2 parking spaces, having vehicular access from the 20' lane. Note: This Building Permit will remain in a suspended status until the associated (green) Demolition Permit BP-2022-01278 is completed. Note: This is a 2.5 storey building pursuant to the Zoning and Development By-Law 1. A/C units proposed in rear yard and upper floor 2. Bar sinks not proposed 5. Entire building to be sprinklered to 2x NFPA 13D. AMEND: OCT 18/2023 Please change the Ranges rough-in to Complete | ACME PLUMBING HEATING & GAS LTD.
SP-2023-00034 | 2023-01-09 | 3636 W 29TH AVENUE, Vancouver, BC V6S 1T4 | Sprinkler Permit | Residential | New | Completed | Residential - To install a new Sprinkler System in the Duplex >BP: To construct a two-story two-family dwelling with a detached existing accessory building (garage) at the rear providing 2 parking spaces, having vehicular access from the 20' lane. 1. A/C units proposed in rear yard and upper floor 2. Bar sinks not proposed 3. Schedule B: JASON HUI P.Eng (778-319-3403) Structural & Geotechnical 4. HPO: Residential Builder - 0820163 B.C. LTD. 5. Entire building to be sprinklered to 2x NFPA 13D. | ACME PLUMBING HEATING & GAS LTD.
PP-2022-03861 | 2022-10-26 | 3636 W 29TH AVENUE, Vancouver, BC V6S 1T4 | Plumbing Permit | Residential | New | Completed | Residential - 2FD - FRONT - 3636 W 29th Av BACK - 3634 W 29th Av to install new plumbing fixtures in Duplex >DB: To construct a two-storey two-family dwelling with a detached existing accessory building (garage) at the rear providing 2 parking spaces, having vehicular access from the 20' lane. Note: This is a 2.5 storey building pursuant to the Zoning and Development By-Law 1. A/C units proposed in rear yard and upper floor 2. Bar sinks not proposed 5. Entire building to be sprinklered to 2x NFPA 13D. | ACME PLUMBING HEATING & GAS LTD.
EP-2022-06274 | 2022-07-27 | 3636 W 29TH AVENUE, Vancouver, BC V6S 1T4 | Electrical Permit | Residential | New | Completed | Installation / Repair - Residential - Wiring new duplex house. >BP: To construct a two-storey two-family dwelling with a detached existing accessory building (garage) at the rear providing 2 parking spaces, having vehicular access from the 20' lane. Note: This Building Permit will remain in a suspended status until the associated (green) Demolition Permit BP-2022-01278 is completed. Note: This is a 2.5 storey building pursuant to the Zoning and Development By-Law 1. A/C units proposed in rear yard and upper floor 2. Bar sinks not proposed 3. Schedule B: JASON HUI P.Eng (778-319-3403) Structural & Geotechnical 4. HPO: Residential Builder - 0820163 B.C. LTD. 5. Entire building to be sprinklered to 2x NFPA 13D. Address Note: Addresses have been assigned per the approved plans, access to the rear unit is from the East side. This access must be provided & maintained at all times and the building addresses posted to be visible from the street in accordance with the Building By-law. Amend: Feb 13, 023 Main service: 200A, 125A for each unit in the garage, feed 100A for each unit of the house. | Powerful Electric Ltd
PP-2022-02935 | 2022-08-23 | 3636 W 29TH AVENUE, Vancouver, BC V6S 1T4 | Plumbing Permit | Residential | New | Completed | Residential - SUMPS Amendment: Aug 29,2022 Added one more outside sump without pump. | Van-City Excavating Ltd
EP-2023-00732 | 2023-01-31 | 3636 W 29TH AVENUE, Vancouver, BC V6S 1T4 | Electrical Permit | Residential | New | Completed | Installation / Repair - Residential - low voltage wiring >BP: To construct a two-storey two-family dwelling with a detached existing accessory building (garage) at the rear providing 2 parking spaces, having vehicular access from the 20' lane. Note: This is a 2.5 storey building pursuant to the Zoning and Development By-Law 1. A/C units proposed in rear yard and upper floor 2. Bar sinks not proposed 3. Schedule B: JASON HUI P.Eng (778-319-3403) Structural & Geotechnical 4. HPO: Residential Builder - 0820163 B.C. LTD. 5. Entire building to be sprinklered to 2x NFPA 13D. | Ema Electric Ltd
EP-2023-09916 | 2023-11-17 | 3668 W 29TH AVENUE, Vancouver, BC V6S 1T4 | Electrical Permit | Residential | New | Issued | Installation / Repair - Residential - 200 amp overhead service upgrade | Pato R Ortiz Electric Ltd
EP-2022-06224 | 2022-07-25 | 1669 W 29TH AVENUE, Vancouver, BC V6J 2Z3 | Electrical Permit | Residential | New | Completed | Installation / Repair - Residential - 1FD - Install security alarm system only. Location has been prewired. COMPLETE SECURITY ALARM SYSTEM To construct a 2 storey + cellar one-family dwelling with a detached garage, at the rear providing 3 parking spaces, having vehicular access from the lane and an outdoor pool located in the rear. Note: This is a 2 storey building pursuant to the Zoning and Development By-Law 1- Bar/Sink proposed in rec. room 2- A/C unit proposed in rear sunken patio | Magnificent Security Inc.
GP-2022-01120 | 2022-04-11 | 1669 W 29TH AVENUE, Vancouver, BC V6J 2Z3 | Gas Permit | Residential | New | Completed | Residential - Robam gas cooktop | Han Appliances & Refrigeration Ltd
GP-2022-02485 | 2022-08-22 | 2963 W 30TH AVENUE, Vancouver, BC V6L 1Z3 | Gas Permit | Residential | Addition | Completed | Residential - re and re gas range | Christopher Sterling
GP-2022-00950 | 2022-03-26 | 191 W 20TH AVENUE, Vancouver, BC V5Y 2C4 | Gas Permit | Residential | Renovation | Completed | Residential - FURNACE REPLACEMENT | Good Guys Heating Cooling Plumbing
GP-2023-04231 | 2023-12-29 | 3663 W 20TH AVENUE, Vancouver, BC V6S 1E9 | Gas Permit | Residential | Renovation | Issued | Residential - TANKLESS WATER HEATER | ROMA Heating Ltd
GP-2022-02591 | 2022-08-30 | 3691 W 20TH AVENUE, Vancouver, BC V6S 1E9 | Gas Permit | Residential | Addition | Completed | Residential - re and re gas stove | Christopher Sterling
EP-2022-06616 | 2022-08-08 | 3737 W 20TH AVENUE, Vancouver, BC V6S 1E9 | Electrical Permit | Residential | Renovation | Cancelled | Installation / Repair - Residential - Upgrading the main service from 60am to 200am | Canucks Electric Inc
GP-2021-04370 | 2022-01-05 | 3808 W 20TH AVENUE, Vancouver, BC V6S 1G2 | Gas Permit | Residential | Renovation - Dwelling Unit(s) only | Completed | Residential - Installing new furnace | Reid Brothers Plumbing & Heating Ltd
GP-2023-02815 | 2023-09-27 | 3847 W 20TH AVENUE, Vancouver, BC V6S 1G1 | Gas Permit | Residential | Addition | Completed | Residential - Installation of 1 gas fireplace - venting and hook up only | Urban Fireplaces Ltd
GP-2023-02905 | 2023-10-03 | 3848 W 20TH AVENUE, Vancouver, BC V6S 1G2 | Gas Permit | Residential | Renovation | Completed | Residential - hot water tank replacement | Reid Brothers Plumbing & Heating Ltd
MP-2023-00168 | 2023-02-07 | 3855 W 20TH AVENUE, Vancouver, BC V6S 1G1 | Mechanical Permit | NULL | NULL | Completed | NULL | Moore And Russell Heating And Air Conditioning Ltd
EP-2023-01065 | 2023-03-06 | 3855 W 20TH AVENUE, Vancouver, BC V6S 1G1 | Electrical Permit | Residential | Tenant Improvement | Completed | Installation / Repair - Residential - Electrical installation of heat pump *MP-2023-00168 >Permit Amendment Nov 08, 2023 -"New load calculation as per failed inspection notice" *Document(s) uploaded to "Application Documents" tab for Electrical Inspector review. Documents are at pending status at time of permit amendment approval | Moore And Russell Heating And Air Conditioning Ltd
PP-2023-01705 | 2023-05-15 | 3593 W 23RD AVENUE, Vancouver, BC V6S 1K4 | Plumbing Permit | Residential | New | Issued | Residential - LWH - #3 - Install storm sump and connect to the city | CANLAND EXCAVATING LTD.
PP-2023-03864 | 2023-11-02 | 3593 W 23RD AVENUE, Vancouver, BC V6S 1K4 | Plumbing Permit | Residential | Addition | Issued | Residential - 1FD+SS - #1 & #2 - new plumbing >DB: Interior alterations to change the use from Single Detached House to Single Detached House with Secondary Suite and renovate the entire house. | Nand's Plumbing & Tiles Ltd
GP-2023-03374 | 2023-11-07 | 3593 W 23RD AVENUE, Vancouver, BC V6S 1K4 | Gas Permit | Residential | Tenant Improvement | Issued | Residential - 1 Cooktop and 1 Boiler Cooktop - piping Boiler - Install | Nand's Plumbing & Tiles Ltd
EP-2023-11354 | 2024-01-24 | 3593 W 23RD AVENUE, Vancouver, BC V6S 1K4 | Electrical Permit | Residential | Renovation | Issued | Installation / Repair - Residential - Update the house. new kitchen, new washroom, new lights. -new HRV. Basement is second unit. new kitchen, new washroom. new baseboard heater, new light.. -And fire alarm system is new. -Old meter will gone, a private post already in backyard between main house and laneway house. Owner want separate the hydro bill. So main house and second unit will be two meters. -service is being relocated 1.Only laneway has heat pump. total power is 5400W 2.Main house is update. heat is still Radiant heat, and stove is still gas oven. Only add a 7000W air conditioner. and new HRV. 3.Second unit is in the basement. It's baseboard heat. It's update too. Kitchen, washroom 4.All smoke alarm is new. 5.All waterpipe, sprinkler, fire alarm system is new. >BP: Interior alterations to change the use from Single Detached House to Single Detached House with Secondary Suite and renovate the entire house. Letter of assurance provided by: Schedule B (Structural): Shaozhe Guo, P.Eng, 778-926-0525 DBI to determine the location of smoking alarms on site Note: - No strata-titling will be permitted. - This is a 1 1/2 storey building pursuant to the Zoning & Development By-law - An annual Vancouver Business License must be obtained prior to the rental of this approved single detached house with secondary suite on this site - Install interconnected, hardwired, 120 volt smoke alarms with battery back-up and silencing feature, in each sleeping unit and within 5m outside each sleeping areas on each storey as per Building Bylaw 9.10.19 - Install Carbon Monoxide Alarm as per Building Bylaw 9.32.4.2 & Bulletin 2007-07-BU/EL - Upgrade work under Part 11 (based on the value of work - energuide related Part 11.2.1.4) | AOK Electric Ltd
SP-2023-02307 | 2023-12-22 | 3593 W 23RD AVENUE, Vancouver, BC V6S 1K4 | Sprinkler Permit | Residential | New | Issued | Residential - Install sprinklers in SFD >BP: Interior alterations to change the use from Single Detached House to Single Detached House with Secondary Suite and renovate the entire house. | Gold Key Fire Protection Ltd
MP-2023-02116 | 2023-11-29 | 3593 W 23RD AVENUE, Vancouver, BC V6S 1K4 | Mechanical Permit | NULL | NULL | Issued | NULL | Nand's Plumbing & Tiles Ltd
EP-2023-09353 | 2023-10-31 | 11 W 26TH AVENUE, Vancouver, BC V5Y 2J5 | Electrical Permit | Residential | Addition | Completed | Installation / Repair - Residential - Connection of 40 amp hot tub. Run 8/3 teck cable from hot tub along the side of house to a GFCI/disconnect, also to be mounted on side of house. Enter building through back of GfCI/disconnect with 8/3 loomex. Terminate on a 50 amp breaker.. - it’s a new tub and does not require guards or structural support. | Wilson Sagastume
GP-2023-02290 | 2023-08-02 | 3803 W 23RD AVENUE, Vancouver, BC V6S 1K8 | Gas Permit | Residential | Renovation | Completed | Residential - Furnace replacement | Maple Furnace Heating & Air Conditioning
GP-2023-00526 | 2023-02-13 | 3818 W 23RD AVENUE, Vancouver, BC V6S 1K9 | Gas Permit | Residential | Addition | Completed | Residential - Furnace re/re 90,000 BTU | HAMZEH GERAMI Dba Nation Heating & Cooling
EP-2023-07768 | 2023-08-28 | 3818 W 23RD AVENUE, Vancouver, BC V6S 1K9 | Electrical Permit | Residential | Renovation | Completed | Installation / Repair - Residential - Upgrade service form 100-200 amps. | Keith Mason
EP-2023-07781 | 2023-08-25 | 3830 W 23RD AVENUE, Vancouver, BC V6S 1K9 | Electrical Permit | Residential | New | Issued | Temporary Power - Residential - To provide temporary power. | Roop Electric Co Ltd
PP-2023-03028 | 2023-08-25 | 3830 W 23RD AVENUE, Vancouver, BC V6S 1K9 | Plumbing Permit | Residential | New | Issued | Residential - Install 1 outside sump, no pump | Canadian Excavating Ltd
EP-2023-08031 | 2023-09-13 | 3830 W 23RD AVENUE, Vancouver, BC V6S 1K9 | Electrical Permit | Residential | New | Issued | Installation / Repair - Residential - ¦ 2FD- 200A ¦ new wiring for NEW duplex *An approved mechanical permit is required for the installation of air conditioning or heat pump unit at the time of installation before an electrical inspection will be performed >BP: To construct a 2-storey duplex with a detached accessory building (garage) at the rear providing 2 parking spaces, having vehicular access from the lane. The entire building to be sprinklered to 2x NFPA 13D. Note: This is a 2 storey building pursuant to the Zoning and Development By-Law ******THIS PERMIT HAS BEEN ISSUED UNDER THE REQUIREMENTS OF VBBL 2019****** This permit is issued under the VBBL 2019, with updated energy requirements as per bylaw # 12997 effective Jan 01, 2022. NOTE: To achieve the required FSR a floor space exclusion of 2% has been applied to this application as per section 10.15.1 of the district schedule, to accommodate improved building performance. 1. External mechanical unit proposed in front and rear yard 2. Schedule B Raymond HW Liang P.Eng (604-353-05188) Architectural and Structural 3. Schedule B Geoff Wensel P.Eng (778-855-2549) Structural and Geotechnical 4. BC Housing Coastline Projects Ltd. | Roop Electric Co Ltd
PP-2023-03212 | 2023-09-11 | 3830 W 23RD AVENUE, Vancouver, BC V6S 1K9 | Plumbing Permit | Residential | New | Issued | Residential - 2FD - FRONT - 3830 W 23RD AV - #1 BACK - 3830 W 23RD AV - #2 Plumbing >DB: To construct a 2-storey duplex with a detached accessory building (garage) at the rear providing 2 parking spaces, having vehicular access from the lane. The entire building to be sprinklered to 2x NFPA 13D. Note: This is a 2 storey building pursuant to the Zoning and Development By-Law ******THIS PERMIT HAS BEEN ISSUED UNDER THE REQUIREMENTS OF VBBL 2019****** This permit is issued under the VBBL 2019, with updated energy requirements as per bylaw # 12997 effective Jan 01, 2022. 1. External mechanical unit proposed in front and rear yard | Avante Plumbing & Heating Ltd
MP-2024-00116 | 2024-01-30 | 3830 W 23RD AVENUE, Vancouver, BC V6S 1K9 | Mechanical Permit | NULL | NULL | Issued | NULL | SKYREACH PLUMBING & HEATING LTD
EP-2024-00582 | 2024-01-24 | 3830 W 23RD AVENUE, Vancouver, BC V6S 1K9 | Electrical Permit | Residential | New | Issued | Installation / Repair - Residential - Installation of security, tel, tv, data, camera, speakers, vacuum, intercom automation wiring & completion. >BP: To construct a 2-storey duplex with a detached accessory building (garage) at the rear providing 2 parking spaces, having vehicular access from the lane. 1. External mechanical unit proposed in front and rear yard 2. Schedule B Raymond HW Liang P.Eng (604-353-05188) Architectural and Structural 3. Schedule B Geoff Wensel P.Eng (778-855-2549) Structural and Geotechnical 4. BC Housing Coastline Projects Ltd. | Repel Security Systems Ltd
GP-2023-03945 | 2023-12-11 | 3830 W 23RD AVENUE, Vancouver, BC V6S 1K9 | Gas Permit | Residential | New | Issued | Residential - INSTALL 2 GAS FIREPLACES IN EACH UNIT (1&2) OF THE HOME, VENT UP AND OUT THE WALL FOR BOTH, **VENT AND CONNECT ONLY >BP: To construct a 2-storey duplex with a detached accessory building (garage) at the rear providing 2 parking spaces, having vehicular access from the lane. | The LM Fireplace Warehouse Ltd.
GP-2023-03975 | 2023-12-12 | 3830 W 23RD AVENUE, Vancouver, BC V6S 1K9 | Gas Permit | Residential | New | Issued | Residential - 2 Ranges, 2 BBQ's, 2 Dryers and 2 Fireplace note: fireplace in unit A (front unit) is piping only >BP: To construct a 2-storey duplex with a detached accessory building (garage) at the rear providing 2 parking spaces, having vehicular access from the lane. | R J Gas Ltd
SP-2024-00013 | 2024-01-04 | 3830 W 23RD AVENUE, Vancouver, BC V6S 1K9 | Sprinkler Permit | Residential | New | Issued | Residential - To install 38 sprinkler heads >BP: To construct a 2-storey duplex with a detached accessory building (garage) at the rear providing 2 parking spaces, having vehicular access from the lane. The entire building to be sprinklered to 2x NFPA 13D. Note: This is a 2 storey building pursuant to the Zoning and Development By-Law ******THIS PERMIT HAS BEEN ISSUED UNDER THE REQUIREMENTS OF VBBL 2019****** This permit is issued under the VBBL 2019, with updated energy requirements as per bylaw # 12997 effective Jan 01, 2022. NOTE: To achieve the required FSR a floor space exclusion of 2% has been applied to this application as per section 10.15.1 of the district schedule, to accommodate improved building performance. 1. External mechanical unit proposed in front and rear yard 2. Schedule B Raymond HW Liang P.Eng (604-353-05188) Architectural and Structural 3. Schedule B Geoff Wensel P.Eng (778-855-2549) Structural and Geotechnical 4. BC Housing Coastline Projects Ltd. | General Sprinkler Systems Ltd
GP-2022-02643 | 2022-09-02 | 3842 W 23RD AVENUE, Vancouver, BC V6S 1K9 | Gas Permit | Residential | Renovation - Dwelling Unit(s) only | Completed | Residential - Furnace installation | Reid Brothers Plumbing & Heating Ltd
GP-2023-00421 | 2023-02-06 | 3658 W 26TH AVENUE, Vancouver, BC V6S 1P1 | Gas Permit | Residential | Renovation | Completed | Residential - REPLACE GAS FURNACE 70,000BTU | ROMA Heating Ltd
GP-2023-03357 | 2023-11-03 | 3691 W 26TH AVENUE, Vancouver, BC V6S 1P2 | Gas Permit | Residential | Renovation - Dwelling Unit(s) only | Completed | Residential - Installing gas boiler | Reid Brothers Plumbing & Heating Ltd
GP-2023-02535 | 2023-08-31 | 3748 W 26TH AVENUE, Vancouver, BC V6S 1P1 | Gas Permit | Residential | Renovation | Completed | Residential - Re&Re for a furnace | Milani Plumbing Heating & Air Conditioning Ltd
EP-2023-03120 | 2023-04-21 | 3851 W 29TH AVENUE, Vancouver, BC | Electrical Permit | Commercial | NULL | Issued | Annual / Operating - *** Annual Operating permit*** -Renewal of EP-2022-02913 VALID: April 11, 2023 - April 10, 2024 St Georges Jr School . | Precision Electrical Installations Ltd
EP-2022-02913 | 2022-04-11 | 3851 W 29TH AVENUE, Vancouver, BC | Electrical Permit | Commercial | NULL | Expired | Annual / Operating - *** Annual Operating permit*** VALID: April 11, 2022 - April 10, 2023 St Georges Jr School . Renewal of EP-2021-03255 | Precision Electrical Installations Ltd
GP-2022-03183 | 2022-10-17 | 3864 W 29TH AVENUE, Vancouver, BC V6S 1T8 | Gas Permit | Residential | Tenant Improvement | Completed | Residential - Re Re Furnace | Moore & Russell Heating Ltd
EP-2023-05591 | NULL | 627 W 24TH AVENUE, Vancouver, BC V5Z 2B7 | Electrical Permit | Residential | Addition | Withdrawn | Installation / Repair - Residential - Low voltage work in the garage >BP: To construct a detached 23'-10" x 20'-10" accessory building (garage) with a two piece washroom at the rear of this existing one family dwelling w/ secondary suite providing 2 parking space having vehicular access from the lane. | Walia Electrical Ltd
PP-2023-02338 | 2023-06-30 | 627 W 24TH AVENUE, Vancouver, BC V5Z 2B7 | Plumbing Permit | Residential | Addition | Issued | Residential - toilet and sink and floor drain adding to garage >BP: To construct a detached 23'-10" x 20'-10" accessory building (garage) with a two piece washroom at the rear of this existing one family dwelling w/ secondary suite providing 2 parking space having vehicular access from the lane. | Reactive Plumbing & Heating Ltd
EP-2023-05326 | 2023-06-21 | 627 W 24TH AVENUE, Vancouver, BC V5Z 2B7 | Electrical Permit | Residential | Addition | Issued | Installation / Repair - Residential - electrical work for new detached garage. >BP: To construct a detached 23'-10" x 20'-10" accessory building (garage) with a two piece washroom at the rear of this existing one family dwelling w/ secondary suite providing 2 parking space having vehicular access from the lane. | Walia Electrical Ltd
GP-2023-00445 | 2023-02-08 | 637 W 24TH AVENUE, Vancouver, BC V5Z 2B7 | Gas Permit | Residential | Renovation | Completed | Residential - Furnace replacement | Angels Heating & Cooling Ltd
GP-2022-02106 | 2022-07-18 | 646 W 24TH AVENUE, Vancouver, BC V5Z 2B6 | Gas Permit | Residential | Renovation | Completed | Residential - Replace water heating system in basement. | Canadian Care Heating & Cooling Ltd
GP-2023-02306 | 2023-08-04 | 652 W 24TH AVENUE, Vancouver, BC V5Z 2B6 | Gas Permit | Residential | Renovation | Issued | Residential - A new gas furnace replacement | Vanheat Services Ltd
EP-2022-01601 | 2022-03-01 | 689 W 24TH AVENUE, Vancouver, BC V5Z 2B7 | Electrical Permit | Residential | Renovation | Completed | Installation / Repair - Residential - AMEND: March 31st, 2022 this permit was initially processed as a Temporary power pole permit -this permit should be for an installation permit based on min fees of $250 and work description: Service work only to reconnect the power to new service location | Frimae Electric Ltd
GP-2023-03535 | 2023-11-15 | 714 W 24TH AVENUE, Vancouver, BC V5Z 2B8 | Gas Permit | Residential | Tenant Improvement | Completed | Residential - Install furnace | 0704121 BC Ltd
MP-2023-02270 | 2023-12-20 | 714 W 24TH AVENUE, Vancouver, BC V5Z 2B8 | Mechanical Permit | NULL | NULL | Issued | NULL | 0704121 BC Ltd
EP-2023-10998 | NULL | 714 W 24TH AVENUE, Vancouver, BC V5Z 2B8 | Electrical Permit | Residential | Tenant Improvement | Submitted | Installation / Repair - Residential - New Heat Pump install. Provided a breaker, a wire run, a 60A rated disconnect and a whip to the Heat Pump unit. | 0704121 BC Ltd
GP-2023-03365 | 2023-11-03 | 768 W 24TH AVENUE, Vancouver, BC V5Z 2B8 | Gas Permit | Residential | Renovation | Completed | Residential - BOILER RE/RE | Reliance Comfort Limited Partnership
GP-2022-01234 | 2022-04-20 | 2828 W 28TH AVENUE, Vancouver, BC V6L 1W9 | Gas Permit | Residential | Renovation - Dwelling Unit(s) only | Completed | Residential - Installing Boiler | Reid Brothers Plumbing & Heating Ltd
EP-2022-00609 | NULL | 2980 W 27TH AVENUE, Vancouver, BC | Electrical Permit | Residential | Renovation | Application Incomplete | Installation / Repair - Residential - Add bedroom plugs. Add 1 smoke detector. (CF-2021-016688) | EVANSON ELECTRIC LTD
MP-2022-00299 | 2022-09-29 | 2982 W 27TH AVENUE, Vancouver, BC V6L 1W3 | Mechanical Permit | NULL | NULL | Completed | NULL | Reliance Comfort Limited Partnership
EP-2022-08425 | 2022-10-06 | 2982 W 27TH AVENUE, Vancouver, BC V6L 1W3 | Electrical Permit | Residential | Renovation | Completed | Installation / Repair - Residential - Dedicated circuit for Heat Pump. Note: A mechanical permit is required. | Pacific Star Electric Inc
GP-2023-01537 | 2023-05-11 | 3281 W 29TH AVENUE, Vancouver, BC V6L 1Y7 | Gas Permit | Residential | Tenant Improvement | Completed | Residential - Furnace & Hot Water Tank Replacement | Wah Fai Plumbing & Heating Inc
GP-2023-02828 | 2023-09-27 | 3290 W 29TH AVENUE, Vancouver, BC V6L 1Y6 | Gas Permit | Residential | Renovation | Issued | Residential - Replace gas furnace | BNA Systems Inc and/or Kirkland Metal Shop Ltd
EP-2023-09419 | 2023-10-30 | 3879 W 20TH AVENUE, Vancouver, BC V6S 1G1 | Electrical Permit | Residential | Renovation | Issued | Installation / Repair - Residential - Legalize Secondary suite. Add smoke alarms in the hallway and bedrooms. New circuits for kitchen appliances and laundry room, New Bedrooms circuits. CF-2021-000722 >BP: Interior alterations and change of use to this existing two storey, One Family Dwelling to a One-Family Dwelling with a secondary suite with 3 off-street parking spaces in the detached garage, having vehicular access off the rear lane, on this site. CF-2021-000722 Ok for field review per N. Jalalkamali Notes: - No strata titling will be permitted. - Dedicated 3' wide firefighter access path with overhead clearance of 2m to be maintained at all times. - An annual Vancouver Business Licence must be obtained prior to the rental of this approved one family dwelling and/or secondary suite on this site. - This building is sprinklered. DBI to determine is separate sprinkler permit is required. | Guy Line Electric Ltd
GP-2022-04078 | 2022-12-20 | 3882 W 20TH AVENUE, Vancouver, BC | Gas Permit | Residential | Renovation - Dwelling Unit(s) only | Completed | Residential - Installing combination boiler | Reid Brothers Plumbing & Heating Ltd
EP-2022-01049 | 2022-02-09 | 3883 W 20TH AVENUE, Vancouver, BC V6S 1G1 | Electrical Permit | Commercial | NULL | Expired | Movie Set / Filming - To allow for Movie Set/Filming Applicant shall provide completed Contractor Declaration form, and dates of filming and associated location(s) to csinspection.clerks@vancouver.ca prior to the commencement of filming. Visit vancouver.ca/inspections for more details. | Filmgroup.tv Ltd
PP-2022-00338 | 2022-02-02 | 3907 W 20TH AVENUE, Vancouver, BC V6S 1G3 | Plumbing Permit | Residential | New | Completed | Residential - 1FD+SS - #1 & #2 - To install piping and fixtures for a new single family dwelling. To construct a 2 storey + basement one-family dwelling with a secondary suite located in the basement with a detached accessory building (garage), at the rear providing 2 parking spaces, having vehicular access from the lane. Note: This is a 2 storey building pursuant to the Zoning and Development By-Law 1- Covenant registered at the Land Title Office under CA9397255 2- A/C unit proposed n rear yard | Skyway Plumbing & gas Ltd
EP-2022-01581 | 2022-02-28 | 3907 W 20TH AVENUE, Vancouver, BC V6S 1G3 | Electrical Permit | Residential | New | Completed | Installation / Repair - Residential - Low Voltage: Alarm,Intercom, Telephone, Data, TV, Cameras, Vacuum Speakers Rough in And Complete. Site Contact Raj 604-764-1780 >BP: To construct a 2 storey + basement one-family dwelling with a secondary suite ($704,000) located in the basement with a detached accessory building (garage), at the rear providing 2 parking spaces, having vehicular access from the lane. Note: This Building Permit will remain in a suspended status until the associated (green) Demolition Permit BP-2021-04041 is completed. Note: This is a 2 storey building pursuant to the Zoning and Development By-Law 1- Covenant registered at the Land Title Office under CA9397255 2- A/C unit proposed n rear yard 3- Schedule B: M.d Shahidul Alam P.Eng (604.653.7475) Structural & Geotechnical 4- HPO: Residential Builder "Combustible projections or roof soffits on an exposing building face shall not project to less than .45m from the property line and shall be in compliance with VBBL 2019 9.10.15.5.(9)" NOTE: To achieve the required FSR a floor space exclusion of 2% has been applied to this application as per section 10.11.1 of the district schedule, to accommodate improved building performance. ******THIS PERMIT HAS BEEN ISSUED UNDER THE REQUIREMENTS OF VBBL #12511 (2019)****** | Ads Security Systems Ltd
GP-2022-00645 | 2022-03-01 | 3907 W 20TH AVENUE, Vancouver, BC V6S 1G3 | Gas Permit | Residential | New | Completed | Residential - To install piping and appliances for a new single family house with complete installation except fireplace is piping only. | Skyway Plumbing & gas Ltd
SP-2022-00348 | 2022-03-11 | 3907 W 20TH AVENUE, Vancouver, BC V6S 1G3 | Sprinkler Permit | Residential | New | Completed | Residential - Install sprinklers in sfd To construct a 2 storey + basement one-family dwelling with a secondary suite located in the basement with a detached accessory building (garage), at the rear providing 2 parking spaces, having vehicular access from the lane. Note: This is a 2 storey building pursuant to the Zoning and Development By-Law 1- Covenant registered at the Land Title Office under CA9397255 2- A/C unit proposed n rear yard 3- Schedule B: M.d Shahidul Alam P.Eng (604.653.7475) Structural & Geotechnical 4- HPO: Residential Builder | Gold Key Fire Protection Ltd
GP-2022-00719 | 2022-03-09 | 3907 W 20TH AVENUE, Vancouver, BC V6S 1G3 | Gas Permit | Residential | New | Completed | Residential - Install fireplace To construct a 2 storey + basement one-family dwelling with a secondary suite located in the basement with a detached accessory building (garage), at the rear providing 2 parking spaces, having vehicular access from the lane. Note: This is a 2 storey building pursuant to the Zoning and Development By-Law 1- Covenant registered at the Land Title Office under CA9397255 2- A/C unit proposed n rear yard 3- Schedule B: M.d Shahidul Alam P.Eng (604.653.7475) Structural & Geotechnical 4- HPO: Residential Builder | JOT MECHANICAL LTD
PP-2022-02674 | 2022-08-02 | 3907 W 20TH AVENUE, Vancouver, BC V6S 1G3 | Plumbing Permit | Residential | New | Completed | Residential - Lawn irrigation | Bluewater Mechanical Ltd
EP-2023-05354 | NULL | 3919 W 20TH AVENUE, Vancouver, BC V6S 1G3 | Electrical Permit | Residential | New | Withdrawn | Temporary Power - Residential - To provide temporary power. | AIGO TECHNOLOGY INC
PP-2023-02812 | 2023-08-08 | 3919 W 20TH AVENUE, Vancouver, BC V6S 1G3 | Plumbing Permit | Residential | New | Issued | Residential - sump (CF-2019-013751) | Apollo Excavating & Civil Works Ltd.
EP-2023-06421 | 2023-08-01 | 3919 W 20TH AVENUE, Vancouver, BC V6S 1G3 | Electrical Permit | Residential | New | Issued | Installation / Repair - Residential - 3919 W 20th Ave - One Family Dwelling (1st & 2nd floor, South side of basement) #2-3919 W 20th Ave - Secondary Suit (North side of basement) #3-3919 W 20th Ave- LWH >BP: To construct a 2 storey with Basement single detached house with an open surface parking, at the rear having vehicular access from the lane. Note: This is a 2 storey building pursuant to the Zoning and Development By-Law ******THIS PERMIT HAS BEEN ISSUED UNDER THE REQUIREMENTS OF VBBL 2019****** This permit is issued under the VBBL 2019, with updated energy requirements as per bylaw # 12997 effective Jan 01, 2022. 1. Covenant registered at the Land Title Office under CB465803 2. No strata titling permitted 3. External mechanical unit proposed in rear yard 4. Schedule B Yongkang Deng P.Eng (604-505-6816) Structural and Geotechnical 5. BC Housing Kouver Custom Homes Ltd Parking on this site has been provided under DB-2023-00032 All rooms adjacent to East and West exposing building face shall be sprinklered. Combustibe projections or roof soffits on an exposing building face shall not project to less than .45m from the property line and shall be in compliance with VBBL 2019 9.10.15.5.(9) This is a new single house, Main house address is 3919 w 20th ave: single-phase service, all outlets, roughing and connection, lighting system, and all electrical equipment connection. In rough in procedure also pre-wire the data and TV communication cables. 3 Electrical Meter system. Sub Panel for second suite:60A. Main consumer's service: 200A. Main House Service:100A LWH: 100A | AIGO TECHNOLOGY INC
EP-2023-03788 | 2023-05-01 | 3919 W 20TH AVENUE, Vancouver, BC V6S 1G3 | Electrical Permit | Residential | New | Issued | Temporary Power - Residential - To provide temporary power. | AIGO TECHNOLOGY INC
PP-2023-03835 | 2023-11-01 | 3919 W 20TH AVENUE, Vancouver, BC V6S 1G3 | Plumbing Permit | Residential | New | Issued | Residential - rough in and finishing >BP: To construct a 2 storey with Basement single detached house with an open surface parking, at the rear having vehicular access from the lane. The entire building to be sprinklered to NFPA 13D. NOTE: To achieve the required FSR a floor space exclusion of 2% has been applied to this application as per section 10.15.1 of the district schedule, to accommodate improved building performance. Note: This is a 2 storey building pursuant to the Zoning and Development By-Law ******THIS PERMIT HAS BEEN ISSUED UNDER THE REQUIREMENTS OF VBBL 2019****** | GS Plumbing Ltd
GP-2023-03447 | 2023-11-09 | 3940 W 20TH AVENUE, Vancouver, BC V6S 1G4 | Gas Permit | Residential | Renovation | Issued | Residential - install one natural gas fireplace insert | Vancouver Gas Fireplaces Ltd
SP-2023-00477 | 2023-05-10 | 3941 W 20TH AVENUE, Vancouver, BC V6S 1G3 | Sprinkler Permit | Residential | New | Issued | Residential - New Sprinkler system. -This building is to be sprinklered to NFPA 13D THIS PERMIT HAS BEEN ISSUED UNDER THE REQUIREMENTS OF VBBL #12511 (2019)* >BP: To construct a 2 storey + basement one-family dwelling with a secondary suite ($719,685) located in the basement with a detached accessory building (garage), at the rear providing 2 parking spaces, having vehicular access from the 20' lane. Note: This is a 2 storey building pursuant to the Zoning and Development By-Law 1- Covenant registered at the Land Title Office under CA9832178 2- No strata titling permitted 3- Bar sink not proposed 4- A/C unit proposed in RY and upper floor 5- Schedule B: Antony Wang P.Eng (604.618.6236) Structural & Geotechnical 6- HPO: Residential Builder - Can Wong Consulting Ltd. | Yu Fire Protection Inc.
EP-2023-00977 | 2023-02-06 | 3941 W 20TH AVENUE, Vancouver, BC V6S 1G3 | Electrical Permit | Residential | New | Issued | Installation / Repair - Residential - Low voltage rough-in and completion of alarm, tel/data/cable >BP: To construct a 2 storey + basement one-family dwelling with a secondary suite ($719,685) located in the basement with a detached accessory building (garage), at the rear providing 2 parking spaces, having vehicular access from the 20' lane. Note: This Building Permit will remain in a suspended status until the associated (green) Demolition Permit BP-2021-00773 is completed. Note: This is a 2 storey building pursuant to the Zoning and Development By-Law 1- Covenant registered at the Land Title Office under CA9832178 2- No strata titling permitted 3- Bar sink not proposed 4- A/C unit proposed in RY and upper floor 5- Schedule B: Antony Wang P.Eng (604.618.6236) Structural & Geotechnical 6- HPO: Residential Builder - Can Wong Consulting Ltd. ******THIS PERMIT HAS BEEN ISSUED UNDER THE REQUIREMENTS OF VBBL #12511 (2019)****** | Infinitech Security & Integration Inc.
EP-2023-01851 | 2023-03-31 | 3941 W 20TH AVENUE, Vancouver, BC V6S 1G3 | Electrical Permit | Residential | New | Issued | Installation / Repair - Residential - 1FD+SS - #1 & #2 - Wiring for new house *An approved mechanical permit is required for the installation of air conditioning or heat pump unit at the time of installation before an electrical inspection will be performed >DB: To construct a 2 storey + basement one-family dwelling with a secondary suite located in the basement with a detached accessory building (garage), at the rear providing 2 parking spaces, having vehicular access from the 20' lane. Note: This Building Permit will remain in a suspended status until the associated (green) Demolition Permit BP-2021-00773 is completed. Note: This is a 2 storey building pursuant to the Zoning and Development By-Law 1- Covenant registered at the Land Title Office under CA9832178 2- No strata titling permitted 3- Bar sink not proposed 4- A/C unit proposed in RY and upper floor | Gold Medal Electric Ltd
PP-2023-01688 | 2023-05-12 | 3941 W 20TH AVENUE, Vancouver, BC V6S 1G3 | Plumbing Permit | Residential | New | Issued | Residential - LWH - #3 - New laneway house plumbing >DB: To construct a 2 storey laneway house building with an attached garage and 1 open parking pad, providing a total of 2 parking spaces, having vehicular access from the 20' Lane. Note: This is a 1 ½ storey building pursuant to the Zoning & Development By-law. 1. Covenant registered at the Land Title Office under CA9832178 2. No Strata Titling permitted 3. No A/C Unit proposed 4. Entire building to be sprinklered 13D | Westar Plumbing & Heating Ltd
PP-2022-02886 | 2022-08-18 | 3941 W 20TH AVENUE, Vancouver, BC V6S 1G3 | Plumbing Permit | Residential | New | Issued | Residential - SUMP | Finest Construction & Renovation Ltd
PP-2022-03613 | 2022-10-12 | 3941 W 20TH AVENUE, Vancouver, BC V6S 1G3 | Plumbing Permit | Residential | New | Issued | Residential - 1FD+SS - #1 & #2 - Plumbing and heating >DB: To construct a 2 storey + basement one-family dwelling with a secondary suite located in the basement with a detached accessory building (garage), at the rear providing 2 parking spaces, having vehicular access from the 20' lane. Note: This is a 2 storey building pursuant to the Zoning and Development By-Law 1- Covenant registered at the Land Title Office under CA9832178 2- No strata titling permitted 3- Bar sink not proposed 4- A/C unit proposed in RY and upper floor | Westar Plumbing & Heating Ltd
GP-2022-03215 | 2022-10-21 | 3941 W 20TH AVENUE, Vancouver, BC V6S 1G3 | Gas Permit | Residential | New | Issued | Residential - 1FD+SS - #1 & #2 - New 3/4 " gas pipe from gas meter, 1/2" gas pipe to mechanical room boiler, 1/2" gas pipe to basement gas range,1/2" gas pipe to main floor gas range, 1/2" pipe to Bbq >DB: To construct a 2 storey + basement one-family dwelling with a secondary suite located in the basement with a detached accessory building (garage), at the rear providing 2 parking spaces, having vehicular access from the 20' lane. Note: This Building Permit will remain in a suspended status until the associated (green) Demolition Permit BP-2021-00773 is completed. Note: This is a 2 storey building pursuant to the Zoning and Development By-Law 1- Covenant registered at the Land Title Office under CA9832178 2- No strata titling permitted 3- Bar sink not proposed 4- A/C unit proposed in RY and upper floor | Westar Plumbing & Heating Ltd
NULL | NULL | 3941 W 20TH AVENUE, Vancouver, BC V6S 1G3 | Mechanical Permit | NULL | NULL | Draft | NULL | Westar Plumbing & Heating Ltd
MP-2022-00492 | 2022-10-30 | 3941 W 20TH AVENUE, Vancouver, BC V6S 1G3 | Mechanical Permit | NULL | NULL | Issued | NULL | Westar Plumbing & Heating Ltd
EP-2022-01345 | 2022-02-21 | 3941 W 20TH AVENUE, Vancouver, BC V6S 1G3 | Electrical Permit | Residential | New | Expired | Temporary Power - Residential - To provide temporary power. | Gold Medal Electric Ltd
EP-2024-00059 | 2024-01-04 | 3951 W 20TH AVENUE, Vancouver, BC V6S 1G3 | Electrical Permit | Residential | Tenant Improvement | Completed | Installation / Repair - Residential - - repair burnt neutral in meter base | AJ's Electrical Contractors LTD
GP-2023-03536 | 2023-11-15 | 3979 W 20TH AVENUE, Vancouver, BC V6S 1G3 | Gas Permit | Residential | Renovation | Issued | Residential - Installation of 1 gas fireplace - venting and hook up only | Urban Fireplaces Ltd
GP-2023-02378 | 2023-08-15 | 3570 W 21ST AVENUE, Vancouver, BC V6S 1G9 | Gas Permit | Residential | Renovation | Issued | Residential - 1 GAS FIREPLACE INSTALL RE AND RE | The LM Fireplace Warehouse Ltd.
NULL | NULL | 590 W 22ND AVENUE, Vancouver, BC V5Z 1Z3 | Electrical Permit | Residential | Renovation | Draft | Installation / Repair - Residential - New 200amp service to garage. | RBM Electric Ltd
EP-2023-10022 | 2023-11-21 | 590 W 22ND AVENUE, Vancouver, BC V5Z 1Z3 | Electrical Permit | Residential | Renovation | Completed | Installation / Repair - Residential - ¦ 1FD- 200A SERVICE UPGRADE ¦ New 200 amp service to garage | RBM Electric Ltd
GP-2022-01480 | 2022-05-12 | 590 W 22ND AVENUE, Vancouver, BC V5Z 1Z3 | Gas Permit | Residential | Renovation | Completed | Residential - Replace water heater | CJ Gas Services Ltd
GP-2022-03926 | 2022-12-09 | 591 W 22ND AVENUE, Vancouver, BC V5Z 1Z4 | Gas Permit | Residential | Renovation | Completed | Residential - Re/re of hot water tank with tankless water heater | 1236318 BC Ltd DBA Aquatech Vancouver
MP-2023-00291 | 2023-03-03 | 107 W 23RD AVENUE, Vancouver, BC V5Y 2H1 | Mechanical Permit | NULL | NULL | Issued | NULL | Pro Ace Heating & Air Conditioning Services Ltd
GP-2023-00794 | 2023-03-08 | 107 W 23RD AVENUE, Vancouver, BC V5Y 2H1 | Gas Permit | Residential | Renovation | Completed | Residential - Combi Boiler Hi-Efficiency | Pro Ace Heating & Air Conditioning Services Ltd
EP-2022-07485 | 2022-09-08 | 122 W 23RD AVENUE, Vancouver, BC V5Y 2G9 | Electrical Permit | Residential | Renovation | Completed | Installation / Repair - Residential - Panel change | Gestec Electric Ltd
EP-2022-03636 | 2022-05-04 | 159 W 23RD AVENUE, Vancouver, BC V5Y 2H1 | Electrical Permit | Residential | New | Expired | Temporary Power - Residential - To provide temporary power. Amend: May 9, 2022 Load calculation and request for special permission | G N ELECTRIC LTD
EP-2022-08772 | 2022-10-18 | 159 W 23RD AVENUE, Vancouver, BC V5Y 2H1 | Electrical Permit | Residential | Renovation | Completed | Installation / Repair - Residential - 1FD - #1 - service upgrade permit we already have permit for a laneway with service permit number EP-2022-08331 | AZ ELECTRICAL SERVICES LTD
GP-2022-02080 | 2022-07-14 | 180 W 23RD AVENUE, Vancouver, BC V5Y 2G9 | Gas Permit | Residential | Renovation - Dwelling Unit(s) only | Completed | Residential - Hot Water Tank Installation. | Reid Brothers Plumbing & Heating Ltd
GP-2023-02262 | 2023-07-30 | 2754 W 24TH AVENUE, Vancouver, BC V6L 1R1 | Gas Permit | Residential | New | Completed | Residential - gas range re/re | Super Tech Appliances Installation Ltd
GP-2023-04086 | 2023-12-18 | 2828 W 24TH AVENUE, Vancouver, BC V6L 1R4 | Gas Permit | Residential | New | Completed | Residential - Upgrade old boiler | 1st Aid Mechanical Ltd
EP-2023-07040 | 2023-08-03 | 771 W 24TH AVENUE, Vancouver, BC V5Z 2B9 | Electrical Permit | Residential | New | Issued | Temporary Power - Residential - To provide temporary power. Valid Aug 03/2022 til Aug 02/2024 | Fowlstone Electric Ltd
EP-2022-05893 | 2022-07-14 | 771 W 24TH AVENUE, Vancouver, BC V5Z 2B9 | Electrical Permit | Residential | New | Expired | Temporary Power - Residential - To provide temporary power. | Fowlstone Electric Ltd
EP-2022-05697 | 2022-07-07 | 771 W 24TH AVENUE, Vancouver, BC V5Z 2B9 | Electrical Permit | Residential | New | Issued | Installation / Repair - Residential - All new installations for a single family custom home, lighting, branch circuits, mechanical circuits, appliance circuits, pool equipment circuits and bonding >BP: 2 STOREY 1FD + ATTACHED GARAGE & LWH *****PART 5 DESIGN/PROJECT***** To construct a 2 storey one-family dwelling with Cellar ($885,230.00) with an attached garage providing 2 parking spaces, having vehicular access from the street. Note: Related Development Permit: DE419956 1. Covenant registered at the Land Title Office under CA7998865 2. No Strata Titling permitted 3. A/C proposed – Exterior component located in rear yard, Interior component located in second floor mstr bdrm w.i.c. 4. Bar sink located: (1) located in media rm, (1) located on roof 5. Schedule A: (M. R. Kadulski) Arch. (604.689.1841) CRP 6. Schedule D-1: (M. R. Kadulski) Arch. (604.689.1841) Bldg. Envl. Prof. 7. Schedule B: (M. R. Kadulski) Arch. (604.689.1841) Architectural 8. Schedule B: (C.T.P. Yiu) P.Eng (604.255.7670) Architectural 9. Schedule B: (C.T.P. Yiu) P.Eng (604.255.7670) Structural 10. Schedule B: (M.J. Kokan) P.Eng (604.439.0922) Geotechnical 11. Schedule L: (D. Rose) L. Arch. (604.904.9803) Landscape Architect 12. HPO: Residential Builder- (0855741 BC Ltd) **NOTE: Contractor Information: BUSINESS NAME: 0855741 BC LTD BUSINESS TRADE NAME: SCC CONSTRUCTION Note: This is a 2 storey building pursuant to the Zoning and Development By-Law Address Information: Principle Dwelling Address: 771 W. 24th Ave. Laneway House Address: 770 W. 23rd Ave. Addresses have been assigned per the approved plans. **THIS PERMIT HAS BEEN ISSUED UNDER THE REQUIREMENTS OF VBBL 2014 AND THE GREEN HOMES PROGRAM** | Fowlstone Electric Ltd
NULL | NULL | 771 W 24TH AVENUE, Vancouver, BC V5Z 2B9 | Electrical Permit | Residential | New | Withdrawn | Installation / Repair - Residential - Single Family home + Laneway home, 400A service, lighting, branch circuits, mechanical equipment connections, EV charger. | Fowlstone Electric Ltd
PP-2022-01470 | 2022-05-02 | 771 W 24TH AVENUE, Vancouver, BC V5Z 2B9 | Plumbing Permit | Residential | New | Cancelled | Residential - IFD - Install 2 outside sumps without pumps To construct a 2 storey one-family dwelling with Cellar with an attached garage providing 2 parking spaces, having vehicular access from the street. Note: Related Development Permit: DE419956 Note:This Building Permit will remain in a SUSPENDED status until the associated (green) Demolition Permit BP-2019-04698 is completed. 1. Covenant registered at the Land Title Office under CA7998865 2. No Strata Titling permitted 3. A/C proposed – Exterior component located in rear yard, Interior component located in second floor mstr bdrm w.i.c. 4. Bar sink located: (1) located in media rm, (1) located on roof | Octiscapes Site Services Ltd
EP-2022-01696 | 2022-03-02 | 771 W 24TH AVENUE, Vancouver, BC V5Z 2B9 | Electrical Permit | Residential | New | Expired | Temporary Power - Residential - To provide temporary power. | Castle Electric Inc
GP-2022-02845 | 2022-09-22 | 754 W 23RD AVENUE, Vancouver, BC V5Z 2A8 | Gas Permit | Residential | Addition | Completed | Residential - TO INSTALL 1 FURNACE & 1 TANKLESS WATER HEATER | BC Care Heating Services Ltd
PP-2023-04433 | 2024-01-02 | 804 W 23RD AVENUE, Vancouver, BC V5Z 2A9 | Plumbing Permit | Residential | Renovation | Completed | Residential - renovation >BP: To validate interior alterations to provide improvements to this existing single detached house on this site. Scope of Work: Removal of partition walls, new partition walls, new doors, new fixtures, and to validate access stair to attic and addition of floor area in the attic | Torresan Plumbing & Heating Ltd
MP-2023-01907 | 2023-10-26 | 804 W 23RD AVENUE, Vancouver, BC V5Z 2A9 | Mechanical Permit | NULL | NULL | Completed | NULL | Metro Valley HVAC Ltd
EP-2023-09627 | 2023-11-08 | 804 W 23RD AVENUE, Vancouver, BC V5Z 2A9 | Electrical Permit | Residential | Renovation | Completed | Installation / Repair - Residential - kitchen and bathroom -updated kitchen and basement bathroom relocated sub panel wired ac unit MP-2023-01907: Issued CF-2021-011232 WWOP >BP: To validate interior alterations to provide improvements to this existing single detached house on this site. Scope of Work: Removal of partition walls, new partition walls, new doors, new fixtures, and to validate access stair to attic and addition of floor area in the attic DBI to determine if structural plans are required | LGD Electric Ltd
NULL | NULL | 815 W 23RD AVENUE, Vancouver, BC V5Z 2B1 | Electrical Permit | Commercial | NULL | Withdrawn | Annual / Operating - Relocate meter base due to safety concern with deck replacement | ACS ELECTRICAL LTD
EP-2023-05723 | 2023-06-28 | 815 W 23RD AVENUE, Vancouver, BC V5Z 2B1 | Electrical Permit | Residential | Renovation | Completed | Installation / Repair - Residential - Relocate Meter Base to accommodate new deck and safe distance to new overhead wires. Existing service: 200A 240V single phase 3 wire overhead from lane to house. Meter base to be re-located from main house to detached garage due to overhead service wires in close proximity to deck. The main service cable shall be replaced, direct buried and connected to existing 200amp panel. Existing main panel stays in place. Grounding and bonding selected in case the existing requires replacement . Service remains at 200A 240V single phase 3 wire, underground cable, 250MCM ACWU 3 conductor. *Permit Amendment Jul 25, 2023 -Add 6x3" LED recessed lighting under sundeck, add garden and storage receptacle, add underground conduit for future consideration. >BP: Exterior alterations to reconstruct the existing open deck and stairs at the rear of this existing One Family Dwelling with a Secondary Suite on this site. Geotechnical/Structural Schedule B submitted by Saeid Sadeghi - 604.913.6604 | ACS ELECTRICAL LTD
EP-2023-05497 | 2023-07-05 | 875 W 23RD AVENUE, Vancouver, BC V5Z 2B1 | Electrical Permit | Residential | New | Issued | Installation / Repair - Residential - New electrical wiring for New custom home with suite *An approved mechanical permit is required for the installation of air conditioning or heat pump unit at the time of installation before an electrical inspection will be performed >BP: To construct a 2 storey + basement one-family dwelling with a secondary suite ($867,750) located in the basement with a detached accessory building (garage), at the rear providing 2 parking spaces, having vehicular access from the lane. | Castle Electric Inc
MP-2023-01276 | 2023-07-12 | 875 W 23RD AVENUE, Vancouver, BC V5Z 2B1 | Mechanical Permit | NULL | NULL | Issued | NULL | Greywater Plumbing And Heating Inc
PP-2023-02149 | 2023-06-19 | 875 W 23RD AVENUE, Vancouver, BC V5Z 2B1 | Plumbing Permit | Residential | Renovation | Issued | Residential - Renovation >BP: To construct a 2 storey + basement one-family dwelling with a secondary suite located in the basement with a detached accessory building (garage), at the rear providing 2 parking spaces, having vehicular access from the lane. Note: This is a 2 storey building pursuant to the Zoning and Development By-Law. 1- Covenant registered at the Land Title Office under CB346277 2- No strata titling permitted 3- No bar sink proposed 4- A/C unit proposed in the rear yard 5- Schedule B: Ke Jian, Ma P.Eng (604-599-8890) Structural & Geotechnical 4- BC Housing Residential Builder - Best Builders Ltd. June 29/2023-AMEND Please add 2 more floor drains to the permit. | Greywater Plumbing And Heating Inc
EP-2022-09153 | 2022-10-27 | 875 W 23RD AVENUE, Vancouver, BC V5Z 2B1 | Electrical Permit | Residential | New | Expired | Temporary Power - Residential - To provide temporary power. | Castle Electric Inc
GP-2023-03218 | 2023-10-25 | 875 W 23RD AVENUE, Vancouver, BC V5Z 2B1 | Gas Permit | Residential | Renovation | Issued | Residential - Installation of 1 gas fireplace venting and hook up only >BP: To construct a 2 storey + basement one-family dwelling with a secondary suite ($867,750) located in the basement with a detached accessory building (garage), at the rear providing 2 parking spaces, having vehicular access from the lane. | Urban Fireplaces Ltd
GP-2023-03138 | 2023-10-19 | 875 W 23RD AVENUE, Vancouver, BC V5Z 2B1 | Gas Permit | Residential | New | Issued | Residential - 1 BBQ & 1 Fireplace >BP: To construct a 2 storey + basement one-family dwelling with a secondary suite ($867,750) located in the basement with a detached accessory building (garage), at the rear providing 2 parking spaces, having vehicular access from the lane. | Greywater Plumbing And Heating Inc
EP-2023-09990 | 2023-11-14 | 875 W 23RD AVENUE, Vancouver, BC V5Z 2B1 | Electrical Permit | Residential | New | Issued | Installation / Repair - Residential - Security Alarm Installation >BP: To construct a 2 storey + basement one-family dwelling with a secondary suite ($867,750) located in the basement with a detached accessory building (garage), at the rear providing 2 parking spaces, having vehicular access from the lane. Note: This is a 2 storey building pursuant to the Zoning and Development By-Law. 1- Covenant registered at the Land Title Office under CB346277 2- No strata titling permitted 3- No bar sink proposed 4- A/C unit proposed in the rear yard 5- Schedule B: Ke Jian, Ma P.Eng (604-599-8890) Structural & Geotechnical 4- BC Housing Residential Builder - Best Builders Ltd. ***This permit is issued under the VBBL 2019, with updated energy requirements as per bylaw # 12997 effective Jan 01, 2022.*** | Prism Security Systems Ltd
EP-2023-10173 | 2023-11-29 | 875 W 23RD AVENUE, Vancouver, BC V5Z 2B1 | Electrical Permit | Residential | New | Issued | Installation / Repair - Residential - Home automation prewire >BP: To construct a 2 storey + basement one-family dwelling with a secondary suite ($867,750) located in the basement with a detached accessory building (garage), at the rear providing 2 parking spaces, having vehicular access from the lane. | IAN FUNAY DBA PERFECTION CONNECTION
SP-2023-02234 | 2023-12-12 | 875 W 23RD AVENUE, Vancouver, BC V5Z 2B1 | Sprinkler Permit | Residential | New | Issued | Residential - Installation of new residential fire sprinkler system -- The entire building, INCLUDING THE ATTACHED GARAGE (if applicable), to be sprinklered to NFPA 13D. >BP: To construct a 2 storey + basement one-family dwelling with a secondary suite ($867,750) located in the basement with a detached accessory building (garage), at the rear providing 2 parking spaces, having vehicular access from the lane. Note: This is a 2 storey building pursuant to the Zoning and Development By-Law. 1- Covenant registered at the Land Title Office under CB346277 2- No strata titling permitted 3- No bar sink proposed 4- A/C unit proposed in the rear yard 5- Rev#3: Schedule B: Ke Jian, Ma P.Eng (604-599-8890) Structural & Geotechnical (inlcluding pool) 4- BC Housing Residential Builder - Best Builders Ltd. 5- Rev#3: Schedule B for Pool: B. Klarich, P. Eng. (604-619-8875) Structural ***This permit is issued under the VBBL 2019, with updated energy requirements as per bylaw # 12997 effective Jan 01, 2022.*** | Fire Busters Inc
EP-2023-10484 | 2023-11-20 | 875 W 23RD AVENUE, Vancouver, BC V5Z 2B1 | Electrical Permit | Residential | New | Issued | Temporary Power - Residential - To provide temporary power. | Castle Electric Inc
PP-2024-00181 | 2024-01-25 | 875 W 23RD AVENUE, Vancouver, BC V5Z 2B1 | Plumbing Permit | Residential | New | Issued | Residential - 1x outside gravity sump and 1x outside sump w/ pump | J & R Excavation & Demolition Ltd.
GP-2022-00611 | 2022-06-06 | 902 W 23RD AVENUE, Vancouver, BC V5Z 2B3 | Gas Permit | Residential | New | Completed | Residential - RE N RE - Installation of a high efficiency furnace | Kirkstone Heating Ltd
EP-2023-00961 | 2023-02-06 | 928 W 23RD AVENUE, Vancouver, BC V5Z 2B3 | Electrical Permit | Commercial | NULL | Expired | Movie Set / Filming - To allow for Movie Set/Filming Applicant shall provide completed Contractor Declaration form, and dates of filming and associated location(s) to csinspection.clerks@vancouver.ca prior to the commencement of filming. Visit vancouver.ca/inspections for more details. | Means of Production Inc
GP-2023-00897 | 2023-03-14 | 929 W 23RD AVENUE, Vancouver, BC V5Z 2B2 | Gas Permit | Residential | Renovation | Completed | Residential - Replace furnace with High Efficient Model | Leonard Steven Walton
GP-2022-00692 | 2022-03-04 | 945 W 23RD AVENUE, Vancouver, BC V5Z 2B2 | Gas Permit | Residential | Renovation | Completed | Residential - SUPPLY AND INSTALL GAS FIREPLACE AND VENTING | Delco Fireplaces Ltd
GP-2023-01436 | 2023-05-04 | 972 W 23RD AVENUE, Vancouver, BC V5Z 2B3 | Gas Permit | Residential | Addition | Completed | Residential - re and re gas dryer | Christopher Sterling
EP-2023-05955 | 2023-07-18 | 972 W 23RD AVENUE, Vancouver, BC V5Z 2B3 | Electrical Permit | Residential | Addition | Completed | Installation / Repair - Residential - ¦1FD/ 200A SERVICE UPGRADE ¦ overhead service upgrade from 100a to 200a , new service install in garage at back lane, underground cable from garage to main house >Permit Amendment Oct 13, 2023 -"Install the car charger plug in the garage near the main panel" *Document(s) uploaded to "Application Documents" tab for Electrical Inspector review. Documents are at pending status at time of permit amendment approval >Permit Amendment Oct 05, 2023 -"re do load calculation" *Document(s) uploaded to "Application Documents" tab for Electrical Inspector review. Documents are at pending status at time of permit amendment approval | Green Mountain Multitech Ltd
PP-2023-02098 | 2023-06-14 | 3542 W 27TH AVENUE, Vancouver, BC V6S 1P8 | Plumbing Permit | Residential | New | Issued | Residential - 1FD - Install draintile and sump | G & K Excavation and Demolition Services Ltd
EP-2023-02083 | 2023-03-10 | 3542 W 27TH AVENUE, Vancouver, BC V6S 1P8 | Electrical Permit | Residential | New | Issued | Temporary Power - Residential - To provide temporary power. | Boss Electric Ltd.
GP-2024-00188 | 2024-01-24 | 3542 W 27TH AVENUE, Vancouver, BC V6S 1P8 | Gas Permit | Residential | New | Issued | Residential - 2 Fireplaces Venting, installation & final hook up of gas fireplaces >BP: To develop a 2 storey + cellar one-family dwelling with a detached accessory building (garage), at the rear providing 3 parking spaces, having vehicular access from the lane. The entire building, INCLUDING THE ATTACHED GARAGE (if applicable), to be sprinklered to NFPA 13D. Note: This is a 2 storey building pursuant to the Zoning and Development By-Law 1- Heat pump proposed by garage/int. hallway closet 2- No bar sink proposed 3- Schedule B: Sharat chande, P.Eng (604-723-7534) Structural & Geotechnical 4- HPO: Residential Builder - West Coast Signature Homes Ltd. Combustible projections or roof soffits on an exposing building face shall not project to less than .45m from the property line and shall be in compliance with VBBL 2014 9.10.15.5.(9) | Galaxy Fireplaces Ltd
SP-2023-02184 | 2023-12-04 | 3542 W 27TH AVENUE, Vancouver, BC V6S 1P8 | Sprinkler Permit | Residential | New | Issued | Residential - To Install 38 sprinkler heads >BP: Building Permit for DP-2021-00908 To develop a 2 storey + cellar one-family dwelling with a detached accessory building (garage), at the rear providing 3 parking spaces, having vehicular access from the lane. The entire building, INCLUDING THE ATTACHED GARAGE (if applicable), to be sprinklered to NFPA 13D. Note: This is a 2 storey building pursuant to the Zoning and Development By-Law 1- Heat pump proposed by garage/int. hallway closet 2- No bar sink proposed 3- Schedule B: Sharat chande, P.Eng (604-723-7534) Structural & Geotechnical 4- HPO: Residential Builder - West Coast Signature Homes Ltd. Combustible projections or roof soffits on an exposing building face shall not project to less than .45m from the property line and shall be in compliance with VBBL 2014 9.10.15.5.(9) ******THIS PERMIT IS ISSUED UNDER THE REQUIREMENTS OF VBBL 2019 | General Sprinkler Systems Ltd
GP-2024-00130 | 2024-01-17 | 3542 W 27TH AVENUE, Vancouver, BC V6S 1P8 | Gas Permit | Residential | New | Issued | Residential - 1 Boiler, 1 Range, 1 BBQ & 2 Fireplaces Install gas lines in building >BP: Building Permit for DP-2021-00908 To develop a 2 storey + cellar one-family dwelling with a detached accessory building (garage), at the rear providing 3 parking spaces, having vehicular access from the lane. The entire building, INCLUDING THE ATTACHED GARAGE (if applicable), to be sprinklered to NFPA 13D. Note: This is a 2 storey building pursuant to the Zoning and Development By-Law 1- Heat pump proposed by garage/int. hallway closet 2- No bar sink proposed 3- Schedule B: Sharat chande, P.Eng (604-723-7534) Structural & Geotechnical 4- HPO: Residential Builder - West Coast Signature Homes Ltd. | Trans Am Mechanical Ltd
EP-2023-10399 | 2023-11-17 | 3542 W 27TH AVENUE, Vancouver, BC V6S 1P8 | Electrical Permit | Residential | New | Issued | Installation / Repair - Residential - Structured wiring Security alarm Audio Surveillance cameras Doorbell Central vacuum >BP: To develop a 2 storey + cellar one-family dwelling with a detached accessory building (garage), at the rear providing 3 parking spaces, having vehicular access from the lane. The entire building, INCLUDING THE ATTACHED GARAGE (if applicable), to be sprinklered to NFPA 13D. Note: This is a 2 storey building pursuant to the Zoning and Development By-Law 1- Heat pump proposed by garage/int. hallway closet 2- No bar sink proposed 3- Schedule B: Sharat chande, P.Eng (604-723-7534) Structural & Geotechnical 4- HPO: Residential Builder - West Coast Signature Homes Ltd. Combustible projections or roof soffits on an exposing building face shall not project to less than .45m from the property line and shall be in compliance with VBBL 2014 9.10.15.5.(9) ******THIS PERMIT IS ISSUED UNDER THE REQUIREMENTS OF VBBL 2019 | Vancouver Audiospace Home Control Ltd
PP-2023-03131 | 2023-09-06 | 3542 W 27TH AVENUE, Vancouver, BC V6S 1P8 | Plumbing Permit | Residential | New | Issued | Residential - single family dwelling plumbing >BP: To develop a 2 storey + cellar one-family dwelling with a detached accessory building (garage), at the rear providing 3 parking spaces, having vehicular access from the lane. The entire building, INCLUDING THE ATTACHED GARAGE (if applicable), to be sprinklered to NFPA 13D. Note: This is a 2 storey building pursuant to the Zoning and Development By-Law 1- Heat pump proposed by garage/int. hallway closet 2- No bar sink proposed ******THIS PERMIT IS ISSUED UNDER THE REQUIREMENTS OF VBBL 2019 | Trans Am Mechanical Ltd
EP-2023-08314 | 2023-09-22 | 3542 W 27TH AVENUE, Vancouver, BC V6S 1P8 | Electrical Permit | Residential | New | Issued | Installation / Repair - Residential - ¦ 1FD- 200A ¦ Overhead 200 Amps Electrical service for Single family dwelling. All new Rough wiring and finishing *An approved mechanical permit is required for the installation of air conditioning or heat pump unit at the time of installation before an electrical inspection will be performed >Permit Amendment Dec 21, 2023 -Amended Service Details: 1-400A TO 1-200A -Pl. cancel the Amedanant form for 400 Amps. Trades change thetre equipment due to old building permit. We will go with 200 Amps >Permit Amendment Dec 13, 2023 -Amended Service Details: 1-200A TO 1-400A -Documents rejected. Contractor to request an inspection online and upload the document(s) to the inspection for the District Electrical Inspector to review >BP: To develop a 2 storey + cellar one-family dwelling with a detached accessory building (garage), at the rear providing 3 parking spaces, having vehicular access from the lane. The entire building, INCLUDING THE ATTACHED GARAGE (if applicable), to be sprinklered to NFPA 13D. Note: This is a 2 storey building pursuant to the Zoning and Development By-Law 1- Heat pump proposed by garage/int. hallway closet 2- No bar sink proposed 3- Schedule B: Sharat chande, P.Eng (604-723-7534) Structural & Geotechnical 4- HPO: Residential Builder - West Coast Signature Homes Ltd. Combustible projections or roof soffits on an exposing building face shall not project to less than .45m from the property line and shall be in compliance with VBBL 2014 9.10.15.5.(9) ******THIS PERMIT IS ISSUED UNDER THE REQUIREMENTS OF VBBL 2019 | Boss Electric Ltd.
MP-2023-01676 | 2023-09-13 | 3542 W 27TH AVENUE, Vancouver, BC V6S 1P8 | Mechanical Permit | NULL | NULL | Issued | NULL | Trans Am Mechanical Ltd
EP-2022-05335 | 2022-06-28 | 3550 W 27TH AVENUE, Vancouver, BC V6S 1P8 | Electrical Permit | Residential | New | Completed | Installation / Repair - Residential - wiring condensing unit | RBM Electric Ltd
GP-2023-04101 | 2023-12-19 | 3553 W 27TH AVENUE, Vancouver, BC V6S 1P9 | Gas Permit | Residential | Tenant Improvement | Issued | Residential - Re and re furnace | Moore & Russell Heating Ltd
EP-2021-08444 | 2022-04-19 | 2590 W 2ND AVENUE, Vancouver, BC V6K 1J8 | Electrical Permit | Residential | Renovation | Issued | Installation / Repair - Residential - remove cooktop stove & associated wiring up to the supply circuit breakers basement suit both stoves *CF-2020-001804 *Mandatory Electrical Requirements: Items #1-7 *WWOP - electrical work carried out to create MCD >Permit Amendment Jan 17, 2024 -Work Description: Amended ¦ -"Safety check on legal suite" | A-Maximum & Sons Electrical And Contracting Co Ltd
PP-2022-00401 | 2022-02-08 | 2612 W 2ND AVENUE, Vancouver, BC V6K 1J9 | Plumbing Permit | Residential | Addition | Issued | Residential - 1FD+SS N-#1 & #2 - Install 1 outside sump and services piping interior/exterior to this existing one family dwelling including change of use to one family dwelling with secondary suite. Scope of work includes to lower the basement slab and new foundation walls, add basement suite, rear yard addition, restore character elements on the front façade, replace siding and rebuild existing garage and add roof deck | Octiscapes Site Services Ltd
EP-2022-09427 | 2022-11-17 | 2612 W 2ND AVENUE, Vancouver, BC V6K 1J9 | Electrical Permit | Residential | New | Issued | Installation / Repair - Residential - New house construction interior/exterior to this existing one family dwelling including change of use to one family dwelling with secondary suite. Scope of work includes to lower the basement slab and new foundation walls, add basement suite, rear yard addition, restore character elements on the front façade, replace siding and rebuild existing garage and add roof deck | Torr Electric
PP-2022-03798 | 2022-10-25 | 2612 W 2ND AVENUE, Vancouver, BC V6K 1J9 | Plumbing Permit | Residential | Renovation | Issued | Residential - Renovation and alteration to all plumbing fixtures >DB: interior/exterior to this existing one family dwelling including change of use to one family dwelling with secondary suite. Scope of work includes to lower the basement slab and new foundation walls, add basement suite, rear yard addition, restore character elements on the front façade, replace siding and rebuild existing garage and add roof deck | VANMECH PLUMBING & HEATING LTD.
EP-2023-00364 | 2023-01-16 | 2612 W 2ND AVENUE, Vancouver, BC V6K 1J9 | Electrical Permit | Residential | New | Expired | Temporary Power - Residential - To provide temporary power. | Torr Electric
GP-2023-01181 | 2023-04-11 | 2612 W 2ND AVENUE, Vancouver, BC V6K 1J9 | Gas Permit | Residential | Renovation | Issued | Residential - Installation of 1 gas fireplace - venting and hook up only. >BP: interior/exterior to this existing one family dwelling including change of use to one family dwelling with secondary suite. | Urban Fireplaces Ltd
GP-2023-01170 | 2023-04-11 | 2612 W 2ND AVENUE, Vancouver, BC V6K 1J9 | Gas Permit | Residential | New | Issued | Residential - 1 Boiler, 1 BBQ & 2 Fireplaces Piping only to fireplaces. roof top patio will have gas line under the pavers. >BP: interior/exterior to this existing one family dwelling including change of use to one family dwelling with secondary suite. | A & J GAS SERVICES LTD
SP-2023-00720 | 2023-04-25 | 2612 W 2ND AVENUE, Vancouver, BC V6K 1J9 | Sprinkler Permit | Residential | Renovation | Issued | Residential - New sprinkler system >DB: interior/exterior to this existing one family dwelling including change of use to one family dwelling with secondary suite. Scope of work includes to lower the basement slab and new foundation walls, add basement suite, rear yard addition, restore character elements on the front façade, replace siding and rebuild existing garage and add roof deck The entire building to be sprinklered to NFPA-13D | Titan Fire Protection Ltd
PP-2023-02251 | 2023-06-26 | 2615 W 2ND AVENUE, Vancouver, BC V6K 1K1 | Plumbing Permit | Residential | Tenant Improvement | Completed | Residential - Renewal of perimeter drainage system around existing house. Installation of new sump July 17/2023-AMEND No longer going to do a complete replacement of the perimeter drainage system due to the condition of the existing rock foundation wall. New scope of work is perimeter drainage on west side of house, complete solid rainwater leader system, perforated surface area drainage system on east & north sides of house & storm sump at southwest corner of house. Length of pipe and fixtures has not changed. If any questions please call Dom @ 604-690-5243. | Modern Drainage Ltd
PP-2022-01434 | 2022-04-28 | 2615 W 2ND AVENUE, Vancouver, BC V6K 1K1 | Plumbing Permit | Residential | Renovation | Completed | Residential - Plumbing To alter the exterior and interior of this existing Heritage B building and to change the use from two-family dwelling to a One-Family Dwelling. Scope of work includes: window replacement, removal of kitchens in the basement and 2nd floor, relocation of a kitchen on the main floor and new interconnecting stairs between the basement and main floor. | Avante Plumbing & Heating Ltd
EP-2022-04372 | 2022-05-26 | 2615 W 2ND AVENUE, Vancouver, BC V6K 1K1 | Electrical Permit | Residential | Renovation | Completed | Installation / Repair - Residential - full electrical renovation of house - new service reno -Full rewire of house. All new branch circuits Upgrade service to 200amp 120/240 3 wire **Amend 12/13/2022** uploaded load calculations >BP: To alter the exterior and interior of this existing Heritage B building and to change the use from two-family dwelling to a One-Family Dwelling. Scope of work includes: window replacement, removal of kitchens in the basement and 2nd floor, relocation of a kitchen on the main floor and new interconnecting stairs between the basement and main floor. REVISION #1: - Change layout of all 3 levels - Remove some openings from the east and west elevations - Relocate the front entrance - Change the size of the openings on the north elevation (rear) B.Wong April 2/22 Notes: - Schedule B (Structural), Nick A. Maerkl, P.Eng, 604-734-8822. - REUP Submitted by Christopher Dawe. Scope of work to include energy upgrade in accordance with Article 11.2.1.4 of the 2019 Vancouver Building By-law and as per the Energy Efficiency Upgrade Details noted in the Energuide Report. | DLP Electrical Ltd
GP-2022-01824 | 2022-06-15 | 2615 W 2ND AVENUE, Vancouver, BC V6K 1K1 | Gas Permit | Residential | Renovation | Completed | Residential - To install boiler range BBQ >BP: To alter the exterior and interior of this existing Heritage B building and to change the use from two-family dwelling to a One-Family Dwelling. Scope of work includes: window replacement, removal of kitchens in the basement and 2nd floor, relocation of a kitchen on the main floor and new interconnecting stairs between the basement and main floor. REVISION #1: - Change layout of all 3 levels - Remove some openings from the east and west elevations - Relocate the front entrance - Change the size of the openings on the north elevation (rear) B.Wong April 2/22 Notes: | JOT MECHANICAL LTD
GP-2022-02396 | 2022-08-15 | 2947 W 29TH AVENUE, Vancouver, BC V6L 1Y3 | Gas Permit | Residential | Renovation | Completed | Residential - Furnace replacement | Angels Heating & Cooling Ltd
MP-2023-01270 | 2023-07-11 | 2963 W 29TH AVENUE, Vancouver, BC V6L 1Y3 | Mechanical Permit | NULL | NULL | Completed | NULL | Thomson Industries Ltd
EP-2023-07053 | 2023-08-16 | 2963 W 29TH AVENUE, Vancouver, BC V6L 1Y3 | Electrical Permit | Residential | Renovation | Completed | Installation / Repair - Residential - Dedicated circuit for heat pump -MP-2023-01270 | Pacific Star Electric Inc
GP-2023-02779 | 2023-09-22 | 2963 W 29TH AVENUE, Vancouver, BC V6L 1Y3 | Gas Permit | Residential | Renovation | Completed | Residential - re re boiler | Thomson Industries Ltd
GP-2023-03058 | 2023-10-13 | 2983 W 29TH AVENUE, Vancouver, BC V6L 1Y3 | Gas Permit | Residential | Renovation | Issued | Residential - Boiler replacement | Angels Heating & Cooling Ltd
GP-2023-01205 | 2023-04-13 | 2987 W 29TH AVENUE, Vancouver, BC V6L 1Y3 | Gas Permit | Residential | Tenant Improvement | Completed | Residential - Replace the old water heater with a new one | Gregori Plumbing, Heating & Air Conditioning Ltd
EP-2022-02048 | 2022-03-17 | 2996 W 29TH AVENUE, Vancouver, BC V6L 1Y4 | Electrical Permit | Residential | New | Completed | Installation / Repair - Residential - install Divvee Load sharing device on 30A branch circuit for existing electric range. Install load share next to panel, mount Tesla EV charger to interior wall at front of garage. Telsa charger to be set at 30A. House service is 240V/200A/1 phase. | Houle Electric Limited
GP-2023-02074 | 2023-07-11 | 3017 W 29TH AVENUE, Vancouver, BC V6L 1Y5 | Gas Permit | Residential | Addition | Completed | Residential - 120,000 BTU Combi Boiler re/re | HAMZEH GERAMI Dba Nation Heating & Cooling
GP-2022-03367 | 2022-10-30 | 3622 W 21ST AVENUE, Vancouver, BC V6S 1H3 | Gas Permit | Residential | Renovation | Completed | Residential - Boiler and water heater replacement | WESTBRIDGE PLUMBING & HEATING LTD
PP-2022-01888 | 2022-06-03 | 3705 W 21ST AVENUE, Vancouver, BC V6S 1H2 | Plumbing Permit | Residential | New | Completed | Residential - backflow preventor for lawn irrigation >BP: To construct a 2 storey + basement one-family dwelling with a secondary suite ($705,250) located in the basement. Note: Parking for the site has been provided under DB-2020-03595 (Laneway House) Note: This Building Permit will remain in a suspended status until the associated (green) Demolition Permit BP-2020-02592 is completed. Note: This is a 2 storey building pursuant to the Zoning and Development By-Law 1- Covenant registered at the Land Title Office under CA8461500 2- No strata titling permitted 3- Bar sink proposed in the basement 4- A/C unit proposed in the rear yard 5- Schedule B: Ke Jian, MA, P.Eng (604-599-8890) Structural & Geotechnical 4- HPO: Residential Builder - AREE Developments Ltd. Address Note: Addresses assigned per approved plans. Fire and Emergency street access to the secondary suite is from the west side. Street access must be provided and maintained at all times. The building addresses are to be posted and to be visible from the street in accordance with the Building By-law prior to final inspection. ******THIS PERMIT HAS BEEN ISSUED UNDER THE REQUIREMENTS OF VBBL #12511 (2019)***** | Oriental Landscaping & Home Improvement ltd
PP-2022-01856 | 2022-06-02 | 2876 W 21ST AVENUE, Vancouver, BC V6L 1K6 | Plumbing Permit | Residential | Renovation | Completed | Residential - Plumbing >BP: Exterior and interior alterations to renovate this existing one family dwelling. Scope of work includes to build a new deck (4'x15'2"). Structural Schedule B provided by Hamid Behmanesh Ok for field review as per Jamie Zhang, Dec. 9/21 | Avante Plumbing & Heating Ltd
SP-2022-00991 | 2022-06-20 | 2876 W 21ST AVENUE, Vancouver, BC V6L 1K6 | Sprinkler Permit | Residential | New | Completed | Residential - new fire sprinkler system >BP: Exterior and interior alterations to renovate this existing one family dwelling. Scope of work includes to build a new deck (4'x15'2"). | Mainland Fire Protection Ltd
EP-2022-05678 | 2022-07-06 | 2876 W 21ST AVENUE, Vancouver, BC V6L 1K6 | Electrical Permit | Residential | Renovation | Completed | Installation / Repair - Residential - New 200 amp Service Full rewire of Branch circuits on top and main floor. Add smokes and Co2 detectors Exterior and interior alterations to renovate this existing one family dwelling. | DLP Electrical Ltd
GP-2022-02275 | 2022-08-03 | 2876 W 21ST AVENUE, Vancouver, BC V6L 1K6 | Gas Permit | Residential | Renovation | Completed | Residential - Installation of 1 gas fireplace - venting and hook up only >Exterior and interior alterations to renovate this existing one family dwelling. Scope of work includes to build a new deck (4'x15'2"). Structural Schedule B provided by Hamid Behmanesh Ok for field review as per Jamie Zhang, Dec. 9/21 | Urban Fireplaces Ltd
EP-2024-00591 | 2024-01-23 | 2895 W 21ST AVENUE, Vancouver, BC V6L 1K5 | Electrical Permit | Residential | New | Issued | Temporary Power - Residential - To provide temporary power. | Sound Electrical Ltd
SP-2024-00097 | 2024-01-30 | 2903 W 21ST AVENUE, Vancouver, BC V6L 1K7 | Sprinkler Permit | Residential | New | Issued | Residential - 2FD - FRONT - 2903 21ST AV BACK - 3655 MACKENZIE ST New sprinkler system >DB: To construct a 2.5 storey two-family dwelling with a detached accessory building (garage) at the rear providing 2 parking spaces, having vehicular access from the lane. 1. Heat Pump proposed – Exterior component located in rear yard, Interior component located in upper floor. Note: This is a 2 storey building pursuant to the Zoning and Development By-Law Note: The entire building to be sprinklered to 2 x NFPA 13D ***This permit is issued under the VBBL 2019, with updated energy requirements as per bylaw # 12997 effective Jan 01, 2022.*** | Haven Fire Protection Ltd
PP-2023-04352 | 2023-12-18 | 2903 W 21ST AVENUE, Vancouver, BC V6L 1K7 | Plumbing Permit | Residential | New | Issued | Residential - Storm sump | AQUA KING MECHANICAL LTD
EP-2024-00087 | 2024-01-09 | 2903 W 21ST AVENUE, Vancouver, BC V6L 1K7 | Electrical Permit | Residential | New | Issued | Installation / Repair - Residential - 200 amp main service 125 amp for both units All rough wiring and finishing To construct a 2.5 storey two-family dwelling with a detached accessory building (garage) at the rear providing 2 parking spaces, having vehicular access from the lane. 1. Heat Pump proposed – Exterior component located in rear yard, Interior component located in upper floor. 2. Schedule B: (Alan Prahalad) P.Eng (604.831.1431) Struct. & Geo. 3. HPO: Residential Builder- Par-Can Enterprises Ltd - #41573 Note: This is a 2 storey building pursuant to the Zoning and Development By-Law | H.L. ELECTRICAL LTD
PP-2024-00153 | 2024-01-22 | 2903 W 21ST AVENUE, Vancouver, BC V6L 1K7 | Plumbing Permit | Residential | New | Issued | Residential - new plumbing | AQUA KING MECHANICAL LTD
EP-2023-10133 | 2023-11-08 | 2903 W 21ST AVENUE, Vancouver, BC V6L 1K7 | Electrical Permit | Residential | New | Issued | Temporary Power - Residential - To provide temporary power. | H.L. ELECTRICAL LTD
EP-2022-07505 | 2022-09-08 | 3276 W 22ND AVENUE, Vancouver, BC V6L 1N2 | Electrical Permit | Residential | Addition | Completed | Installation / Repair - Residential - To relocate the meter for the main house due to the construction of new laneway house. *Main Service at laneway: 200A/ EP-2023-02446 *Laneway house: 125A/ EP-2023-02446 *Main house: Service disconnect/ re-connect: 100A/ EP-2022-07505 | JIU DING ELECTRIC LTD
GP-2022-02636 | 2022-09-01 | 3330 W 22ND AVENUE, Vancouver, BC V6S 1J2 | Gas Permit | Residential | Renovation | Completed | Residential - Re&Re furnace BTU: 70.000 | Milani Plumbing Heating & Air Conditioning Ltd
PP-2023-03034 | 2023-08-25 | 3402 W 22ND AVENUE, Vancouver, BC V6S 1J2 | Plumbing Permit | Residential | New | Issued | Residential - sump placing | Metro Contracting Ltd
EP-2023-07698 | 2023-09-05 | 3402 W 22ND AVENUE, Vancouver, BC V6S 1J2 | Electrical Permit | Residential | New | Issued | Installation / Repair - Residential - ¦ 1FD + 1SS- 200A ¦ Electrical wiring for single family dwelling and with secondary suite *An approved mechanical permit is required for the installation of air conditioning or heat pump unit at the time of installation before an electrical inspection will be performed >BP: To construct a 2 storey one-family dwelling with a secondary suite located in the Basement ($661,525) with a detached accessory building (garage) ($10,000), at the rear providing 2 parking spaces, having vehicular access from the rear lane. 1. Covenant registered at the Land Title Office under CB6455771 2. No Strata Titling permitted 3. Exterior Mechanical Unit – Exterior component located in rear yard, Interior component located in second floor. 4. Schedule B: (Jason Hui) P.Eng (778.319.3403) Struct. & Geo. 5. HPO: Residential Builder- Double Star Enterprises Ltd. #39711 Note: This is a 2 storey building pursuant to the Zoning and Development By-Law | Altech Electric Ltd
EP-2023-07221 | 2023-08-08 | 3402 W 22ND AVENUE, Vancouver, BC V6S 1J2 | Electrical Permit | Residential | New | Issued | Temporary Power - Residential - To provide temporary power. | Altech Electric Ltd
MP-2023-02243 | 2023-12-15 | 3402 W 22ND AVENUE, Vancouver, BC V6S 1J2 | Mechanical Permit | NULL | NULL | Issued | NULL | bcc mechanicals ltd
PP-2023-04204 | 2023-11-30 | 3402 W 22ND AVENUE, Vancouver, BC V6S 1J2 | Plumbing Permit | Residential | New | Issued | Residential - Plumbing >DB: To construct a 2 storey one-family dwelling with a secondary suite located in the Basement with a detached accessory building (garage), at the rear providing 2 parking spaces, having vehicular access from the rear lane. 1. Covenant registered at the Land Title Office under CB6455771 2. No Strata Titling permitted 3. Exterior Mechanical Unit – Exterior component located in rear yard, Interior component located in second floor. ***This permit is issued under the VBBL 2019, with updated energy requirements as per bylaw # 12997 effective Jan 01, 2022.*** | bcc mechanicals ltd
EP-2023-05669 | 2023-07-10 | 3440 W 22ND AVENUE, Vancouver, BC V6S 1J2 | Electrical Permit | Residential | Tenant Improvement | Completed | Installation / Repair - Residential - Electrical installation of mini split system MP-2023-01164 | Moore And Russell Heating And Air Conditioning Ltd
MP-2023-01164 | 2023-06-23 | 3440 W 22ND AVENUE, Vancouver, BC V6S 1J2 | Mechanical Permit | NULL | NULL | Completed | NULL | Moore & Russell Heating Ltd
NULL | NULL | 3466 W 22ND AVENUE, Vancouver, BC V6S 1J2 | Electrical Permit | Residential | New | Draft | Temporary Power - Residential - To provide temporary power. | Hitech Electric Inc
EP-2023-10903 | 2023-12-07 | 3466 W 22ND AVENUE, Vancouver, BC V6S 1J2 | Electrical Permit | Residential | New | Issued | Temporary Power - Residential - To provide temporary power. NOTE: Work authorized by this permit is for placement of a temporary power pole only and does not authorize any site construction and/or excavation. A separate Building Permit will be required prior to commencement of any other work on this site. | Hitech Electric Inc
GP-2022-01376 | 2022-05-04 | 3819 W 26TH AVENUE, Vancouver, BC V6S 1P3 | Gas Permit | Residential | Renovation | Completed | Residential - HWT re&re | Ferenc Nagy
MP-2023-02078 | 2023-11-24 | 3826 W 26TH AVENUE, Vancouver, BC V6S 1P4 | Mechanical Permit | NULL | NULL | Issued | NULL | Microwind Contracting Ltd
PP-2023-02938 | 2023-08-18 | 3826 W 26TH AVENUE, Vancouver, BC V6S 1P4 | Plumbing Permit | Residential | New | Issued | Residential - plumbing >BP: To construct a 2 storey single detached house with a secondary suite located in the basement with a surface parking at the rear, having vehicular access from the lane. Note: This is a 2 storey building pursuant to the Zoning and Development By-Law ******THIS PERMIT HAS BEEN ISSUED UNDER THE REQUIREMENTS OF VBBL 2019****** ***This permit is issued under the VBBL 2019, with updated energy requirements as per bylaw # 12997 effective Jan 01, 2022.*** The entire building to be sprinklered to NFPA 13D. 1. Covenant registration to be completed prior to sheathing inspection 2. No strata titling permitted 3. A/C unit proposed in rear yard 4. Bar sink located in lower floor rec room 5. Schedule B Jason Hui, P.Eng (778-319-3403) Structural and Geotechnical 6. BC Housing Vandot Home Services & Development Ltd | WDR CONTRACTING LTD
GP-2023-02425 | 2023-08-28 | 3826 W 26TH AVENUE, Vancouver, BC V6S 1P4 | Gas Permit | Residential | New | Issued | Residential - 1 Range, 1 Fireplace & 1 BBQ (fireplace Rough in only ) >BP: To construct a 2 storey single detached house with a secondary suite | WDR CONTRACTING LTD
MP-2023-01567 | 2023-08-24 | 3826 W 26TH AVENUE, Vancouver, BC V6S 1P4 | Mechanical Permit | NULL | NULL | Issued | NULL | WDR CONTRACTING LTD
SP-2023-02082 | 2023-11-15 | 3826 W 26TH AVENUE, Vancouver, BC V6S 1P4 | Sprinkler Permit | Residential | New | Issued | Residential - 1FD+SS - #1 & #2 - new single house >DB: To construct a 2 storey single detached house with a secondary suite located in the basement with a surface parking at the rear, having vehicular access from the lane. Note: This is a 2 storey building pursuant to the Zoning and Development By-Law ******THIS PERMIT HAS BEEN ISSUED UNDER THE REQUIREMENTS OF VBBL 2019****** ***This permit is issued under the VBBL 2019, with updated energy requirements as per bylaw # 12997 effective Jan 01, 2022.*** The entire building to be sprinklered to NFPA 13D. 1. Covenant registration to be completed prior to sheathing inspection 2. No strata titling permitted 3. A/C unit proposed in rear yard 4. Bar sink located in lower floor rec room | Yu Fire Protection Inc.
EP-2023-09450 | 2023-10-30 | 3826 W 26TH AVENUE, Vancouver, BC V6S 1P4 | Electrical Permit | Residential | New | Issued | Installation / Repair - Residential - rough in and completion for alarm tel dataintercom video and cctv >BP: To construct a 2 storey single detached house with a secondary suite located in the basement with a surface parking at the rear, having vehicular access from the lane. Note: This is a 2 storey building pursuant to the Zoning and Development By-Law ******THIS PERMIT HAS BEEN ISSUED UNDER THE REQUIREMENTS OF VBBL 2019****** ***This permit is issued under the VBBL 2019, with updated energy requirements as per bylaw # 12997 effective Jan 01, 2022.*** The entire building to be sprinklered to NFPA 13D. 1. Covenant registration to be completed prior to sheathing inspection 2. No strata titling permitted 3. A/C unit proposed in rear yard 4. Bar sink located in lower floor rec room 5. Schedule B Jason Hui, P.Eng (778-319-3403) Structural and Geotechnical 6. BC Housing Vandot Home Services & Development Ltd As shown on the building permit floor plans and/or elevations, exit protection is required to be provided in accordance with Articles 9.9.4.4., 9.9.4.6., and/or 9.37.2.8. of the 2019 VBBL. NOTE: To achieve the required FSR a floor space exclusion of 2% has been applied to this application as per section 10.15.1 of the district schedule, to accommodate improved building performance. All rooms adjacent to East and West exposing building face shall be sprinklered. "Combustible projections or roof soffits on an exposing building face shall not project to less than .45m from the property line and shall be in compliance with VBBL 2019 9.10.15.5.(9) | Guardian Security Systems ltd
PP-2023-02047 | 2023-06-09 | 3826 W 26TH AVENUE, Vancouver, BC V6S 1P4 | Plumbing Permit | Residential | New | Issued | Residential - Sump | BESTWAY EXCAVATING & DEMOLITION 2008 LTD
EP-2023-05068 | 2023-06-29 | 3826 W 26TH AVENUE, Vancouver, BC V6S 1P4 | Electrical Permit | Residential | New | Issued | Installation / Repair - Residential - ¦ 1FD + 1SS: 200A ¦ Installation of: Service Branch circuits and the corresponding receptacles, switches and lights, and various appliances Air Conditioner Range >BP: To construct a 2 storey single detached house with a secondary suite located in the basement with a surface parking at the rear, having vehicular access from the lane. Note: This is a 2 storey building pursuant to the Zoning and Development By-Law ******THIS PERMIT HAS BEEN ISSUED UNDER THE REQUIREMENTS OF VBBL 2019****** ***This permit is issued under the VBBL 2019, with updated energy requirements as per bylaw # 12997 effective Jan 01, 2022.*** The entire building to be sprinklered to NFPA 13D. 1. Covenant registration to be completed prior to sheathing inspection 2. No strata titling permitted 3. A/C unit proposed in rear yard 4. Bar sink located in lower floor rec room 5. Schedule B Jason Hui, P.Eng (778-319-3403) Structural and Geotechnical 6. BC Housing Vandot Home Services & Development Ltd | GV ELECTRICAL INC
EP-2023-03800 | 2023-05-08 | 3826 W 26TH AVENUE, Vancouver, BC V6S 1P4 | Electrical Permit | Residential | New | Issued | Temporary Power - Residential - To provide temporary power. NOTE: Work authorized by this permit is for placement of a temporary power pole only and does not authorize any site construction and/or excavation. A separate Building Permit will be required prior to commencement of any other work on this site. | GV ELECTRICAL INC
PP-2022-03050 | 2022-09-01 | 3842 W 26TH AVENUE, Vancouver, BC V6S 1P4 | Plumbing Permit | Residential | New | Completed | Residential - Lawn irrigation | FANGXIN PLUMBING
EP-2023-08054 | 2023-09-05 | 3847 W 26TH AVENUE, Vancouver, BC V6S 1P3 | Electrical Permit | Residential | New | Issued | Temporary Power - Residential - To provide temporary power. | Vadas Electric Service Inc.
GP-2023-00046 | 2023-01-05 | 3858 W 26TH AVENUE, Vancouver, BC V6S 1P4 | Gas Permit | Residential | Renovation | Completed | Residential - Navien NCB 240/110H on-demand combination boiler Installation | Reid Brothers Plumbing & Heating Ltd
GP-2022-02613 | 2022-08-31 | 3869 W 26TH AVENUE, Vancouver, BC V6S 1P3 | Gas Permit | Residential | Renovation | Completed | Residential - Remove existing furnace, clean room and disposal/recycle - Install new high efficient furnace | Ashton Service Group/Ashton Mechanical Ltd.
EP-2023-01953 | 2023-03-15 | 3869 W 26TH AVENUE, Vancouver, BC V6S 1P3 | Electrical Permit | Residential | Renovation | Issued | Installation / Repair - Residential - Installing a circuit for a heat pump *An approved mechanical permit is required for the installation of air conditioning or heat pump unit at the time of installation before an electrical inspection will be performed | Douglas Millington o/a Moose Electric
NULL | NULL | 3876 W 26TH AVENUE, Vancouver, BC V6S 1P4 | Gas Permit | Residential | Renovation | Withdrawn | Residential - replaced gas furnace | BNA Systems Inc and/or Kirkland Metal Shop Ltd
NULL | NULL | 3876 W 26TH AVENUE, Vancouver, BC V6S 1P4 | Gas Permit | Residential | Renovation | Withdrawn | Residential - Replace gas furnace | BNA Systems Inc and/or Kirkland Metal Shop Ltd
NULL | NULL | 3876 W 26TH AVENUE, Vancouver, BC V6S 1P4 | Mechanical Permit | NULL | NULL | Withdrawn | NULL | NULL
EP-2022-09963 | 2022-11-24 | 3879 W 26TH AVENUE, Vancouver, BC V6S 1P3 | Electrical Permit | Residential | Addition | Completed | Installation / Repair - Residential - Electrical OH service upgrade from 100A to 200A | Reliable Electrical Contracting Ltd
GP-2023-01109 | 2023-03-31 | 3879 W 26TH AVENUE, Vancouver, BC V6S 1P3 | Gas Permit | Residential | New | Completed | Residential - Replacing hot water tank to on demand. | Arrow Kirk Heating Co Ltd
GP-2022-02668 | 2022-09-07 | 465 W 27TH AVENUE, Vancouver, BC V5Y 2K4 | Gas Permit | Residential | New | Completed | Residential - Zero Clearance Gas Fireplace to Existing SFD Vent & Gas Hookup Only | Encore Fireplaces Ltd
GP-2023-00441 | 2023-02-07 | 2983 W 30TH AVENUE, Vancouver, BC V6L 1Z3 | Gas Permit | Residential | Renovation | Completed | Residential - To replace 1 boiler in the same location | Paolo's Plumbing & Heating Ltd
GP-2022-03994 | 2022-12-14 | 2987 W 30TH AVENUE, Vancouver, BC V6L 1Z3 | Gas Permit | Residential | Renovation | Issued | Residential - to replace one boiler in the same location. | Paolo's Plumbing & Heating Ltd
GP-2022-00895 | 2022-03-22 | 3247 W 30TH AVENUE, Vancouver, BC V6L 1Z5 | Gas Permit | Residential | Renovation - Dwelling Unit(s) only | Completed | Residential - Installing Water Heater | Reid Brothers Plumbing & Heating Ltd
EP-2022-07624 | 2022-09-20 | 3057 W 2ND AVENUE, Vancouver, BC V6K 1K5 | Electrical Permit | Residential | Renovation | Completed | Installation / Repair - Residential - Full house reno. New wiring. Lighting, appliances, upgrade panel boards Sub panel in dettached garage. Remove existing 2 separate 100amps services, one for main floor & upper and the other is for the basement. Now it is converted to single family dwelling, install a new 200A service. ***Please remove AC, we won't be installing at the moment. >BP: Exterior and interior alterations to change the use from Multiple Conversion Dwelling to a One Family Dwelling on this site. The scope includes changes to some window sizes, removing the fireplace, reconfiguring the main and basement floors and reinstating the interconnecting stair between main floor and basement. Ok for field review per J. Zhang Mar 15/22 Notes: - This building is sprinklered. - Schedule B, Structural, Roger T.S. Wong, P.Eng, 604-306-0821. - REUP Submitted by Roma Patel, 778-682-2211. Scope of work to include energy upgrade in accordance with Article 11.2.1.4 of the 2019 Vancouver Building By-law and as per the Energy Efficiency Upgrade Details noted in the Energuide Report. ***This permit has been issued under the VBBL 2019, with updated energy requirements as per bylaw # 12997 effective Jan 01, 2022.*** | Beyond Electric Ltd
PP-2022-02995 | 2022-08-29 | 3057 W 2ND AVENUE, Vancouver, BC V6K 1K5 | Plumbing Permit | Residential | Renovation | Completed | Residential - Change all water piping and drainage piping >Exterior and interior alterations to change the use from Multiple Conversion Dwelling to a One Family Dwelling on this site. The scope includes changes to some window sizes, removing the fireplace, reconfiguring the main and basement floors and reinstating the interconnecting stair between main floor and basement. Ok for field review per J. Zhang Mar 15/22 Notes: - This building is sprinklered. - Schedule B, Structural, Roger T.S. Wong, P.Eng, 604-306-0821. - REUP Submitted by Roma Patel, 778-682-2211. Scope of work to include energy upgrade in accordance with Article 11.2.1.4 of the 2019 Vancouver Building By-law and as per the Energy Efficiency Upgrade Details noted in the Energuide Report. ***This permit has been issued under the VBBL 2019, with updated energy requirements as per bylaw # 12997 effective Jan 01, 2022.** | Best Look Plumbing & Heating Ltd
SP-2022-01546 | 2022-09-23 | 3057 W 2ND AVENUE, Vancouver, BC V6K 1K5 | Sprinkler Permit | Residential | New | Completed | Residential - To Install 29 sprinkler heads Exterior and interior alterations to change the use from Multiple Conversion Dwelling to a One Family Dwelling on this site. The scope includes changes to some window sizes, removing the fireplace, reconfiguring the main and basement floors and reinstating the interconnecting stair between main floor and basement. | General Sprinkler Systems Ltd
GP-2022-02788 | 2022-09-23 | 3057 W 2ND AVENUE, Vancouver, BC V6K 1K5 | Gas Permit | Residential | Tenant Improvement | Completed | Residential - furnace ,hot water and range replacement >BP: Exterior and interior alterations to change the use from Multiple Conversion Dwelling to a One Family Dwelling on this site. The scope includes changes to some window sizes, removing the fireplace, reconfiguring the main and basement floors and reinstating the interconnecting stair between main floor and basement. | All Season Solution Ltd
EP-2022-07769 | 2022-09-16 | 3057 W 2ND AVENUE, Vancouver, BC V6K 1K5 | Electrical Permit | Residential | Renovation | Completed | Installation / Repair - Residential - Complete security alarm system, CCTV, tel/tv/data, speakers >BP: Exterior and interior alterations to change the use from Multiple Conversion Dwelling to a One Family Dwelling on this site. The scope includes changes to some window sizes, removing the fireplace, reconfiguring the main and basement floors and reinstating the interconnecting stair between main floor and basement. | SIGHTLINE TECHNOLOGY LTD.
PP-2023-01265 | NULL | 3096 W 2ND AVENUE, Vancouver, BC V6K 1K4 | Plumbing Permit | Residential | New | Withdrawn | Residential - Installing a backflow preventer | OLIVER IRRIGATION LTD
GP-2022-00084 | 2022-02-14 | 3135 W 2ND AVENUE, Vancouver, BC V6K 1K7 | Gas Permit | Residential | Renovation | Completed | Residential - new furnace replacement | Pro Ace Heating & Air Conditioning Services Ltd
GP-2022-03714 | 2022-11-24 | 2922 W 21ST AVENUE, Vancouver, BC V6L 1K8 | Gas Permit | Residential | Renovation | Completed | Residential - Re&re Tankles water heater | Milani Plumbing Heating & Air Conditioning Ltd
EP-2023-11311 | NULL | 2218 W 22ND AVENUE, Vancouver, BC V6L 1L7 | Electrical Permit | Residential | New | Application Incomplete | Installation / Repair - Residential - Installation of security system FSR Contact phone #: 604-841-6700 | ADT Security Services Canada Inc
GP-2023-02176 | 2023-07-21 | 2947 W 21ST AVENUE, Vancouver, BC V6L 1K7 | Gas Permit | Residential | Renovation | Completed | Residential - HWT re&re | Ferenc Nagy
GP-2023-03185 | 2023-10-23 | 2952 W 21ST AVENUE, Vancouver, BC V6L 1K8 | Gas Permit | Residential | Tenant Improvement | Completed | Residential - Re and Re Boiler | Moore & Russell Heating Ltd
GP-2023-00161 | 2023-01-13 | 2968 W 21ST AVENUE, Vancouver, BC V6L 1K8 | Gas Permit | Residential | Renovation | Completed | Residential - Removal and replacement of hot water tank | Pioneer Plumbing & Heating Inc
GP-2022-01115 | 2022-04-07 | 3515 W 22ND AVENUE, Vancouver, BC V6S 1J4 | Gas Permit | Residential | Renovation | Completed | Residential - To replace the existing hot water heater with a high-efficiency Rinnai tankless hot water heater | Shan Jiang DBA Spring River Drainage Plumbing & Heating
EP-2023-06843 | 2023-07-27 | 3554 W 22ND AVENUE, Vancouver, BC V6S 1J3 | Electrical Permit | Residential | Renovation | Issued | Installation / Repair - Residential - Panel replacement. No change to service. Installation of grounding and bonding. | EVANSON ELECTRIC LTD
GP-2022-00595 | 2022-02-24 | 3560 W 22ND AVENUE, Vancouver, BC V6S 1J3 | Gas Permit | Residential | Tenant Improvement | Completed | Residential - Re Re Furnace | Moore & Russell Heating Ltd
GP-2022-00234 | 2022-01-26 | 3569 W 22ND AVENUE, Vancouver, BC V6S 1J4 | Gas Permit | Residential | Renovation | Completed | Residential - Replacement re & re gas range 71,000 BTU | Arjay Mechanical Inc
GP-2023-02857 | 2023-09-28 | 3589 W 22ND AVENUE, Vancouver, BC V6S 1J4 | Gas Permit | Residential | Renovation | Completed | Residential - Replace gas furnace | BNA Systems Inc and/or Kirkland Metal Shop Ltd
GP-2023-03187 | 2023-10-23 | 3663 W 22ND AVENUE, Vancouver, BC V6S 1J5 | Gas Permit | Residential | Addition | Completed | Residential - RE & RE FURNACE AND TANKLESS WATER HEATER | B C Furnace Service Ltd
EP-2022-01066 | 2022-02-11 | 3705 W 22ND AVENUE, Vancouver, BC V6S 1J5 | Electrical Permit | Residential | Addition | Completed | Installation / Repair - Residential - Add ev charger in garage and use DCC12 controller to control it. The service is 125 amps and is existing. We will install a DCC12 controller to allow the EV charger to only operate when the house consumption is low. No service upgrade required. | ELECTRICAL SAVVY CONTRACTING INC
EP-2023-04613 | 2023-06-02 | 3706 W 22ND AVENUE, Vancouver, BC V6S 1J6 | Electrical Permit | Residential | Tenant Improvement | Completed | Installation / Repair - Residential - Install heat pump at front of home: -reference: MP-2023-00918 - Run #10 conductors in PVC from electrical panel to disconnect. From disconnect run whip into heat pump. - Install 1 x 2 pole 30A breaker. - Terminate and test equipment. | RVS Electrical Ltd
MP-2023-00918 | 2023-05-24 | 3706 W 22ND AVENUE, Vancouver, BC V6S 1J6 | Mechanical Permit | NULL | NULL | Completed | NULL | Superior Gas Installations & Service Ltd
PP-2023-02141 | 2023-06-19 | 606 W 27TH AVENUE, Vancouver, BC V5Z 2G4 | Plumbing Permit | Residential | New | Issued | Residential - Sump installation and abs connexion of 4" from the mechanical room to around the pool into the principal manhole | Mario Jesus Retes Aldapa
EP-2023-04766 | 2023-05-30 | 606 W 27TH AVENUE, Vancouver, BC V5Z 2G4 | Electrical Permit | Residential | Addition | Issued | Installation / Repair - Residential - Provide and install 100A cable to energize pentair electrical panel for swimming pool. Provide ground/bond of all equipment. >Exterior alterations to construct an in-ground 9'-6" x 37'-10" pool in the rear yard and erect stone fencing around parts of the perimeter of this existing one family dwelling on this site. OK for field review as per Rosa Astorino - January 7, 2022 REVISION#1:Change of Applicant from Claudia Rust to Mario Retes. April 14, 2023 (EV) Notes: - Pool to be fully fenced/enclosed (minimum 4'-0") and all gates and doors are to be equipped with locks and self-closing devices. - Schedule A & B, Geotechnical, Emir Hot, P.Eng, 604-989-6051. - Schedule B, Structural, Pejman Mirzanejad, P.Eng, P.Eng, 778-358-7481. | Patturn Electrical Solutions Ltd
GP-2023-01650 | 2023-05-26 | 606 W 27TH AVENUE, Vancouver, BC V5Z 2G4 | Gas Permit | Residential | Tenant Improvement | Completed | Residential - RUN A NEW 25M GAS LINE TO A POOL BOILER | Hillcrest Plumbing & Heating (1967) Ltd
GP-2022-03982 | 2023-01-18 | 622 W 27TH AVENUE, Vancouver, BC V5Z 2G4 | Gas Permit | Residential | New | Completed | Residential - Installation of 1 gas fireplace - venting and hook up only . >2 STOREY 1FD + 3CAR GARAGE To construct a 2 storey + cellar one-family dwelling ($1,156,560.00) with a detached accessory building (garage) ($10,000), at the rear providing 3 parking spaces, having vehicular access from the lane. PART 5 project design *****This Building Permit has been suspended pending completion of the associated (green) Demolition Permit BP-2020-02151***** 1. No Strata Titling permitted 2. Heat Pump Units proposed in the Rear Yard adjacent garage South-West elevation and East elevation. Heat Pump unit to be within a sound damping enclosure to mitigate any noise emittence in contravention to City of Vancouver Noise Bylaw #6555. See permit terms for notes. 3. Bar sink located in Basement Level. 4. Schedule B: (David Battersby) P.Eng (604.669.9647) Architectural 5. Schedule B: (Bengt Jansson) P.Eng (778.233.2813) Structural 6. Schedule B: (Paullus K. F. Young) P.Eng (604.841.7748) Geotechnical 7. BC Housing (Natural Balance Development Group Inc.) 8. Schedule D: P.Eng. Cory Legge 604-445-5385 This is a 2 storey building pursuant to the Zoning and Development By-Law ******THIS PERMIT HAS BEEN ISSUED UNDER THE REQUIREMENTS OF VBBL 2019 AND THE GREEN HOMES PROGRAM****** "Combustible projections or roof soffits on an exposing building face shall not project to less than .45m from the property line and shall be in compliance with VBBL 2019 9.10.15.5.(9) The entire building, INCLUDING THE ATTACHED GARAGE (if applicable), to be sprinklered to NFPA 13D. | Urban Fireplaces Ltd
EP-2022-07575 | 2022-09-09 | 622 W 27TH AVENUE, Vancouver, BC V5Z 2G4 | Electrical Permit | Residential | New | Completed | Installation / Repair - Residential - Low voltage security alarm >BP: 2 STOREY 1FD + 3CAR GARAGE To construct a 2 storey + cellar one-family dwelling ($1,156,560.00) with a detached accessory building (garage) ($10,000), at the rear providing 3 parking spaces, having vehicular access from the lane. | Orca Automation Corp
SP-2022-01388 | 2022-08-29 | 622 W 27TH AVENUE, Vancouver, BC V5Z 2G4 | Sprinkler Permit | Residential | New | Completed | Residential - Installation of new fire sprinkler system >BP: 2 STOREY 1FD + 3CAR GARAGE To construct a 2 storey + cellar one-family dwelling ($1,156,560.00) with a detached accessory building (garage) ($10,000), at the rear providing 3 parking spaces, having vehicular access from the lane. PART 5 project design *****This Building Permit has been suspended pending completion of the associated (green) Demolition Permit BP-2020-02151***** 1. No Strata Titling permitted 2. Heat Pump Units proposed in the Rear Yard adjacent garage South-West elevation and East elevation. Heat Pump unit to be within a sound damping enclosure to mitigate any noise emittence in contravention to City of Vancouver Noise Bylaw #6555. See permit terms for notes. 3. Bar sink located in Basement Level. 4. Schedule B: (David Battersby) P.Eng (604.669.9647) Architectural 5. Schedule B: (Bengt Jansson) P.Eng (778.233.2813) Structural 6. Schedule B: (Paullus K. F. Young) P.Eng (604.841.7748) Geotechnical 7. BC Housing (Natural Balance Development Group Inc.) 8. Schedule D: P.Eng. Cory Legge 604-445-5385 This is a 2 storey building pursuant to the Zoning and Development By-Law ******THIS PERMIT HAS BEEN ISSUED UNDER THE REQUIREMENTS OF VBBL 2019 AND THE GREEN HOMES PROGRAM****** "Combustible projections or roof soffits on an exposing building face shall not project to less than .45m from the property line and shall be in compliance with VBBL 2019 9.10.15.5.(9) The entire building, INCLUDING THE ATTACHED GARAGE (if applicable), to be sprinklered to NFPA 13D. | Fire Busters Inc
EP-2022-06514 | 2022-08-04 | 622 W 27TH AVENUE, Vancouver, BC V5Z 2G4 | Electrical Permit | Residential | Renovation | Completed | Installation / Repair - Residential - Installation of Class II Low voltage circuits to include CCTV, Audio, Video and network cabling. >BP: To construct a 2 storey + cellar one-family dwelling ($1,156,560.00) with a detached accessory building (garage) ($10,000), at the rear providing 3 parking spaces, having vehicular access from the lane. PART 5 project design 1. No Strata Titling permitted 2. Heat Pump Units proposed in the Rear Yard adjacent garage South-West elevation and East elevation. Heat Pump unit to be within a sound damping enclosure to mitigate any noise emittence in contravention to City of Vancouver Noise Bylaw #6555. See permit terms for notes. 3. Bar sink located in Basement Level. 4. Schedule B: (David Battersby) P.Eng (604.669.9647) Architectural 5. Schedule B: (Bengt Jansson) P.Eng (778.233.2813) Structural 6. Schedule B: (Paullus K. F. Young) P.Eng (604.841.7748) Geotechnical 7. BC Housing (Natural Balance Development Group Inc.) 8. Schedule D: P.Eng. Cory Legge 604-445-5385 This is a 2 storey building pursuant to the Zoning and Development By-Law ******THIS PERMIT HAS BEEN ISSUED UNDER THE REQUIREMENTS OF VBBL 2019 AND THE GREEN HOMES PROGRAM****** "Combustible projections or roof soffits on an exposing building face shall not project to less than .45m from the property line and shall be in compliance with VBBL 2019 9.10.15.5.(9) | Pure Image Technology Solutions Ltd
GP-2022-01919 | 2022-06-27 | 622 W 27TH AVENUE, Vancouver, BC V5Z 2G4 | Gas Permit | Residential | New | Completed | Residential - Meter on garage with underground 2 psi gas line to building. Gas manifold in mech room supplying range, BBQ box and Fire place. Fire place gas rough in only. >To construct a 2 storey + cellar one-family dwelling ($1,156,560.00) with a detached accessory building (garage) ($10,000), at the rear providing 3 parking spaces, having vehicular access from the lane. PART 5 project design 1. No Strata Titling permitted 2. Heat Pump Units proposed in the Rear Yard adjacent garage South-West elevation and East elevation. Heat Pump unit to be within a sound damping enclosure to mitigate any noise emittence in contravention to City of Vancouver Noise Bylaw #6555. See permit terms for notes. 3. Bar sink located in Basement Level. 4. Schedule B: (David Battersby) P.Eng (604.669.9647) Architectural 5. Schedule B: (Bengt Jansson) P.Eng (778.233.2813) Structural 6. Schedule B: (Paullus K. F. Young) P.Eng (604.841.7748) Geotechnical 7. BC Housing (Natural Balance Development Group Inc.) 8. Schedule D: P.Eng. Cory Legge 604-445-5385 This is a 2 storey building pursuant to the Zoning and Development By-Law ******THIS PERMIT HAS BEEN ISSUED UNDER THE REQUIREMENTS OF VBBL 2019 AND THE GREEN HOMES PROGRAM****** "Combustible projections or roof soffits on an exposing building face shall not project to less than .45m from the property line and shall be in compliance with VBBL 2019 9.10.15.5.(9) Any alterations or conversions to the attached garage (if applicable) to habitable living space shall not be permitted without first obtaining the approval of the Director of Planning and the Chief Building Official. Thermal protection measures and Laneway house design guidelines shall be required to be met prior to the approval of the conversion. | Total Force Mechanical Ltd
GP-2023-04178 | 2023-12-22 | 622 W 27TH AVENUE, Vancouver, BC V5Z 2G4 | Gas Permit | Residential | New | Completed | Residential - Fulgor 30" Gas Range - ROUGH IN >BP: To construct a 2 storey + cellar one-family dwelling ($1,156,560.00) with a detached accessory building (garage) ($10,000), at the rear providing 3 parking spaces, having vehicular access from the lane. | Han Appliances & Refrigeration Ltd
PP-2023-03332 | 2023-09-19 | 622 W 27TH AVENUE, Vancouver, BC V5Z 2G4 | Plumbing Permit | Residential | New | Completed | Residential - irrigation system | Henry Michael Porteous
MP-2023-01927 | 2023-10-27 | 3543 W 24TH AVENUE, Vancouver, BC V6S 1L5 | Mechanical Permit | NULL | NULL | Issued | NULL | 0994152 BC Ltd
EP-2023-09755 | 2023-11-07 | 3543 W 24TH AVENUE, Vancouver, BC V6S 1L5 | Electrical Permit | Residential | Tenant Improvement | Issued | Installation / Repair - Residential - Electrical to outdoor heat pump unit MP-2023-01927 | 0994152 BC Ltd
EP-2022-07636 | 2022-09-13 | 3543 W 24TH AVENUE, Vancouver, BC V6S 1L5 | Electrical Permit | Residential | Renovation | Issued | Installation / Repair - Residential - 200 amp service upgrade. | EVANSON ELECTRIC LTD
EP-2023-03559 | 2023-04-27 | 3543 W 24TH AVENUE, Vancouver, BC V6S 1L5 | Electrical Permit | Residential | Renovation - Dwelling Unit(s) only | Issued | Installation / Repair - Residential - ****HOMEOWNER PERMIT******* Upgrade main floor lighting circuits and select receptacles from knob&tube to romex. Bring additional circuits up to top floor in preparation for upgrades. Provide new outlets (receptacles, extractor fan and lighting) for main floor bathroom. | NULL
EP-2023-02950 | 2023-04-05 | 3562 W 24TH AVENUE, Vancouver, BC V6S 1L4 | Electrical Permit | Residential | Renovation | Completed | Installation / Repair - Residential - Install additional of kitchen counter receptacles, led light. Fix exposed wiring. | Prowatt Electric Inc
GP-2022-03857 | 2022-12-05 | 3582 W 24TH AVENUE, Vancouver, BC V6S 1L4 | Gas Permit | Residential | Renovation | Completed | Residential - HWT re&re | Ferenc Nagy
EP-2022-10726 | 2022-12-21 | 3675 W 24TH AVENUE, Vancouver, BC V6S 1L7 | Electrical Permit | Residential | New | Expired | Temporary Power - Residential - To provide temporary power. | Vadas Electric Service Inc.
EP-2023-02163 | 2023-03-31 | 3675 W 24TH AVENUE, Vancouver, BC V6S 1L7 | Electrical Permit | Residential | New | Issued | Installation / Repair - Residential - new single family dewilling with secondly suite >BP: To construct a 2 storey + basement one-family dwelling with a secondary suite located in the basement with a detached accessory building (garage), at the rear providing 2 parking spaces, having vehicular access from the lane. Note: This is a 2 storey building pursuant to the Zoning and Development By-Law 1- Covenant registered at the Land Title Office under CB199812 2- Bar sink proposed in main floor. 3- A/C unit proposed in rear yard. 4- Schedule B: Antony Wang P.Eng (604-618-6236) Structural & Geotechnical 5- HPO: MDL Construction Ltd. Combustible projections or roof soffits on an exposing building face shall not project to less than .45m from the property line and shall be in compliance with VBBL 2019 9.10.15.5.(9) The entire building, to be sprinklered to NFPA 13D. | Vadas Electric Service Inc.
PP-2023-00658 | 2023-02-27 | 3675 W 24TH AVENUE, Vancouver, BC V6S 1L7 | Plumbing Permit | Residential | New | Issued | Residential - Installing Sumps NOTE: Engineering Assurance letter will be submitted to the Plumbing Inspector on the site. Letter shall conform to the requirements of Vancouver Bulletin 2000-008-EL/P | Apollo Excavating & Civil Works Ltd.
PP-2023-02039 | 2023-06-08 | 3675 W 24TH AVENUE, Vancouver, BC V6S 1L7 | Plumbing Permit | Residential | New | Issued | Residential - 1FD+SS - #1 & #2 - New drainage and water lines >DB: To construct a 2 storey + basement one-family dwelling with a secondary suite located in the basement with a detached accessory building (garage), at the rear providing 2 parking spaces, having vehicular access from the lane. Note: This is a 2 storey building pursuant to the Zoning and Development By-Law 1- Covenant registered at the Land Title Office under CB199812 2- Bar sink proposed in main floor. 3- A/C unit proposed in rear yard. The entire building, to be sprinklered to NFPA 13D. | Sun Light Plumbing And Heating Ltd
MP-2023-01137 | 2023-06-20 | 3675 W 24TH AVENUE, Vancouver, BC V6S 1L7 | Mechanical Permit | NULL | NULL | Issued | NULL | Sun Light Plumbing And Heating Ltd
SP-2023-02037 | 2023-11-06 | 3675 W 24TH AVENUE, Vancouver, BC V6S 1L7 | Sprinkler Permit | Residential | New | Issued | Residential - 1FD+SS- #1 & #2 - Install sprinklers in sfd >DB: To construct a 2 storey + basement one-family dwelling with a secondary suite located in the basement with a detached accessory building (garage), at the rear providing 2 parking spaces, having vehicular access from the lane. Note: This is a 2 storey building pursuant to the Zoning and Development By-Law 1- Covenant registered at the Land Title Office under CB199812 2- Bar sink proposed in main floor. 3- A/C unit proposed in rear yard. 4- Schedule B: Antony Wang P.Eng (604-618-6236) Structural & Geotechnical 5- HPO: MDL Construction Ltd. The entire building, to be sprinklered to NFPA 13D. | Gold Key Fire Protection Ltd
MP-2023-01993 | 2023-11-07 | 3675 W 24TH AVENUE, Vancouver, BC V6S 1L7 | Mechanical Permit | NULL | NULL | Issued | NULL | Lumi HVAC Ltd
EP-2023-08540 | 2023-09-21 | 3675 W 24TH AVENUE, Vancouver, BC V6S 1L7 | Electrical Permit | Residential | New | Issued | Installation / Repair - Residential - Low voltage installation for TV. TELEPHONE, DATA, SECURITY ALARM, DOOR BELL AND 7 LIGHTING AUTOMATION. >BP: To construct a 2 storey + basement one-family dwelling with a secondary suite located in the basement with a detached accessory building (garage), at the rear providing 2 parking spaces, having vehicular access from the lane. | Modern Security Systems Ltd
GP-2023-02671 | 2023-10-10 | 3675 W 24TH AVENUE, Vancouver, BC V6S 1L7 | Gas Permit | Residential | New | Issued | Residential - 1 Range & 2 BBQ's >BP: To construct a 2 storey + basement one-family dwelling with a secondary suite located in the basement with a detached accessory building (garage), at the rear providing 2 parking spaces, having vehicular access from the lane. **Boiler removed from submitted permit as no NG Heating or DHW per energy requirements.** | JOT MECHANICAL LTD
EP-2024-00356 | 2024-01-13 | 3675 W 24TH AVENUE, Vancouver, BC V6S 1L7 | Electrical Permit | Residential | New | Issued | Temporary Power - Residential - To provide temporary power. | Vadas Electric Service Inc.
EP-2024-00396 | 2024-01-18 | 3711 W 24TH AVENUE, Vancouver, BC V6S 1L7 | Electrical Permit | Residential | New | Issued | Temporary Power - Residential - To provide temporary power. -renewal of EP-2023-00194 -valid: January 11, 2024 - January 10, 2025 | Allone Electric Ltd
PP-2023-03002 | 2023-08-23 | 3711 W 24TH AVENUE, Vancouver, BC V6S 1L7 | Plumbing Permit | Residential | New | Issued | Residential - 1FD - Plumbing >DB: To construct a 2 storey + cellar one-family dwelling with 1 surface parking, having vehicular access from the lane. Note: This is a 2 storey building pursuant to the Zoning and Development By-Law 1- Bar/Sink proposed in the cellar. 2- A/C unit proposed in the rear yard. 5- The entire building to be sprinklered to NFPA 13D. ***This permit has been issued under the VBBL 2019, with updated energy requirements as per bylaw # 12997 effective Jan 01, 2022.*** | WDR CONTRACTING LTD
MP-2023-01584 | 2023-08-29 | 3711 W 24TH AVENUE, Vancouver, BC V6S 1L7 | Mechanical Permit | NULL | NULL | Issued | NULL | WDR CONTRACTING LTD
PP-2023-01595 | 2023-05-05 | 3711 W 24TH AVENUE, Vancouver, BC V6S 1L7 | Plumbing Permit | Residential | New | Issued | Residential - 1FD - #1 - Sump | BESTWAY EXCAVATING & DEMOLITION 2008 LTD
EP-2023-03648 | 2023-05-02 | 3711 W 24TH AVENUE, Vancouver, BC V6S 1L7 | Electrical Permit | Residential | New | Issued | Installation / Repair - Residential - Full new wiring: Installation of fixtures, receptacles and power distribution in new 1FD *An approved mechanical permit is required for the installation of air conditioning or heat pump unit at the time of installation before an electrical inspection will be performed >BP: To construct a 2 storey + cellar one-family dwelling ($705,032.50) with 1 surface parking, having vehicular access from the lane. Note: This is a 2 storey building pursuant to the Zoning and Development By-Law 1- Bar/Sink proposed in the cellar. 2- A/C unit proposed in the rear yard. 3- Schedule B: Antony Wang, P.Eng (604-618-6236) Structural & Geotechnical & Guardrail. 4- HPO: Residential Builder – Wei Ga Enterprise Ltd. 5- The entire building to be sprinklered to NFPA 13D. | Allone Electric Ltd
EP-2023-00194 | 2023-01-10 | 3711 W 24TH AVENUE, Vancouver, BC V6S 1L7 | Electrical Permit | Residential | New | Expired | Temporary Power - Residential - To provide temporary power. | Allone Electric Ltd
EP-2023-02672 | 2023-03-28 | 977 W 20TH AVENUE, Vancouver, BC V5Z 1Y4 | Electrical Permit | Residential | Renovation | Issued | Installation / Repair - Residential - 200 amp service upgrade | EVANSON ELECTRIC LTD
GP-2023-01146 | 2023-04-04 | 980 W 20TH AVENUE, Vancouver, BC V5Z 1Y5 | Gas Permit | Residential | Tenant Improvement | Cancelled | Residential - Re and Re the furnace. | Moore & Russell Heating Ltd
EP-2023-07851 | 2023-08-29 | 2791 W 21ST AVENUE, Vancouver, BC V6L 1K4 | Electrical Permit | Residential | New | Issued | Temporary Power - Residential - To provide temporary power. | Myarc Electrical Inc
PP-2024-00045 | 2024-01-08 | 2791 W 21ST AVENUE, Vancouver, BC V6L 1K4 | Plumbing Permit | Residential | New | Issued | Residential - 3 sumps NOTE: Engineering Assurance letter will be submitted to the Plumbing Inspector on the site. Letter shall conform to the requirements of Vancouver Bulletin 2000-008-EL/PL | Bhullar Excavating and Demolition
GP-2022-03448 | 2022-11-07 | 2796 W 21ST AVENUE, Vancouver, BC V6L 1K3 | Gas Permit | Residential | New | Completed | Residential - 2FD+2SS - NORTH - 2796 W 21ST AV - #1 & #2 SOUTH - 3736 MACDONALD ST - #1& #2 Install a gas Range in Main kitchen and one gas range downstairs in the basement suite >DB: To construct a two-storey two-family dwelling with two secondary suites located in the basement, with a detached accessory building (2 car garage) with an open parking pad at the rear providing 3 parking spaces, having vehicular access from the lane. Note: This Building Permit will remain in a suspended status until the associated (green) Demolition Permit BP-2021-02027 is completed. Note: This is a 2 storey building pursuant to the Zoning and Development By-Law 1. Covenant registered at the Land Title Office under CA9095761 2. A/C units proposed in rear yard | MAPLE APPLIANCE LTD
PP-2022-03351 | 2022-09-22 | 2796 W 21ST AVENUE, Vancouver, BC V6L 1K3 | Plumbing Permit | Residential | New | Completed | Residential - Install a DCVA for Lawn Irrigation >BP: To construct a two-storey two-family dwelling with two secondary suites ($856,250.00) located in the basement, with a detached accessory building (2 car garage) with an open parking pad at the rear providing 3 parking spaces, having vehicular access from the lane. | University Sprinkler Systems Incorporated
GP-2022-00588 | 2022-02-24 | 2796 W 21ST AVENUE, Vancouver, BC V6L 1K3 | Gas Permit | Residential | New | Completed | Residential - Installation of gas appliances. (DUPLEX) **Amend 03/11/2022** Please add 2 more range into the same permit. 60000 BTU EACH To construct a two-storey two-family dwelling with two secondary suites located in the basement, with a detached accessory building (2 car garage) with an open parking pad at the rear providing 3 parking spaces, having vehicular access from the lane. Note: This is a 2 storey building pursuant to the Zoning and Development By-Law 1. Covenant registered at the Land Title Office under CA9095761 2. A/C units proposed in rear yard 3. Schedule B: Alan Prahalad P.Eng. (604-831-4431) Structural & Geotechnical 4. HPO: Residential Builder - 0740396 BC Ltd. Amend: Oct 26, 2022 amendment on permit for 4 Ranges to piping only & Fireplace Piping only | Century Twenty One Gas & Heating Co. Ltd
PP-2022-00294 | 2022-01-31 | 2796 W 21ST AVENUE, Vancouver, BC V6L 1K3 | Plumbing Permit | Residential | New | Completed | Residential - 2FD+2SS - NORTH UNIT - 2796 W 21ST AV - #1 & 2 SOUTH UNIT - 3736 MACDONALD ST - #1 & 2 Plumbing rough ins, sump pumps and finishing To construct a two-storey two-family dwelling with two secondary suites located in the basement, with a detached accessory building (2 car garage) with an open parking pad at the rear providing 3 parking spaces, having vehicular access from the lane. Note: This Building Permit will remain in a suspended status until the associated (green) Demolition Permit BP-2021-02027 is completed. Note: This is a 2 storey building pursuant to the Zoning and Development By-Law 1. Covenant registered at the Land Title Office under CA9095761 2. A/C units proposed in rear yard | IBG Mechanical Ltd
EP-2022-02066 | 2022-03-17 | 2796 W 21ST AVENUE, Vancouver, BC V6L 1K3 | Electrical Permit | Residential | New | Completed | Installation / Repair - Residential - data,tel,tv and vacuum rough and finish >BP: To construct a two-storey two-family dwelling with two secondary suites ($856,250.00) located in the basement, with a detached accessory building (2 car garage) with an open parking pad at the rear providing 3 parking spaces, having vehicular access from the lane. Note: This Building Permit will remain in a suspended status until the associated (green) Demolition Permit BP-2021-02027 is completed. Note: This is a 2 storey building pursuant to the Zoning and Development By-Law 1. Covenant registered at the Land Title Office under CA9095761 2. A/C units proposed in rear yard 3. Schedule B: Alan Prahalad P.Eng. (604-831-4431) Structural & Geotechnical 4. HPO: Residential Builder - 0740396 BC Ltd. Address Note: NORTH UNIT #1 - 2796 W 21st Av - One Dwelling (1st, & 2nd storey) *Primary #2 - 2796 W 21st Av - Secondary Suite (basement) SOUTH UNIT #1 - 3736 Macdonald St - One Dwelling (1st, & 2nd storey) #2 - 3736 Macdonald St - Secondary Suite (basement) Address and suite numbers assigned as per approved plans for Fire and Emergency response. The address numbers are to be posted on the building to be visible from the street and the suite numbers are to be posted at the suite entries in accordance with the Building By-law prior to final inspection. ******THIS PERMIT HAS BEEN ISSUED UNDER THE REQUIREMENTS OF VBBL #12511 (2019)****** | GWIRELESS SMART HOMES LTD
NULL | NULL | 2796 W 21ST AVENUE, Vancouver, BC V6L 1K3 | Electrical Permit | Residential | New | Draft | Installation / Repair - Residential - Low voltage and data | NULL
GP-2022-00857 | 2022-03-21 | 2796 W 21ST AVENUE, Vancouver, BC V6L 1K3 | Gas Permit | Residential | Renovation | Completed | Residential - Installation of 1 gas fireplace - venting and hook up only To construct a two-storey two-family dwelling with two secondary suites located in the basement, with a detached accessory building (2 car garage) with an open parking pad at the rear providing 3 parking spaces, having vehicular access from the lane. Note: This is a 2 storey building pursuant to the Zoning and Development By-Law 1. Covenant registered at the Land Title Office under CA9095761 2. A/C units proposed in rear yard 3. Schedule B: Alan Prahalad P.Eng. (604-831-4431) Structural & Geotechnical 4. HPO: Residential Builder - 0740396 BC Ltd. | Urban Fireplaces Ltd
SP-2022-00305 | 2022-03-08 | 2796 W 21ST AVENUE, Vancouver, BC V6L 1K3 | Sprinkler Permit | Residential | New | Completed | Residential - new sprinkler heads To construct a two-storey two-family dwelling with two secondary suites ($856,250.00) located in the basement, with a detached accessory building (2 car garage) with an open parking pad at the rear providing 3 parking spaces, having vehicular access from the lane. Note: This Building Permit will remain in a suspended status until the associated (green) Demolition Permit BP-2021-02027 is completed. Note: This is a 2 storey building pursuant to the Zoning and Development By-Law 1. Covenant registered at the Land Title Office under CA9095761 2. A/C units proposed in rear yard 3. Schedule B: Alan Prahalad P.Eng. (604-831-4431) Structural & Geotechnical 4. HPO: Residential Builder - 0740396 BC Ltd. | Haven Fire Protection Ltd
GP-2022-03511 | 2022-11-10 | 3350 W 20TH AVENUE, Vancouver, BC V6S 1E4 | Gas Permit | Residential | New | Completed | Residential - Install one natural gas fireplace | Vancouver Gas Fireplaces Ltd
GP-2022-01191 | 2022-04-14 | 3422 W 20TH AVENUE, Vancouver, BC V6S 1E4 | Gas Permit | Residential | Renovation | Completed | Residential - New water heater 50 gallon | Superior Gas Installations & Service Ltd
GP-2023-03951 | 2023-12-08 | 3440 W 20TH AVENUE, Vancouver, BC V6S 1E4 | Gas Permit | Residential | Renovation | Issued | Residential - Remove gas insert and replace with new | Vancouver Gas Fireplaces Ltd
PP-2023-02107 | 2023-06-15 | 4475 W 1ST AVENUE, Vancouver, BC V6R 4H9 | Plumbing Permit | Residential | New | Completed | Residential - Installation of a Backflow Preventer for irrigation system in front garden >BP: To construct a 2 storey one-family dwelling with an attached 2 car garage at the front providing 2 enclosed parking spaces, having vehicular access from the lane. | Gregory Burdett
GP-2023-03310 | 2023-10-31 | 3007 W 21ST AVENUE, Vancouver, BC V6L 1K9 | Gas Permit | Residential | Renovation - Dwelling Unit(s) only | Completed | Residential - BOILER REPLACEMENT | CoStar Home Energy Ltd
GP-2022-01055 | 2022-04-05 | 3033 W 21ST AVENUE, Vancouver, BC V6L 1K9 | Gas Permit | Residential | Renovation - Dwelling Unit(s) only | Completed | Residential - BOILER REPLACEMENT | CoStar Home Energy Ltd
EP-2022-00530 | 2022-02-08 | 3033 W 21ST AVENUE, Vancouver, BC V6L 1K9 | Electrical Permit | Residential | Renovation | Completed | Installation / Repair - Residential - Upgrading the service to 200A 240v. Installing a subpanel and Electrical vehicle in garage. will be installed at same location where the exist service is. The new Service will be 240V 200A 1 phase Amend: Feb 16, 2022 The new Service will be installed in the garage. The exist panel will be used as a subpanel. | JUN ZENG
PP-2022-01696 | 2022-05-18 | 2235 W 21ST AVENUE, Vancouver, BC V6L 1J4 | Plumbing Permit | Residential | New | Completed | Residential - Lawn Irrigation System >BP: To construct a 2 storey one-family dwelling with a secondary suite located in the Basement ($1,031,875.00) with Laneway House at the rear providing 2 parking spaces total , having vehicular access from the lane. The entire building to be sprinklered to NFPA 13D. 1. Covenant registered at the Land Title Office under CA8410227 2. No Strata Titling permitted 3. A/C Unit proposed in sunken patio 4. Schedule B: (Clinton Yiu) P.Eng (604.255.7670) Structural 5. Schedule B: (Edward C. Yip) P.Eng (604.231.8929) Geotechnical 6. BC Housing (AREE Developments Ltd) This is a 2 storey building pursuant to the Zoning and Development By-Law ******THIS PERMIT HAS BEEN ISSUED UNDER THE REQUIREMENTS OF VBBL 2019****** All rooms adjacent to East and West exposing building face shall be sprinklered. "Combustible projections or roof soffits on an exposing building face shall not project to less than .45m from the property line and shall be in compliance with VBBL 2019 9.10.15.5.(11) Any alterations or conversions to the attached garage (if applicable) to habitable living space shall not be permitted without first obtaining the approval of the Director of Planning and the Chief Building Official. | J F P irrigation Ltd
PP-2022-00164 | 2022-01-20 | 2325 W 21ST AVENUE, Vancouver, BC V6L 1J6 | Plumbing Permit | Residential | Renovation | Completed | Residential - add 2 new sink Including the letter of operation dated October 20, 2021 and signed by Yun Shu Teng of Unige Education Corp. to provide interior alterations to renovate existing secondary suite to be used as a Child Day Care Facility for 8 children under 30 months of age in this existing one family dwelling with a secondary suite. Scope of work includes expanding existing firefighter access to meet 2'10" (minimum 860 mm) in width and installing a new sprinkler system in the basement floor only. | VCP Media Inc
EP-2022-01293 | 2022-02-22 | 2325 W 21ST AVENUE, Vancouver, BC V6L 1J6 | Electrical Permit | Residential | Tenant Improvement | Completed | Installation / Repair - Residential - Reloaded receptacles for second suite’s kitchen (Child Daycare Facility) Add emergency lights >BP: Including the letter of operation dated October 20, 2021 and signed by Yun Shu Teng of Unige Education Corp. to provide interior alterations to renovate existing secondary suite to be used as a Child Day Care Facility for 8 children under 30 months of age in this existing one family dwelling with a secondary suite. Scope of work includes expanding existing firefighter access to meet 2'10" (minimum 860 mm) in width and installing a new sprinkler system in the basement floor only. OK for field review as per Eun Jeon, September 13, 2021 Notes: 1. Development Permit is not required for a new Child Daycare Facility with 8 children or less when the operator resides at home as per Eun Jeon, September 16, 2021. 2. Existing house is not a sprinklered building. | MILKYWAY INDUSTRY LTD
SP-2022-00193 | 2022-02-11 | 2325 W 21ST AVENUE, Vancouver, BC V6L 1J6 | Sprinkler Permit | Residential | Renovation | Completed | Residential - new sprinkler install for basement >BP: Including the letter of operation dated October 20, 2021 and signed by Yun Shu Teng of Unige Education Corp. to provide interior alterations to renovate existing secondary suite to be used as a Child Day Care Facility for 8 children under 30 months of age in this existing one family dwelling with a secondary suite. Scope of work includes expanding existing firefighter access to meet 2'10" (minimum 860 mm) in width and installing a new sprinkler system in the basement floor only. OK for field review as per Eun Jeon, September 13, 2021 Notes: 1. Development Permit is not required for a new Child Daycare Facility with 8 children or less when the operator resides at home as per Eun Jeon, September 16, 2021. 2. Existing house is not a sprinklered building | Spectrum Fire Protection Ltd
EP-2022-02464 | 2022-03-29 | 2355 W 21ST AVENUE, Vancouver, BC V6L 1J6 | Electrical Permit | Residential | Addition | Completed | Installation / Repair - Residential - main service upgrade from 125Amp to 200Amp, add one EV charger. | Vadas Electric Service Inc.
GP-2024-00088 | 2024-01-10 | 3759 W 22ND AVENUE, Vancouver, BC V6S 1J5 | Gas Permit | Residential | Renovation | Issued | Residential - replaced boiler | ROMA Heating Ltd
GP-2022-01476 | 2022-05-11 | 3813 W 22ND AVENUE, Vancouver, BC V6S 1J8 | Gas Permit | Residential | Renovation | Completed | Residential - New Combi Boiler Installation | Pro Ace Heating & Air Conditioning Services Ltd
EP-2022-05888 | 2022-07-13 | 3847 W 22ND AVENUE, Vancouver, BC V6S 1J8 | Electrical Permit | Residential | Tenant Improvement | Completed | Installation / Repair - Residential - Install flex on wires. Replace electrical box. Fix ungrounded circuit. Install GFCI plugs. Add plug using BX cable. Remove range plug and install blank plate. Disconnect range cable from panel. Install breaker fillers in panel. Replace old breakers in panel. Install rab box. Rewire fixtures in garage. | BPM Electric Ltd
GP-2023-04252 | 2023-12-31 | 3852 W 22ND AVENUE, Vancouver, BC V6S 1J7 | Gas Permit | Residential | Renovation | Issued | Residential - re/re of hwt with tankless water heater | 1236318 BC Ltd DBA Aquatech Vancouver
EP-2022-05951 | 2022-07-18 | 2436 W 22ND AVENUE, Vancouver, BC V6L 1M2 | Electrical Permit | Residential | Tenant Improvement | Completed | Installation / Repair - Residential - Electrical install of heat pump No change to existing service. BP not required. Mechanical permit MP-2022-00001 | Moore And Russell Heating And Air Conditioning Ltd
MP-2022-00001 | 2022-07-04 | 2436 W 22ND AVENUE, Vancouver, BC V6L 1M2 | Mechanical Permit | NULL | NULL | Completed | NULL | Moore And Russell Heating And Air Conditioning Ltd
GP-2022-03460 | 2022-11-07 | 3782 W 24TH AVENUE, Vancouver, BC V6S 1L6 | Gas Permit | Residential | Tenant Improvement | Completed | Residential - Re Re furnace | Moore & Russell Heating Ltd
MP-2023-00008 | 2023-01-03 | 3782 W 24TH AVENUE, Vancouver, BC V6S 1L6 | Mechanical Permit | NULL | NULL | Completed | NULL | Moore And Russell Heating And Air Conditioning Ltd
EP-2023-00044 | 2023-01-04 | 3782 W 24TH AVENUE, Vancouver, BC V6S 1L6 | Electrical Permit | Residential | Tenant Improvement | Completed | Installation / Repair - Residential - Electrical install of AC Building permit is not required MP-2023-00008 No change to existing service | Moore And Russell Heating And Air Conditioning Ltd
GP-2023-00760 | 2023-03-06 | 3813 W 24TH AVENUE, Vancouver, BC V6S 1L8 | Gas Permit | Residential | Renovation | Completed | Residential - Replacing a boiler and hot water heater with a combination boiler | BC Wide Home Services Ltd
EP-2023-02208 | 2023-03-15 | 3841 W 24TH AVENUE, Vancouver, BC V6S 1L8 | Electrical Permit | Residential | Renovation | Completed | Installation / Repair - Residential - Remove all nob and tube wiring. New plugs and lights, smoke alarms, baseboard heaters, upgrade service from 100A, 240v single phase to 200A 240v single phase. >BP: Interior and Exterior alterations and a change of use to the Single Detached House with Secondary Suite at the Basement Floor. Letters of assurance submitted: - Sch B (Structural): Yongkang Deng, P.Eng., 604.505.6816 Notes: - DBI to confirm if CO/smoke alarms should be installed in "dens" Amend: Apr 5th, 2023 Basement renovation and the service upgrade to 200A have been cancelled. Revised value of the work is $12,000 | Ling-Tec Electrical Service Ltd
PP-2023-01276 | 2023-04-13 | 3841 W 24TH AVENUE, Vancouver, BC V6S 1L8 | Plumbing Permit | Residential | Renovation | Completed | Residential - Adding new bathroom on second floor, relocate fixtures in bathroom main floor >BP: Interior and Exterior alterations and a change of use to the Single Detached House with Secondary Suite at the Basement Floor. | Via Plumbing Heating and Drainage Ltd
GP-2023-01204 | 2023-04-13 | 3841 W 24TH AVENUE, Vancouver, BC V6S 1L8 | Gas Permit | Residential | Renovation | Completed | Residential - add gas range on main floor >BP: Interior and Exterior alterations and a change of use to the Single Detached House with Secondary Suite at the Basement Floor. | Via Plumbing Heating and Drainage Ltd
GP-2023-04175 | 2023-12-22 | 3848 W 24TH AVENUE, Vancouver, BC V6S 1L9 | Gas Permit | Residential | Renovation | Completed | Residential - installing combination boiler. | Reid Brothers Plumbing & Heating Ltd
GP-2023-00600 | 2023-02-21 | 3863 W 24TH AVENUE, Vancouver, BC V6S 1L8 | Gas Permit | Residential | Tenant Improvement | Completed | Residential - Replace old furnace with high efficiency furnace. | 1380102 BC Ltd
EP-2022-03263 | 2022-04-22 | 103 W 21ST AVENUE, Vancouver, BC V5Y 2E3 | Electrical Permit | Residential | New | Expired | Temporary Power - Residential - To provide temporary power. | AML Construction Ltd
GP-2023-00701 | 2023-02-28 | 103 W 21ST AVENUE, Vancouver, BC V5Y 2E3 | Gas Permit | Residential | New | Issued | Residential - Installation of 1 gas fireplace - venting and hook up only. >BP: To construct a 2 storey + basement one-family dwelling with a secondary suite ($613,250) located in the basement with a detached accessory building (garage), at the rear providing 2 parking spaces, having vehicular access from the lane. | Urban Fireplaces Ltd
GP-2023-00707 | 2023-03-01 | 103 W 21ST AVENUE, Vancouver, BC V5Y 2E3 | Gas Permit | Residential | New | Issued | Residential - -Installation for 1 fireplace -Gas range and Boiler venting only >BP: To construct a 2 storey + basement one-family dwelling with a secondary suite ($613,250) located in the basement with a detached accessory building (garage), at the rear providing 2 parking spaces, having vehicular access from the lane. **Amend: March 09, 2023 - Please add one bbq btu 33000 | M & P Plumbing & Heating Ltd
EP-2023-03737 | 2023-05-01 | 103 W 21ST AVENUE, Vancouver, BC V5Y 2E3 | Electrical Permit | Residential | New | Issued | Temporary Power - Residential - To provide temporary power. Renewal of EP-2022-03263 Valid: Apr 22, 2023 to Apr 21, 2024 | AML Construction Ltd
EP-2022-10767 | 2023-01-05 | 103 W 21ST AVENUE, Vancouver, BC V5Y 2E3 | Electrical Permit | Residential | New | Issued | Installation / Repair - Residential - Electrical installation to the main house >BP: To construct a 2 storey + basement one-family dwelling with a secondary suite ($613,250) located in the basement with a detached accessory building (garage), at the rear providing 2 parking spaces, having vehicular access from the lane. Note: This Building Permit will remain in a suspended status until the associated (green) Demolition Permit BP-2021-01820 is completed. Note: This is a 2 storey building pursuant to the Zoning and Development By-Law 1. Covenant registered at the Land Title Office under CA9008172 2. No Strata Titling permitted 3. A/C unit proposed 4. Schedule B: Loy Leyland P.Eng (604-736-1419) Architectural 4. Schedule B: Henry S. N. Hsu P.Eng (604-322-7158) Structural & Geotechnical 5. HPO: Residential Builder – York Enterprises Ltd # 22082 6. Entire Building to have NFPA 13-D ****ALL PROJECT COORINATOR NOTES HAS BEEN ACCEPTED BY THE APPLICANT**** ******THIS PERMIT HAS BEEN ISSUED UNDER THE REQUIREMENTS OF VBBL #12511 (2019)****** Amend: Feb 13, 2023 Change the basement suite with it's own electrical sub-service Change quantity of meter from 2 to 3 Revised Load calculation attached. | AML Construction Ltd
SP-2022-02027 | 2022-12-05 | 103 W 21ST AVENUE, Vancouver, BC V5Y 2E3 | Sprinkler Permit | Residential | New | Issued | Residential - 1FD+SS - To install fire sprinkler system in the SFD >DB: To construct a 2 storey + basement one-family dwelling with a secondary suite located in the basement with a detached accessory building (garage), at the rear providing 2 parking spaces, having vehicular access from the lane. Note: This is a 2 storey building pursuant to the Zoning and Development By-Law 1. Covenant registered at the Land Title Office under CA9008172 2. No Strata Titling permitted 3. A/C unit proposed | Max Fire Pro Ltd
EP-2022-09821 | 2022-11-23 | 103 W 21ST AVENUE, Vancouver, BC V5Y 2E3 | Electrical Permit | Residential | New | Issued | Installation / Repair - Residential - low volt. wiring : TV cable, internet cable and security alarm | Technics Electric Ltd
MP-2022-00592 | 2022-11-23 | 103 W 21ST AVENUE, Vancouver, BC V5Y 2E3 | Mechanical Permit | NULL | NULL | Issued | NULL | M & P Plumbing & Heating Ltd
PP-2022-03803 | 2022-10-24 | 103 W 21ST AVENUE, Vancouver, BC V5Y 2E3 | Plumbing Permit | Residential | New | Issued | Residential - Plumbing for : >BP: To construct a 2 storey + basement one-family dwelling with a secondary suite ($613,250) located in the basement with a detached accessory building (garage), at the rear providing 2 parking spaces, having vehicular access from the lane. Amend: Apr 4th, 2023 add two deck drains | M & P Plumbing & Heating Ltd
PP-2022-03215 | 2022-09-15 | 103 W 21ST AVENUE, Vancouver, BC V5Y 2E3 | Plumbing Permit | Residential | New | Issued | Residential - SUMP | PTL Contracting Ltd
EP-2022-06608 | 2022-08-12 | 108 W 21ST AVENUE, Vancouver, BC V5Y 2E2 | Electrical Permit | Residential | New | Completed | Installation / Repair - Residential - New Electrical wiring for: >BP: ****NET ZERO HOME**** To construct a 2 storey one-family dwelling +basement ($720,195.00) with garage and an open parking pad, providing 2 parking space, having vehicular access from the 20' Lane. 1. Covenant registered at the Land Title Office under CA9646787 2. No Strata Titling permitted 3. A/C proposed – Exterior component located in Rear(south) yard, Interior component located in second floor 4. Schedule B: (Xian Min Lily Qiu) P.Eng (778.321.5377) Structural 5. Schedule B: (Thanh Van Le) P.Eng (604.421.3288) Geotechnical 6. HPO: Residential Builder- Glenmark Homes Ltd. **THIS PERMIT HAS BEEN ISSUED UNDER THE REQUIREMENTS OF VBBL #12511 (2019) ** | Castle Electric Inc
PP-2022-02537 | 2022-07-20 | 108 W 21ST AVENUE, Vancouver, BC V5Y 2E2 | Plumbing Permit | Residential | New | Completed | Residential - Sumps >BP: ****NET ZERO HOME**** To construct a 2 storey one-family dwelling +basement ($720,195.00) with garage and an open parking pad, providing 2 parking space, having vehicular access from the 20' Lane. | Canadian Excavating Ltd
MP-2022-00474 | 2022-10-25 | 108 W 21ST AVENUE, Vancouver, BC V5Y 2E2 | Mechanical Permit | NULL | NULL | Completed | NULL | Pacific Peak to Peak Plumbing & Heating Ltd
PP-2022-03551 | 2022-10-07 | 108 W 21ST AVENUE, Vancouver, BC V5Y 2E2 | Plumbing Permit | Residential | New | Completed | Residential - 1FD - #1 - New construction home. >DB: To construct a 2 storey one-family dwelling +basement with garage and an open parking pad, providing 2 parking space, having vehicular access from the 20' Lane. 1. Covenant registered at the Land Title Office under CA9646787 2. No Strata Titling permitted 3. A/C proposed – Exterior component located in Rear(south) yard, Interior component located in second floor | Pacific Peak to Peak Plumbing & Heating Ltd
EP-2022-10091 | 2022-11-30 | 108 W 21ST AVENUE, Vancouver, BC V5Y 2E2 | Electrical Permit | Residential | New | Completed | Installation / Repair - Residential - ;v wiring for alarm, data, tel, cable, speakers, automation >BP: ****NET ZERO HOME**** To construct a 2 storey one-family dwelling +basement ($720,195.00) with garage and an open parking pad, providing 2 parking space, having vehicular access from the 20' Lane. 1. Covenant registered at the Land Title Office under CA9646787 2. No Strata Titling permitted 3. A/C proposed – Exterior component located in Rear(south) yard, Interior component located in second floor 4. Schedule B: (Xian Min Lily Qiu) P.Eng (778.321.5377) Structural 5. Schedule B: (Thanh Van Le) P.Eng (604.421.3288) Geotechnical 6. HPO: Residential Builder- Glenmark Homes Ltd. **THIS PERMIT HAS BEEN ISSUED UNDER THE REQUIREMENTS OF VBBL #12511 (2019) ** | Premier Audio & Home Integration Inc
EP-2023-03747 | 2023-05-08 | 108 W 21ST AVENUE, Vancouver, BC V5Y 2E2 | Electrical Permit | Residential | Addition | Completed | Installation / Repair - Residential - Single Detached House - Installation of Solar photovoltaic (pv) system. >BP: ****NET ZERO HOME**** To construct a 2 storey one-family dwelling +basement ($720,195.00) with garage and an open parking pad, providing 2 parking space, having vehicular access from the 20' Lane. 1. Covenant registered at the Land Title Office under CA9646787 2. No Strata Titling permitted 3. A/C proposed – Exterior component located in Rear(south) yard, Interior component located in second floor 4. Schedule B: (Xian Min Lily Qiu) P.Eng (778.321.5377) Structural 5. Schedule B: (Thanh Van Le) P.Eng (604.421.3288) Geotechnical 6. HPO: Residential Builder- Glenmark Homes Ltd. Note: This is a 2 storey building pursuant to the Zoning and Development By-Law **THIS PERMIT HAS BEEN ISSUED UNDER THE REQUIREMENTS OF VBBL #12511 (2019) ** | Stardust Solar Technologies Inc
PP-2023-01480 | 2023-04-27 | 108 W 21ST AVENUE, Vancouver, BC V5Y 2E2 | Plumbing Permit | Residential | New | Completed | Residential - Install irrigation system >BP: To construct a 2 storey one-family dwelling +basement with garage and an open parking pad, providing 2 parking space, having vehicular access from the 20' Lane. | Zhongmin Zhao DBA Colorful Garden
GP-2023-01077 | 2023-03-30 | 108 W 21ST AVENUE, Vancouver, BC V5Y 2E2 | Gas Permit | Residential | New | Completed | Residential - 1FD - #1 - Install gas pipe throughout out the home. >DB: ****NET ZERO HOME**** To construct a 2 storey one-family dwelling +basement with garage and an open parking pad, providing 2 parking space, having vehicular access from the 20' Lane. 1. Covenant registered at the Land Title Office under CA9646787 2. No Strata Titling permitted 3. A/C proposed – Exterior component located in Rear(south) yard, Interior component located in second floor AMEND: APR 3/2023 Please add a fire pit to this permit? BTUs will be 60,000 BTUs. | Pacific Peak to Peak Plumbing & Heating Ltd
SP-2023-00155 | 2023-01-27 | 108 W 21ST AVENUE, Vancouver, BC V5Y 2E2 | Sprinkler Permit | Residential | New | Completed | Residential - installation of a new fire sprinkler system >****NET ZERO HOME**** To construct a 2 storey one-family dwelling +basement ($720,195.00) with garage and an open parking pad, providing 2 parking space, having vehicular access from the 20' Lane. 1. Covenant registered at the Land Title Office under CA9646787 2. No Strata Titling permitted 3. A/C proposed – Exterior component located in Rear(south) yard, Interior component located in second floor 4. Schedule B: (Xian Min Lily Qiu) P.Eng (778.321.5377) Structural 5. Schedule B: (Thanh Van Le) P.Eng (604.421.3288) Geotechnical 6. HPO: Residential Builder- Glenmark Homes Ltd. Note: This is a 2 storey building pursuant to the Zoning and Development By-Law **THIS PERMIT HAS BEEN ISSUED UNDER THE REQUIREMENTS OF VBBL #12511 (2019) ** | CENTRE LINE FIRE SPRINKLERS LTD
EP-2022-04347 | 2022-05-25 | 108 W 21ST AVENUE, Vancouver, BC V5Y 2E2 | Electrical Permit | Residential | New | Expired | Temporary Power - Residential - To provide temporary power. | Castle Electric Inc
EP-2022-03927 | 2022-05-12 | 184 W 21ST AVENUE, Vancouver, BC V5Y 2E2 | Electrical Permit | Residential | Tenant Improvement | Completed | Installation / Repair - Residential - Electrical service upgrade from 100A 120/240V 1ph to 200A 120/240V 1ph | VS Electric Ltd
GP-2022-00850 | 2022-03-17 | 195 W 21ST AVENUE, Vancouver, BC V5Y 2E3 | Gas Permit | Residential | Renovation | Completed | Residential - Replace tankless water heater | Reid Brothers Plumbing & Heating Ltd
GP-2023-02040 | 2023-07-07 | 195 W 21ST AVENUE, Vancouver, BC V5Y 2E3 | Gas Permit | Residential | Renovation - Dwelling Unit(s) only | Completed | Residential - Installing gas boiler | Reid Brothers Plumbing & Heating Ltd
GP-2022-00011 | 2022-01-04 | 242 W 21ST AVENUE, Vancouver, BC V5Y 2E5 | Gas Permit | Residential | Tenant Improvement | Completed | Residential - Replace old furnace with new high efficiency furnace | H2O Cycle Solutions Inc
PP-2022-00890 | 2022-03-17 | 974 W 22ND AVENUE, Vancouver, BC V5Z 2A1 | Plumbing Permit | Residential | New | Completed | Residential - Installing garden irrigation system | Pacific Coast Irrigation Ltd
GP-2023-03648 | 2023-11-21 | 974 W 22ND AVENUE, Vancouver, BC V5Z 2A1 | Gas Permit | Residential | Renovation | Issued | Residential - Decommission and remove old gas furnace and install heat pump | Ashton Service Group/Ashton Mechanical Ltd.
GP-2022-00298 | 2022-01-31 | 3760 W 21ST AVENUE, Vancouver, BC V6S 1H3 | Gas Permit | Residential | Renovation | Completed | Residential - Gas fireplace installation | 496302 BC Ltd
MP-2023-01082 | 2023-06-13 | 3794 W 21ST AVENUE, Vancouver, BC V6S 1H3 | Mechanical Permit | NULL | NULL | Issued | NULL | Moore And Russell Heating And Air Conditioning Ltd
EP-2023-05301 | 2023-06-27 | 3794 W 21ST AVENUE, Vancouver, BC V6S 1H3 | Electrical Permit | Residential | Tenant Improvement | Issued | Installation / Repair - Residential - Electrical installation for mini split system -reference: MP-2023-01082 | Moore And Russell Heating And Air Conditioning Ltd
EP-2022-04860 | 2022-06-20 | 2608 W 22ND AVENUE, Vancouver, BC V6L 1M2 | Electrical Permit | Residential | Addition | Completed | Installation / Repair - Residential - EV charger to be installed in detached Garage Installing EV charger in detached garage . Existing 200amp panel feeding AC unit and 2 circuits for light and plugs . | Gill Energy Solutions Ltd dba GES Electrical
EP-2022-06244 | 2022-07-26 | 342 W 26TH AVENUE, Vancouver, BC V5Y 2J9 | Electrical Permit | Residential | Addition | Issued | Installation / Repair - Residential - Provide and Install Spa Panel and Energize 240V 30A Hot Tub. Provide and Install 120V 15A Circuit General Receptacles. | Patturn Electrical Solutions Ltd
PP-2022-02436 | 2022-07-14 | 342 W 26TH AVENUE, Vancouver, BC V5Y 2J9 | Plumbing Permit | Residential | Addition | Completed | Residential - Lawn irrigation | David Bathurst
GP-2022-01596 | 2022-05-25 | 3275 W 23RD AVENUE, Vancouver, BC V6L 1P9 | Gas Permit | Residential | Renovation | Completed | Residential - To replace one hot water tank in the same location. | Paolo's Plumbing & Heating Ltd
MP-2023-00721 | 2023-04-28 | 3291 W 23RD AVENUE, Vancouver, BC V6L 1P9 | Mechanical Permit | NULL | NULL | Completed | NULL | Central Commercial & Residential Services
EP-2023-03702 | 2023-05-08 | 3291 W 23RD AVENUE, Vancouver, BC V6L 1P9 | Electrical Permit | Residential | Addition | Completed | Installation / Repair - Residential - 2x Dedicated circuits for 2x new heat pumps, install cable, disconnects, wet fittings and make connections: 1x 40A + 1x 15A @ 240V Dryer is 3600W *MP-2023-00721 | KOVAC ELECTRICAL GROUP LTD.
EP-2022-02685 | 2022-05-04 | 737 W 26TH AVENUE, Vancouver, BC V5Z 2E7 | Electrical Permit | Residential | Renovation | Completed | Installation / Repair - Residential - Upgrading electrical service to 200 amp -Existing service size 100 amp single phase 240 volt Proposed service 200 amp 240 volt >>>Amend: Aug. 12 -Ac unit is located at the back corner of the house like I marked on the site plane | EURO TECH ELECTRIC LTD.
EP-2022-09052 | 2022-10-25 | 741 W 26TH AVENUE, Vancouver, BC V5Z 2E7 | Electrical Permit | Residential | Renovation | Completed | Installation / Repair - Residential - Install anchor for BC hydro overhead lines. | Clay Electric Ltd
EP-2022-08791 | 2022-10-17 | 756 W 26TH AVENUE, Vancouver, BC V5Z 2E8 | Electrical Permit | Residential | New | Expired | Temporary Power - Residential - To provide temporary power. | Hayat Electrical Ltd
EP-2023-00415 | 2023-06-12 | 756 W 26TH AVENUE, Vancouver, BC V5Z 2E8 | Electrical Permit | Commercial | New | Issued | Installation / Repair - Commercial - Rough wire and finishing of 6 town house units, electrical room , house lighting and car charges. >BP: Building Permit for DP-2021-01052: To construct a new 3-storey stacked townhouse multiple dwelling building, containing six (6) strata market dwelling units, providing a total of four (4) surface parking spaces at rear, having vehicular access from the lane. NOTE: Application is reviewed under VBBL 2019. | Hayat Electrical Ltd
SP-2022-01272 | 2023-04-24 | 756 W 26TH AVENUE, Vancouver, BC V5Z 2E8 | Sprinkler Permit | Residential | New | Issued | Residential - To install sprinkler to NFPA 13R throughout this 3-storey stacked townhouse multiple dwelling building, containing six (6) strata market dwelling units, providing a total of four (4) surface parking spaces at rear having vehicular access from the lane. Engineer of Record: Erik Watson-Hurthig 604-209-2594 erikwh@eriksberg.ca | NewTech Fire Protection Ltd
PP-2023-00407 | 2023-02-16 | 756 W 26TH AVENUE, Vancouver, BC V5Z 2E8 | Plumbing Permit | Commercial | New | Issued | Commercial - 2 townhomes and 4 condos >BP: To construct a new 3-storey stacked townhouse multiple dwelling building, containing six (6) strata market dwelling units, providing a total of four (4) surface parking spaces at rear, having vehicular access from the lane. AMEND: FEB 8/2023 Address as it should be 756 W 26th. AMEND: MAR 15/2023 ADD TO PERMIT: REVISED DWGS UPLOADED 248' of storm, its 6" solid PVC 4" ABS for sanitary 4" blue brute for water service | Conor Whyte Plumbing And Heating Limited
EP-2023-01205 | 2023-02-10 | 756 W 26TH AVENUE, Vancouver, BC V5Z 2E8 | Electrical Permit | Commercial | New | Issued | Interim - Commercial - Scope of work: slab, underground, raceways, grounding, branch circuits. Installation of ACWU cables and Tellus/Shaw conduits under the slab and footings. Service connection to BC Hydro is not permitted under this permit. >BP: >BP: Building Permit for DP-2021-01052: To construct a new 3-storey stacked townhouse multiple dwelling building, containing six (6) strata market dwelling units, providing a total of four (4) surface parking spaces at rear, having vehicular access from the lane. NOTE: Application is reviewed under VBBL 2019. | Hayat Electrical Ltd
EP-2023-09558 | 2023-10-22 | 756 W 26TH AVENUE, Vancouver, BC V5Z 2E8 | Electrical Permit | Residential | New | Issued | Temporary Power - Residential - To provide temporary power. | Hayat Electrical Ltd
GP-2023-03073 | 2023-10-16 | 811 W 26TH AVENUE, Vancouver, BC V5Z 2E9 | Gas Permit | Residential | Addition | Completed | Residential - re and re gas range | Christopher Sterling
EP-2022-02992 | 2022-04-14 | 817 W 26TH AVENUE, Vancouver, BC V5Z 2E9 | Electrical Permit | Residential | Addition | Completed | Installation / Repair - Residential - Upgrade to 200 Amp service, re-feed house with 125 Amps | Santec Electric Inc
GP-2023-02588 | 2023-09-06 | 822 W 24TH AVENUE, Vancouver, BC V5Z 2C1 | Gas Permit | Residential | Tenant Improvement | Completed | Residential - re and re a gas stove | Vancouver Plumbing Doctor Ltd
GP-2022-00956 | 2022-03-28 | 823 W 24TH AVENUE, Vancouver, BC V5Z 2C2 | Gas Permit | Residential | Renovation | Completed | Residential - hwt re&re | Ferenc Nagy
GP-2023-02316 | 2023-08-08 | 2595 W 1ST AVENUE, Vancouver, BC V6K 1G8 | Gas Permit | Residential | New | Completed | Residential - 1 Range | Han Appliances & Refrigeration Ltd
GP-2022-02389 | NULL | 2701 W 1ST AVENUE, Vancouver, BC V6K 1H2 | Gas Permit | Residential | Addition | Withdrawn | Residential - One complete boiler and piping only for one stove, one fireplace and a bbq. >Exterior and interior alterations to add new dormers to the third floor, remove and replace the existing rear deck with a new deck, remove the one car garage at the rear and to convert a portion of the main floor to a secondary suite for this existing one family dwelling on this corner with lane site. ENTIRE BUILDING TO BE SPRINKLERED TO NFPA-13D REQUIREMENTS. Retention drawings submitted by E. Stine at 604-732-4545. Construction sequence letter submitted by J. Hui at 778-319-3403. Okay to process as a DB per Hamed G, July 22, 2020. Processed through HRC ENTIRE BUILDING TO BE SPRINKLERED TO NFPA-13D REQUIREMENTS. REUP submitted by T. Youngsung Byun at 604-562-0387 Schedule A submitted by E. Stine at 604-732-4545 Letters of assurance (architectural) submitted by E. Stine at 604-732-4545 Schedule D submitted by F. Huckriede at 604-222-9691. Letters of assurance (structural) submitted by Jason Hui at 778-319-3403 | Ultra Mechanical Ltd
SP-2022-01232 | 2022-08-03 | 2701 W 1ST AVENUE, Vancouver, BC V6K 1H2 | Sprinkler Permit | Residential | New | Completed | Residential - 1FD+SS - Installation of new fire sprinkler system Exterior and interior alterations to add new dormers to the third floor, remove and replace the existing rear deck with a new deck, remove the one car garage at the rear and to convert a portion of the main floor to a secondary suite for this existing one family dwelling on this corner with lane site. ENTIRE BUILDING TO BE SPRINKLERED TO NFPA-13D REQUIREMENTS. | Fire Busters Inc
EP-2022-05937 | 2022-07-25 | 2701 W 1ST AVENUE, Vancouver, BC V6K 1H2 | Electrical Permit | Residential | Addition | Completed | Installation / Repair - Residential - New SFD with legal suite 200A service -New service 200A 120/240V Single phase Double meterbase >BP: Exterior and interior alterations to add new dormers to the third floor, remove and replace the existing rear deck with a new deck, remove the one car garage at the rear and to convert a portion of the main floor to a secondary suite for this existing one family dwelling on this corner with lane site. Retention drawings submitted by E. Stine at 604-732-4545. Construction sequence letter submitted by J. Hui at 778-319-3403. Okay to process as a DB per Hamed G, July 22, 2020. Processed through HRC ENTIRE BUILDING TO BE SPRINKLERED TO NFPA-13D REQUIREMENTS. REUP submitted by T. Youngsung Byun at 604-562-0387 Schedule A submitted by E. Stine at 604-732-4545 Letters of assurance (architectural) submitted by E. Stine at 604-732-4545 Schedule D submitted by F. Huckriede at 604-222-9691. Letters of assurance (structural) submitted by Jason Hui at 778-319-3403 Amend: Oct 5, 2022 add outdoor AC unit installation Load calculation provided | Spotlight Electrical Inc
EP-2022-05846 | NULL | 2701 W 1ST AVENUE, Vancouver, BC V6K 1H2 | Electrical Permit | Residential | New | Withdrawn | Temporary Power - Residential - To provide temporary power. - Renewal of EP-2021-04707. Valid : ? >BP: 2701 W 1ST Ave Exterior and interior alterations to add new dormers to the third floor, remove and replace the existing rear deck with a new deck, remove the one car garage at the rear and to convert a portion of the main floor to a secondary suite for this existing one family dwelling on this corner with lane site. | Wardenclyffe Electrical Ltd
EP-2022-06835 | 2022-08-16 | 2701 W 1ST AVENUE, Vancouver, BC V6K 1H2 | Electrical Permit | Residential | Renovation | Completed | Installation / Repair - Residential - Pre-wire & Completion: security alarm, security camera, doorbell, cable TV, network wiring, & telephone wiring, >BP: Exterior and interior alterations to add new dormers to the third floor, remove and replace the existing rear deck with a new deck, remove the one car garage at the rear and to convert a portion of the main floor to a secondary suite for this existing one family dwelling on this corner with lane site. ENTIRE BUILDING TO BE SPRINKLERED TO NFPA-13D REQUIREMENTS. Retention drawings submitted by E. Stine at 604-732-4545. Construction sequence letter submitted by J. Hui at 778-319-3403. Okay to process as a DB per Hamed G, July 22, 2020. Processed through HRC | Dream Security Solutions Inc
PP-2022-00949 | 2022-03-21 | 2701 W 1ST AVENUE, Vancouver, BC V6K 1H2 | Plumbing Permit | Residential | Renovation | Completed | Residential - install storm sump 2701 W 1ST Ave Exterior and interior alterations to add new dormers to the third floor, remove and replace the existing rear deck with a new deck, remove the one car garage at the rear and to convert a portion of the main floor to a secondary suite for this existing one family dwelling on this corner with lane site. | HARPAL DHALIWAL DBA: H D MINI EXCAVATING LTD
GP-2023-02167 | 2023-07-24 | 2705 W 1ST AVENUE, Vancouver, BC V6K 1H2 | Gas Permit | Residential | Renovation | Completed | Residential - Install one natural gas fireplace insert | Vancouver Gas Fireplaces Ltd
GP-2023-00467 | NULL | 2769 W 1ST AVENUE, Vancouver, BC V6K 1H2 | Gas Permit | Residential | Addition | Withdrawn | Residential - Gas fireplace installation | Vaglio Fireplace LTD
EP-2023-01539 | 2023-02-23 | 2769 W 1ST AVENUE, Vancouver, BC V6K 1H2 | Electrical Permit | Residential | Addition | Issued | Installation / Repair - Residential - Service upgrade from 100amp to 200 amp If work on this site could lead to ground disturbance (impacting soil) advise applicant to contact the Provincial Archaeology Branch at 250-953-3334 for a list of archaeological consultants, who when retained by the proponent, will apply on the proponent’s behalf for the necessary archaeological permits. In addition, please be advised that reports from an Archaeologist (Archaeological Overview Assessment (AOA) or Archaeological Impact Assessment (AIA) reports) and archaeological/heritage inspection permits from the First Nations may be necessary prior to the release of your City of Vancouver permits. | Gestec Electric Ltd
PP-2023-03290 | 2023-09-15 | 2769 W 1ST AVENUE, Vancouver, BC V6K 1H2 | Plumbing Permit | Residential | Renovation | Completed | Residential - trenchless repair of water line Note: All archaeological sites, that are known, unknown, or suspected to predate AD 1846, are protected under the BC Heritage Conservation Act and must not be altered in any way without appropriate authorizations. During ground disturbance, if any archaeological materials are found, all work on the property must stop and the Provincial Archaeology Branch, City and First Nations must be notified. Should the scope of work necessitate any ground disturbing activities, it is strongly recommended the applicant obtain the appropriate Heritage Conservation Act and First Nations cultural heritage permits to conduct an archaeological assessment to determine the risk of encountering cultural materials. | Lawn Genius Mfg Inc DBA Drainmaster
PP-2023-04111 | 2023-11-22 | 2769 W 1ST AVENUE, Vancouver, BC V6K 1H2 | Plumbing Permit | Residential | Renovation | Issued | Residential - Re pipe of drainage and water piping for existing bathrooms/ kitchen /laundry >DB: Interior alterations to provide improvements to this existing two-storey plus basement Single Detached Dwelling on this site. Scope of work includes validating the unauthorized rear deck and crawl space conversion to habitable space, kitchen renovation, fill in sunken flooring in living room, structural changes to walls on main floor, removal of old gas fireplace and replacing with new in living room, increasing window size on North elevation, attic insulation upgrade, electrical upgrade, and addition of electric vehicle charger in the existing attached garage. | NULL
GP-2023-03757 | 2024-01-02 | 2769 W 1ST AVENUE, Vancouver, BC V6K 1H2 | Gas Permit | Residential | Renovation | Issued | Residential - Gas piping only to: 1-Furnace 2- BBQ boxes 1-Fireplace 1-Range Gas piping and hookup of 1- Tankless water heater >BP: Interior alterations to provide improvements to this existing two-storey plus basement Single Detached Dwelling on this site. Scope of work includes validating the unauthorized rear deck and crawl space conversion to habitable space, kitchen renovation, fill in sunken flooring in living room, structural changes to walls on main floor, removal of old gas fireplace and replacing with new in living room, increasing window size on North elevation, attic insulation upgrade, electrical upgrade, and addition of electric vehicle charger in the existing attached garage. **If work on this site could lead to ground disturbance (impacting soil) please contact the Provincial Archaeology Branch at 250-953-3334 ** | Pacrim Plumbing and Heating Inc
NULL | NULL | 2769 W 1ST AVENUE, Vancouver, BC V6K 1H2 | Gas Permit | Residential | Renovation | Draft | Residential - New gas piping to fixtures | NULL
GP-2024-00159 | 2024-01-19 | 2769 W 1ST AVENUE, Vancouver, BC V6K 1H2 | Gas Permit | Residential | Addition | Issued | Residential - Gas fireplace installation | Vaglio Fireplace LTD
EP-2022-06776 | 2022-08-18 | 3236 W 1ST AVENUE, Vancouver, BC V6K 1H5 | Electrical Permit | Residential | Addition | Completed | Installation / Repair - Residential - Installation of 43 Solar PV Panels on a residential rooftop, DC run from the rooftop feeds into a 10kW Solar Inverter, AC feed from the inverter feeds into the Tesla Gateway (Energy Management System) via two AC disconnects, 4 Tesla Powerwall Systems (Energy Storage) feed into the gateway, Combined output of PV and Energy Storage (limited to 80A) feeds into a 100A 2P breaker in the main service panel. BP: Addition/Alteration to this existing one family dwelling. Scope of work to include: Renovate entire house, existing upper floor and roof raised and new upper floor. Sprinkler Entire building to NFPA 13D PART 5 Revision #2 for the installation of nineteen (19) flush-mounted solar panels (Array 1) on the eastern portion of the existing roof, and twenty four (24) flush-mounted solar panels (Array 2) on the western portion of the existing roof. Structural schedule B for Photovoltaic panels submitted by; Govinder S Dhesi 604-580-3275 Revision #3 to provide for the installation of a HRV Unit and three (3) AC Units in the existing attic, which is accessed from the hatch with a built in fold down stairs, as indicated on revised architectural drawing A3.03. | Shift Energy Group Inc
PP-2022-00187 | 2022-01-25 | 3236 W 1ST AVENUE, Vancouver, BC V6K 1H5 | Plumbing Permit | Residential | Renovation | Issued | Residential - Addition/Alteration to this existing one family dwelling. Scope of work to include: Renovate entire house, existing upper floor and roof raised and new upper floor. Plumbing Rough-In and Finishing -Supply and install ABS drainage, waste, and venting to accommodate all fixtures with 3 cast iron stacks -Supply and install new PEX pipe to accommodate all fixtures -Install tubs, showers, valves (all toilets will be wall mounted) -Supply and install main water shut off, check valve, Caleffi PRV with gauge, fire sprinkler tee, clothes washer box and specialty Aquor exterior hose bibs -Supply and install three cast iron stacks with cast iron expansion joints and cleanouts -Supply and install domestic hot water recirculation system to ensuite and kitchen complete with insulation and taco pump -Install fixtures, trims and faucets for completion and occupancy -Test plumbing systems and coordinate inspections for DWV static test, waterpipe pressure test and final inspection | DISPATCH PLUMBING INC
EP-2022-00497 | NULL | 3236 W 1ST AVENUE, Vancouver, BC V6K 1H5 | Electrical Permit | Residential | Renovation | Withdrawn | Installation / Repair - Residential - Major renovation New 400A Service Lighting General receptacles Appliances EV Charging Tesla Battery Wall Solar Work >BP: Addition/Alteration to this existing one family dwelling. Scope of work to include: Renovate entire house, existing upper floor and roof raised and new upper floor. Sprinkler Entire building to NFPA 13D PART 5 Architectural schedule B, Schedule A submitted by; Peter Rose 604-736-7939 Structural schedule B submitted by; Jeff Allester 604-228-0518 Geotechnical schedule B submitted by: Ward Phillips 604-716-8881 Schedule D submitted by: Julio Reynel-Gracia 778-998-0709 REUP submitted by: Fred de Barros of JRG Building Engineering QP declaration submitted by: Ramin Hamidnejad, CRSP of kinetic OHS Services Ltd Reviewed under VBBL 2019 | Kato Electrical Inc
SP-2022-00631 | 2022-04-28 | 3236 W 1ST AVENUE, Vancouver, BC V6K 1H5 | Sprinkler Permit | Residential | New | Issued | Residential - new fire sprinkler system Addition/Alteration to this existing one family dwelling. Scope of work to include: Renovate entire house, existing upper floor and roof raised and new upper floor. Sprinkler Entire building to NFPA 13D PART 5 | Mainland Fire Protection Ltd
EP-2022-03227 | 2022-04-21 | 3236 W 1ST AVENUE, Vancouver, BC V6K 1H5 | Electrical Permit | Residential | New | Expired | Temporary Power - Residential - To provide temporary power. | Cimmarusti Electric Ltd
GP-2022-01656 | 2022-06-02 | 3236 W 1ST AVENUE, Vancouver, BC V6K 1H5 | Gas Permit | Residential | New | Issued | Residential - adding underground gas to house then steel line to bbq. Addition/Alteration to this existing one family dwelling. Scope of work to include: Renovate entire house, existing upper floor and roof raised and new upper floor. | A & J GAS SERVICES LTD
EP-2022-04879 | 2022-06-10 | 3236 W 1ST AVENUE, Vancouver, BC V6K 1H5 | Electrical Permit | Residential | New | Issued | Installation / Repair - Residential - Alarm wiring and installation **Amend 07/11/2022** Additional Low voltage work for wiring and finishing of Audio / Video / camera & shades need to be added to this permit. The job value for this part is $18000.00. >BP: Addition/Alteration to this existing one family dwelling. Scope of work to include: Renovate entire house, existing upper floor and roof raised and new upper floor. Sprinkler Entire building to NFPA 13D PART 5 Architectural schedule B, Schedule A submitted by; Peter Rose 604-736-7939 Structural schedule B submitted by; Jeff Allester 604-228-0518 Geotechnical schedule B submitted by: Ward Phillips 604-716-8881 Schedule D submitted by: Julio Reynel-Gracia 778-998-0709 REUP submitted by: Fred de Barros of JRG Building Engineering QP declaration submitted by: Ramin Hamidnejad, CRSP of kinetic OHS Services Ltd Reviewed under VBBL 2019 | Husky Alarm Integration Ltd
EP-2023-03366 | 2023-04-19 | 3262 W 1ST AVENUE, Vancouver, BC V6K 1H5 | Electrical Permit | Residential | Addition | Completed | Installation / Repair - Residential - Supply and install 30A Breaker in the Garage Panel. Supply and install 10AWG 3C NMD90 from the Garage Panel, inside wall, to a junction box at the ceiling line. Supply and install 10AWG 3C Teck from junction box to the Customer provided EV Charger location. Test connections and commission installation. Tidy site and dispose of garbage correctly and safely. | TDR Electric Inc
GP-2022-02680 | 2022-09-07 | 3322 W 1ST AVENUE, Vancouver, BC V6R 1G4 | Gas Permit | Residential | Renovation - Dwelling Unit(s) only | Completed | Residential - Combination Boiler Installation | Reid Brothers Plumbing & Heating Ltd
MP-2023-00497 | 2023-03-27 | 3388 W 1ST AVENUE, Vancouver, BC V6R 1G4 | Mechanical Permit | NULL | NULL | Completed | NULL | Nickel Heating & Ventilation
EP-2023-01552 | 2023-02-23 | 3388 W 1ST AVENUE, Vancouver, BC V6R 1G4 | Electrical Permit | Residential | Renovation | Completed | Installation / Repair - Residential - data and speaker wiring >BP: Exterior alterations to install new french doors on the 1st floor and convert a portion of the upper floor to a roof deck; interior alterations for new flooring, lighting, millwork, kitchen and bathroom updates on all levels in this existing 2 and 1/2 storey with crawlspace one family dwelling with detached two car garage having vehicular access from the rear lane. Structural Schedule B submitted by Henry S. N. Hsu, P. Eng. of Formosa Engineering Inc., Tel: 604 322-7158. OK for DB for exterior alterations at the front/street and a roof deck at the rear with 5 ft. privacy screen - west side only with letters of support from three neighbors as per POD, David Cha Dec 15, 2021 and March 29th, 2022. Notes: Energy Upgrade: As per REUP Building Sprinklered – Building inspector to determine on site if a separate sprinkler permit is required. This permit has been issued under the VBBL 2019, with updated energy requirements as per bylaw # 12997 effective Jan 01, 2022. | Kenneth George Pedersen
SP-2023-00427 | 2023-03-13 | 3388 W 1ST AVENUE, Vancouver, BC V6R 1G4 | Sprinkler Permit | Residential | Renovation | Completed | Residential - residential house align sprinkler heads in with lighting >DB: Exterior alterations to install new french doors on the 1st floor and convert a portion of the upper floor to a roof deck; interior alterations for new flooring, lighting, millwork, kitchen and bathroom updates on all levels in this existing 2 and 1/2 storey with crawlspace one family dwelling with detached two car garage having vehicular access from the rear lane. | Alco Fire Protection Ltd
GP-2023-00484 | 2023-02-21 | 3388 W 1ST AVENUE, Vancouver, BC V6R 1G4 | Gas Permit | Residential | Renovation | Completed | Residential - Install new boiler & Bbq box >BP:Exterior alterations to install new french doors on the 1st floor and convert a portion of the upper floor to a roof deck; interior alterations for new flooring, lighting, millwork, kitchen and bathroom updates on all levels in this existing 2 and 1/2 storey with crawlspace one family dwelling with detached two car garage having vehicular access from the rear lane | McKellar Plumbing & Heating Ltd
PP-2023-00468 | 2023-02-10 | 3388 W 1ST AVENUE, Vancouver, BC V6R 1G4 | Plumbing Permit | Residential | Renovation | Completed | Residential - renovate 3.5 baths & kitchen >BP: Exterior alterations to install new french doors on the 1st floor and convert a portion of the upper floor to a roof deck; interior alterations for new flooring, lighting, millwork, kitchen and bathroom updates on all levels in this existing 2 and 1/2 storey with crawlspace one family dwelling with detached two car garage having vehicular access from the rear lane. | McKellar Plumbing & Heating Ltd
EP-2023-00610 | 2023-01-31 | 3388 W 1ST AVENUE, Vancouver, BC V6R 1G4 | Electrical Permit | Residential | Renovation | Completed | Installation / Repair - Residential - Partial House Renovation (Main Floor, Master Bedroom/Ensuite, Top Floor, Service Upgrade >BP: Exterior alterations to install new french doors on the 1st floor and convert a portion of the upper floor to a roof deck; interior alterations for new flooring, lighting, millwork, kitchen and bathroom updates on all levels in this existing 2 and 1/2 storey with crawlspace one family dwelling with detached two car garage having vehicular access from the rear lane. Structural Schedule B submitted by Henry S. N. Hsu, P. Eng. of Formosa Engineering Inc., Tel: 604 322-7158. OK for DB for exterior alterations at the front/street and a roof deck at the rear with 5 ft. privacy screen - west side only with letters of support from three neighbors as per POD, David Cha Dec 15, 2021 and March 29th, 2022. Notes: Energy Upgrade: As per REUP Building Sprinklered – Building inspector to determine on site if a separate sprinkler permit is required. This permit has been issued under the VBBL 2019, with updated energy requirements as per bylaw # 12997 effective Jan 01, 2022. | Castle Electric Inc
GP-2023-02150 | 2023-07-19 | 3388 W 1ST AVENUE, Vancouver, BC V6R 1G4 | Gas Permit | Residential | Renovation | Completed | Residential - 2 Ranges >BP: Exterior alterations to install new french doors on the 1st floor and convert a portion of the upper floor to a roof deck; interior alterations for new flooring, lighting, millwork, kitchen and bathroom updates on all levels in this existing 2 and 1/2 storey with crawlspace one family dwelling with detached two car garage having vehicular access from the rear lane | Han Appliances & Refrigeration Ltd
NULL | NULL | 3814 W 21ST AVENUE, Vancouver, BC V6S 1H4 | Electrical Permit | Residential | NULL | Draft | Installation / Repair - Residential - repair exsit 100amps service pipe | EASYAN TECHOLOGIES LTD
NULL | NULL | 3814 W 21ST AVENUE, Vancouver, BC V6S 1H4 | Electrical Permit | Residential | Renovation | Draft | Installation / Repair - Residential - repair exsit 100amps service pipe | EASYAN TECHOLOGIES LTD
EP-2023-05143 | 2023-06-26 | 3814 W 21ST AVENUE, Vancouver, BC V6S 1H4 | Electrical Permit | Residential | Renovation | Completed | Installation / Repair - Residential - repair exsit 100amps service pipe -The main panel connect the load of the disconnect, but at the front of meter. need to install new meterbase and reconnect. *Permit Amendment Jun 28, 2023 -"Replacement of the main panel" | EASYAN TECHOLOGIES LTD
GP-2023-01108 | 2023-03-31 | 3835 W 21ST AVENUE, Vancouver, BC V6S 1H5 | Gas Permit | Residential | Renovation | Completed | Residential - Re & Re boiler | 615837 BC Ltd DBA 1 For All Plumbing and Heating Services
EP-2023-05821 | 2023-06-29 | 3868 W 21ST AVENUE, Vancouver, BC V6S 1H4 | Electrical Permit | Residential | Addition | Completed | Installation / Repair - Residential - New 2nd 100 AMP to address in the detached garage for EV. The house already has 100 AMP service. The two services are separate from each other. The new service for the two car garage, we plan to install TWOx40 AMP breaker, ONEx15 AMP for the garage doors an ONEx15 AMP for existing garage outlets. (3 outlets). The new service will have its own grounding plate. Each charger uses 40 AMP breaker, max output 32 AMP, 32 x 240 V = 7680, two of them 15360 W. | Amor Energy Corporation
PP-2022-01925 | 2022-06-07 | 7 W 21ST AVENUE, Vancouver, BC V5Y 2E1 | Plumbing Permit | Residential | New | Completed | Residential - Install 3/4" backflow preventer for irrigation >BP: *******PART 5 DESIGN**********To construct a 2 storey + cellar one-family dwelling ($942,250.00) with a detached accessory building (garage), at the rear providing 2 parking spaces, having vehicular access from the lane. Note: This is a 2 storey building pursuant to the Zoning and Development By-Law Envelope and Environmental Separation designed according to Part 5 1- Bar/Sink proposed in laundry room 2- A/C unit proposed rear yard 3- Schedule B: P K Fong P.Eng (604) 837-3205 Geotechnical 4- Schedule B: C Yiu P.Eng (604) 255-7670 Structural 5-HPO: Residential Builder- MP Construction Ltd 6- Schedule D1 - Frits de Vries Architect, AIBC, (604) 736-7820 Building Envelope 7- Schedule A - Frits de Vries Architect, AIBC, (604) 736-7820 CRP 8- Schedule B - Frits de Vries Architect, AIBC, (604) 736-7820 Architectural ******THIS PERMIT HAS BEEN ISSUED UNDER THE REQUIREMENTS OF VBBL 2019 (#12511)****** | M&M Industries Ltd
GP-2022-00279 | 2022-01-31 | 218 W 23RD AVENUE, Vancouver, BC V5Y 2H3 | Gas Permit | Residential | New | Completed | Residential - Install one natural gas fireplace Interior alterations only to improve the existing 1 family dwelling on this site. work to include: - No work to be done in the Basement Main Floor: - Replace the gas fireplace, - Replace bathtub with shower Upper Floor: - Remove and replace non load bearing walls on upper floor to create a new layout for upper floor. - Replace bathtub with shower | Vancouver Gas Fireplaces Ltd
PP-2022-00319 | 2022-01-31 | 218 W 23RD AVENUE, Vancouver, BC V5Y 2H3 | Plumbing Permit | Residential | Renovation | Completed | Residential - Bathroom renovation . Interior alterations only to improve the existing 1 family dwelling on this site. work to include: - No work to be done in the Basement Main Floor: - Replace the gas fireplace, - Replace bathtub with shower Upper Floor: - Remove and replace non load bearing walls on upper floor to create a new layout for upper floor. - Replace bathtub with shower | Radim Byrtus
EP-2022-00763 | 2022-02-02 | 218 W 23RD AVENUE, Vancouver, BC V5Y 2H3 | Electrical Permit | Residential | Renovation | Completed | Installation / Repair - Residential - Second floor bedroom renovation Interior alterations only to improve the existing 1 family dwelling on this site. work to include: - No work to be done in the Basement Main Floor: - Replace the gas fireplace, - Replace bathtub with shower Upper Floor: - Remove and replace non load bearing walls on upper floor to create a new layout for upper floor. - Replace bathtub with shower | RBM Electric Ltd
EP-2023-03194 | 2023-04-13 | 276 W 23RD AVENUE, Vancouver, BC V5Y 2H3 | Electrical Permit | Residential | Renovation - Dwelling Unit(s) only | Completed | Installation / Repair - Residential - Upgrade service to 200 amp, install new service at garage and install new feeder and panel to house; trenching across the yard. Install new car charger wired in garage. | Onpoint Electric Ltd
GP-2022-03005 | 2022-10-07 | 276 W 23RD AVENUE, Vancouver, BC V5Y 2H3 | Gas Permit | Residential | Addition | Completed | Residential - re and re gas cooktop | Christopher Sterling
PP-2022-00400 | 2022-02-08 | 341 W 23RD AVENUE, Vancouver, BC V5Y 2H2 | Plumbing Permit | Residential | New | Issued | Residential - 1FD+SS - #1 & #2 - Install 2 outside sumps To construct a 2 storey + basement one-family dwelling with a secondary suite located in the basement with a detached accessory building (garage), at the rear providing 2 parking spaces, having vehicular access from the lane. Note: This is a 2 storey building pursuant to the Zoning and Development By-Law. 3- No bar sink proposed 4- A/C unit proposed in the front yard AMEND: FEB 10/2022 Change to 1 sump without pump and 1 sump with pump | Octiscapes Site Services Ltd
EP-2022-04008 | 2022-05-16 | 341 W 23RD AVENUE, Vancouver, BC V5Y 2H2 | Electrical Permit | Residential | New | Issued | Installation / Repair - Residential - 1FD+SS - #1 & #2 - Wiring for a new home and detached garage. To construct a 2 storey + basement one-family dwelling with a secondary suite located in the basement with a detached accessory building (garage), at the rear providing 2 parking spaces, having vehicular access from the lane. Note: This Building Permit will remain in a suspended status until the associated (green) Demolition Permit BP-2021-03403 is completed. Note: This is a 2 storey building pursuant to the Zoning and Development By-Law. Note: VBBL Part 5 design. 1- Covenant registered at the Land Title Office under CA9356561 2- No strata titling permitted 3- No bar sink proposed 4- A/C unit proposed in the front yard AMEND: AUG 25/2022 Electric boiler canceled 400 amp service no longer necessary 200 amp service required. | Cimmarusti Electric Ltd
MP-2022-00377 | 2022-10-11 | 341 W 23RD AVENUE, Vancouver, BC V5Y 2H2 | Mechanical Permit | NULL | NULL | Issued | NULL | DISPATCH PLUMBING INC
EP-2022-10365 | 2022-12-08 | 341 W 23RD AVENUE, Vancouver, BC V5Y 2H2 | Electrical Permit | Residential | New | Expired | Temporary Power - Residential - To provide temporary power. | Cimmarusti Electric Ltd
PP-2022-03359 | 2022-09-22 | 341 W 23RD AVENUE, Vancouver, BC V5Y 2H2 | Plumbing Permit | Residential | New | Issued | Residential - Plumbing Rough-In and Finishing -Supply and install ABS drainage, waste, and venting to accommodate all fixtures -Supply and install separate system for basement underground due to fixture restriction elevation limit -Supply and install new PEX pipe to accommodate all fixtures -Install tubs, showers, valves -Supply and install main water shut off, check valve, Caleffi PRV with gauge, clothes washer box and specialty Aquor exterior hose bibs -Install fixtures, trims and faucets for completion and occupancy -Test plumbing systems and coordinate inspections for DWV static test, waterpipe pressure test and final inspection >BP: To construct a 2 storey + basement one-family dwelling with a secondary suite ($874,500) located in the basement with a detached accessory building (garage), at the rear providing 2 parking spaces, having vehicular access from the lane. | DISPATCH PLUMBING INC
SP-2023-00687 | 2023-04-19 | 341 W 23RD AVENUE, Vancouver, BC V5Y 2H2 | Sprinkler Permit | Residential | New | Issued | Residential - New sprinkler system for SFD >BP: +++++++PART 5+++++++ To construct a 2 storey + basement one-family dwelling with a secondary suite located in the basement with a detached accessory building (garage), at the rear providing 2 parking spaces, having vehicular access from the lane. Note: This is a 2 storey building pursuant to the Zoning and Development By-Law. Note: VBBL Part 5 design. | Allright Sprinklers Ltd
EP-2023-02381 | 2023-03-21 | 341 W 23RD AVENUE, Vancouver, BC V5Y 2H2 | Electrical Permit | Residential | New | Issued | Installation / Repair - Residential - Low voltage including Security alarm, CCTV, Structured Wiring, Media Distribution, Intercom, shades and home automation >BP: To construct a 2 storey + basement one-family dwelling with a secondary suite ($874,500) located in the basement with a detached accessory building (garage), at the rear providing 2 parking spaces, having vehicular access from the lane. Note: This is a 2 storey building pursuant to the Zoning and Development By-Law. Note: VBBL Part 5 design. | Moda Smart Home Inc
EP-2023-01147 | 2023-02-23 | 341 W 23RD AVENUE, Vancouver, BC V5Y 2H2 | Electrical Permit | Residential | New | Completed | Installation / Repair - Residential - Installation of a solar PV system which includes rooftop solar panels on the house and garage. >DB: +++++++PART 5+++++++ To construct a 2 storey + basement one-family dwelling with a secondary suite ($874,500) located in the basement with a detached accessory building (garage), at the rear providing 2 parking spaces, having vehicular access from the lane. Note: This is a 2 storey building pursuant to the Zoning and Development By-Law. Note: VBBL Part 5 design. 1- Covenant registered at the Land Title Office under CA9356561 2- No strata titling permitted 3- No bar sink proposed 4- A/C unit proposed in the front yard 5- Schedule B: DAN WICKE 604-484-2859 Structural 6- Schedule B: KIM CHAU CHUNG 604-362-7398 Geotechnical 7- Schedule B: SUSAN SCOTT - 604-788-7990 Architectural 8- Schedule D: SUSAN SCOTT - 604-788-7990 9- HPO: Residential Builder - Nestworks Construction Ltd. 10- Rev#1: Schedule B: Photovoltaic solar panels - Govinder S. Dhesi, P. Eng. (604-580-3275) Address number assigned as per approved plans for Fire and Emergency response. The address number is to be posted and to the building and to be visible from the street in accordance with the Building By-law prior to final inspection. ******THIS PERMIT HAS BEEN ISSUED UNDER THE REQUIREMENTS OF VBBL #12511 (2019)****** | Shift Energy Group Inc
EP-2022-01952 | 2022-03-10 | 3379 W 23RD AVENUE, Vancouver, BC V6S 1K2 | Electrical Permit | Residential | New | Expired | Temporary Power - Residential - To provide temporary power. **Amend 03/17/2022** Change service size from 60 Amps to 100 Amps >NOTE: Work authorized by this permit is for placement of a temporary power pole only and does not authorize any site construction and/or excavation. A separate Building Permit will be required prior to commencement of any other work on this site. Amend: Mar 14, 2022 Change service size from 60 amps to 100 amps | Cand Electric Limited
PP-2023-01897 | 2023-05-29 | 3379 W 23RD AVENUE, Vancouver, BC V6S 1K2 | Plumbing Permit | Residential | New | Completed | Residential - 2FD - install irrigation system | Zhongmin Zhao DBA Colorful Garden
PP-2022-03157 | 2022-09-13 | 3379 W 23RD AVENUE, Vancouver, BC V6S 1K2 | Plumbing Permit | Residential | New | Completed | Residential - New Fixtures for: >BP: To construct a 2 storey two-family dwelling ($719,045.00) with a detached accessory building (garage) and 1 open parking at the rear providing 2 parking spaces, having vehicular access from the lane. Amended - Oct 28 Added 2 deck drains for front unit & 2 deck drains for back unit. | ACME PLUMBING HEATING & GAS LTD.
MP-2022-00203 | 2022-09-11 | 3379 W 23RD AVENUE, Vancouver, BC V6S 1K2 | Mechanical Permit | NULL | NULL | Completed | NULL | ACME PLUMBING HEATING & GAS LTD.
EP-2022-05222 | 2022-07-22 | 3379 W 23RD AVENUE, Vancouver, BC V6S 1K2 | Electrical Permit | Residential | New | Completed | Installation / Repair - Residential - Install a consumer’s service, wiring the house, connecting and finishing. To construct a 2 storey two-family dwelling with a detached accessory building (garage) and 1 open parking at the rear providing 2 parking spaces, having vehicular access from the lane. 1. A/C proposed – Exterior component located in North, Interior component located in 2.5 storey 2. Schedule B: (Tsung-Hua Yang) P.Eng (604.729.0585) Structural & Geotechnical 3. HPO: Residential Builder- Glenmark Homes Ltd. | Cand Electric Limited
PP-2022-02193 | 2022-06-22 | 3379 W 23RD AVENUE, Vancouver, BC V6S 1K2 | Plumbing Permit | Residential | New | Completed | Residential - One Sump No Pump | Canadian Excavating Ltd
SP-2022-01661 | 2022-10-12 | 3379 W 23RD AVENUE, Vancouver, BC V6S 1K2 | Sprinkler Permit | Residential | New | Completed | Residential - New sprinkler system for: >BP: This Building Permit will remain in a suspended status until the associated (green) Demolition Permit BP-2022-00639 is completed. To construct a 2 storey two-family dwelling ($719,045.00) with a detached accessory building (garage) and 1 open parking at the rear providing 2 parking spaces, having vehicular access from the lane. 1. A/C proposed – Exterior component located in North, Interior component located in 2.5 storey 2. Schedule B: (Tsung-Hua Yang) P.Eng (604.729.0585) Structural & Geotechnical 3. HPO: Residential Builder- Glenmark Homes Ltd. Note: This is a 2 storey building pursuant to the Zoning and Development By-Law | ACME PLUMBING HEATING & GAS LTD.
EP-2022-09504 | 2022-11-09 | 3379 W 23RD AVENUE, Vancouver, BC V6S 1K2 | Electrical Permit | Residential | New | Completed | Installation / Repair - Residential - rough in and completion for alarm cctv data tel video and intercom >BP: This Building Permit will remain in a suspended status until the associated (green) Demolition Permit BP-2022-00639 is completed. To construct a 2 storey two-family dwelling ($719,045.00) with a detached accessory building (garage) and 1 open parking at the rear providing 2 parking spaces, having vehicular access from the lane. 1. A/C proposed – Exterior component located in North, Interior component located in 2.5 storey 2. Schedule B: (Tsung-Hua Yang) P.Eng (604.729.0585) Structural & Geotechnical 3. HPO: Residential Builder- Glenmark Homes Ltd. Note: This is a 2 storey building pursuant to the Zoning and Development By-Law **THIS PERMIT HAS BEEN ISSUED UNDER THE REQUIREMENTS OF VBBL #12511 (2019) ** | Guardian Security Systems ltd
GP-2022-03564 | 2022-11-16 | 3379 W 23RD AVENUE, Vancouver, BC V6S 1K2 | Gas Permit | Residential | New | Completed | Residential - Venting and hook up only for two fireplaces >BP: To construct a 2 storey two-family dwelling ($719,045.00) with a detached accessory building (garage) and 1 open parking at the rear providing 2 parking spaces, having vehicular access from the lane. | ORAY FIREPLACES LTD
GP-2022-03315 | 2022-10-27 | 3379 W 23RD AVENUE, Vancouver, BC V6S 1K2 | Gas Permit | Residential | New | Completed | Residential - 2FD - FRONT - 3379 W 23RD AV BACK - 3377 W 23RD AV to install 2 boilers,2 ranges,2 bbq and 2 fireplaces rough in only >DB: To construct a 2 storey two-family dwelling with a detached accessory building (garage) and 1 open parking at the rear providing 2 parking spaces, having vehicular access from the lane. 1. A/C proposed – Exterior component located in North, Interior component located in 2.5 storey | ACME PLUMBING HEATING & GAS LTD.
EP-2022-04445 | 2022-05-27 | 3439 W 23RD AVENUE, Vancouver, BC V6S 1K2 | Electrical Permit | Residential | Renovation | Completed | Installation / Repair - Residential - Panel Swap [no change to service or location] and Dedicated Circuit for Heat pump | Pacific Star Electric Inc
MP-2022-00215 | 2022-09-13 | 3439 W 23RD AVENUE, Vancouver, BC V6S 1K2 | Mechanical Permit | NULL | NULL | Completed | NULL | Thomson Industries Ltd
NULL | NULL | 3439 W 23RD AVENUE, Vancouver, BC V6S 1K2 | Electrical Permit | Residential | Renovation | Draft | Installation / Repair - Residential - Dedicated Circuit for Heat Pump, Rough-in ONLY for Heat Strip | Pacific Star Electric Inc
GP-2022-00608 | 2022-02-25 | 3501 W 23RD AVENUE, Vancouver, BC V6S 1K4 | Gas Permit | Residential | Tenant Improvement | Completed | Residential - replace boiler | Coleman Heating Inc
EP-2022-00751 | NULL | 3505 W 23RD AVENUE, Vancouver, BC V6S 1K4 | Electrical Permit | Residential | Addition | Application Incomplete | Installation / Repair - Residential - NEW A/C wiring, breaker to unit. -location: Rear of House -existing service = 100A | Macrae&King Power Inc
EP-2024-00569 | 2024-01-29 | 3517 W 23RD AVENUE, Vancouver, BC V6S 1K4 | Electrical Permit | Residential | New | Issued | Installation / Repair - Residential - Rough in and finish wiring for Duplex House. Heating with Heat Pumps. EV Chargers and Rough in Extra Low voltage Wiring. >BP: To construct a two-storey two-family dwelling, with a detached accessory building (garage) at the rear providing 2 parking spaces, having vehicular access from the lane. Note: This is a 2.5 storey building pursuant to the Zoning and Development By-Law 1. External mechanical units proposed in rear yard 2. Schedule B: Ke Jian, MA (604-599-8890) Structural & Geotechnical 3. HPO: WLK Homes Corp. ******THIS PERMIT HAS BEEN ISSUED UNDER THE REQUIREMENTS OF VBBL #12511 (2019)****** | AMTEK Electric Ltd
SP-2024-00048 | 2024-01-17 | 3517 W 23RD AVENUE, Vancouver, BC V6S 1K4 | Sprinkler Permit | Residential | New | Issued | Residential - 2FD - FRONT - 3517 W 23RD AV - #1 BACK - 3517 W 23RD AV - #2 New sprinkler system >DB: To construct a two-storey two-family dwelling, with a detached accessory building (garage) at the rear providing 2 parking spaces, having vehicular access from the lane. Note: This Building Permit will remain in a suspended status until the associated (green) Demolition Permit BP-2023-01163 is completed. Note: This is a 2.5 storey building pursuant to the Zoning and Development By-Law 1. External mechanical units proposed in rear yard 2. Schedule B: Ke Jian, MA (604-599-8890) Structural & Geotechnical 3. HPO: WLK Homes Corp. FRONT UNIT #1-3517 W 23rd Av - Principal Dwelling (south side 1st-3rd floor) BACK UNIT #2-3517 W 23rd Av - Principal Dwelling (north side 1st-3rd floor) Address and suite numbers assigned as per approved plans for Fire and Emergency response. The address number is to be posted to the building to be visible from the street and the suite numbers are to be posted at the suite entries in accordance with the Building By-law prior to final inspection. ***This permit is issued under the VBBL 2019, with updated energy requirements as per bylaw # 12997 effective Jan 01, 2022.*** Combustible projections or roof soffits on an exposing building face shall not project to less than .45m from the property line and shall be in compliance with VBBL 2019 9.10.15.5.(9) The entire building, to be sprinklered to 2 x NFPA 13D. ******THIS PERMIT HAS BEEN ISSUED UNDER THE REQUIREMENTS OF VBBL #12511 (2019)****** | Haven Fire Protection Ltd
PP-2023-04208 | 2023-11-30 | 3517 W 23RD AVENUE, Vancouver, BC V6S 1K4 | Plumbing Permit | Residential | New | Issued | Residential - Two outside sump | WEST DEMOLITION SERVICE LTD
EP-2023-08193 | 2023-09-11 | 3517 W 23RD AVENUE, Vancouver, BC V6S 1K4 | Electrical Permit | Residential | New | Issued | Temporary Power - Residential - To provide temporary power. NOTE: Work authorized by this permit is for placement of a temporary power pole only and does not authorize any site construction and/or excavation. A separate Building Permit will be required prior to commencement of any other work on this site. Amend: Sept 12, 2023 This is Temp Power Pole | AMTEK Electric Ltd
PP-2023-01253 | 2023-04-12 | 68 W 23RD AVENUE, Vancouver, BC V5Y 2G7 | Plumbing Permit | Residential | New | Completed | Residential - Perimeter drainage around new garage tying into existing sump on main house >BP: To construct a detached two-car garage on the rear of this Single Detached House. | Junkyard Boys Refuse Removal & Demolition Ltd
EP-2023-03075 | 2023-04-11 | 68 W 23RD AVENUE, Vancouver, BC V5Y 2G7 | Electrical Permit | Residential | Addition | Completed | Installation / Repair - Residential - 200amp service upgrade, 100amp sub feed to sub panel in detached garage being built. Basic lights and plugs in garage. EV charger rough in. Hot tub feed to new deck location. Exterior deck step lighting >BP: To construct a detached two-car garage on the rear of this Single Detached House. The scope includes to remove the Secondary suite on the basement(the secondary suite has been removed without the necessary permits and its removal will be validated under this permit application) and reconfigure the stairs to the existing rear deck and add a patio and hot tub (2'-0" above grade)-(lower deck) SIPs Letter of assurance provided by: Kosta Marcakis, P.Eng, Struct Eng, Structural Schedule B. Energy checklist is currently no longer required with your Building Permit (BP) application. Some supporting documents are still required at BP stage, specifically Envelope and HVAC, if applicable. Service Water Heating and Lighting supporting documents, if applicable, must be submitted with your related Trades permits (e.g. electrical and plumbing | Western Summit Electric Ltd
GP-2023-03192 | 2023-10-24 | 80 W 23RD AVENUE, Vancouver, BC V5Y 2G7 | Gas Permit | Residential | Tenant Improvement | Issued | Residential - remove old furnace and install a new one | High Mark Mechanical Services Ltd
GP-2022-03313 | 2022-10-26 | 88 W 23RD AVENUE, Vancouver, BC V5Y 2G7 | Gas Permit | Residential | Renovation | Completed | Residential - To install a high efficiency combi boiler | Cangas Heating Service Ltd
EP-2022-04643 | 2022-06-03 | 98 W 23RD AVENUE, Vancouver, BC V5Y 2G7 | Electrical Permit | Residential | Tenant Improvement | Issued | Installation / Repair - Residential - 200 amp service upgrade, mast kit, Grounding and Bonding >Permit Amendment Oct 19, 2023 -"To include with work - three branch circuits for heat pump and one branch circuit for the EV charger in the detached garage" | Expert Electric Ltd
EP-2023-02275 | 2023-03-17 | 3138 W 27TH AVENUE, Vancouver, BC V6L 1W5 | Electrical Permit | Residential | Renovation | Completed | Installation / Repair - Residential - INCREASE SERVICE TO 200A, INSTALL UNDERGROUND CABLE 100A TO HOUSE, OUTLETS IN EXISTING GARAGE. | Rebco Electrical Contractors Ltd
EP-2023-03159 | 2023-04-12 | 3188 W 27TH AVENUE, Vancouver, BC V6L 1W5 | Electrical Permit | Residential | Renovation | Completed | Installation / Repair - Residential - Renovations and upgrade service to 200A. >BP: Exterior and Interior alterations to the existing one family dwelling on this site. OK For field review per D. Langevin October 14, 2022 Schedule B- Structural - Jason Hui - 778.319.3403 | Best Choice Electrical Ltd
GP-2023-01296 | 2023-04-21 | 3188 W 27TH AVENUE, Vancouver, BC V6L 1W5 | Gas Permit | Residential | Renovation | Completed | Residential - This is a renovation job and getting 2 fixtures installed >BP: Exterior and Interior alterations to the existing one family dwelling on this site. | AKAL Plumbing & Heating Ltd
PP-2023-00789 | 2023-03-08 | 3188 W 27TH AVENUE, Vancouver, BC V6L 1W5 | Plumbing Permit | Residential | Renovation | Completed | Residential - This is a old house getting renovated and it has 16 fixtures. >DB: Exterior and Interior alterations to the existing one family dwelling on this site. | AKAL Plumbing & Heating Ltd
SP-2023-00778 | 2023-05-08 | 3188 W 27TH AVENUE, Vancouver, BC V6L 1W5 | Sprinkler Permit | Residential | Renovation | Completed | Residential - RENOVATION >BP: Exterior and Interior alterations to the existing one family dwelling on this site. | SBMS Construction Ltd
EP-2023-03851 | 2023-05-03 | 3188 W 27TH AVENUE, Vancouver, BC V6L 1W5 | Electrical Permit | Residential | Renovation | Completed | Installation / Repair - Residential - Install tv, telephone, alarm prewire and complete. >BP: Exterior and Interior alterations to the existing one family dwelling on this site. OK For field review per D. Langevin October 14, 2022 Schedule B- Structural - Jason Hui - 778.319.3403 | Tvisha Technologies Ltd
MP-2023-01200 | 2023-06-29 | 3188 W 27TH AVENUE, Vancouver, BC V6L 1W5 | Mechanical Permit | NULL | NULL | Completed | NULL | Lower Mainland Refrigeration Systems Ltd
GP-2022-01271 | 2022-04-25 | 3215 W 27TH AVENUE, Vancouver, BC V6L 1W7 | Gas Permit | Residential | New | Completed | Residential - Gas Fireplace Insert to Existing SFD Vent & Gas Hookup Only | Encore Fireplaces Ltd
EP-2023-06801 | 2023-08-09 | 3575 W 27TH AVENUE, Vancouver, BC V6S 1P9 | Electrical Permit | Residential | Renovation | Completed | Installation / Repair - Residential - Electrical service upgrade from 100A 120/240V 1 phase 3 wires to 200A 120/240V 1 phase 3 wires Re-connect existing circuits to the new panel | SNG Electric Ltd
GP-2023-03082 | 2023-11-06 | 3575 W 27TH AVENUE, Vancouver, BC V6S 1P9 | Gas Permit | Residential | Renovation | Completed | Residential - Replace an old boiler to a high-eff Combi boiler Run two pipe to outside | Advantech Mechanical Ltd
GP-2022-00032 | 2022-01-11 | 3625 W 27TH AVENUE, Vancouver, BC V6S 1R2 | Gas Permit | Residential | Renovation | Completed | Residential - Water heater replacement | WESTBRIDGE PLUMBING & HEATING LTD
PP-2022-01157 | 2022-04-05 | 3781 W 27TH AVENUE, Vancouver, BC V6S 1R2 | Plumbing Permit | Residential | New | Completed | Residential - Sanitary and storm con with one sump West to east corner on 27th | AKAL DEMOLITION & EXCAVATING LTD
EP-2022-07768 | 2022-09-15 | 3781 W 27TH AVENUE, Vancouver, BC V6S 1R2 | Electrical Permit | Residential | New | Completed | Installation / Repair - Residential - Extra Low Voltage Pre wire & Finishing for TV, Tel, Data, Security Alarm System, CCTV and Vacuum System -Complete Security Alarm System >BP: To construct a two-storey two-family dwelling with two secondary suites ($1,151,750) located in the basement, with a detached accessory building (garage) at the rear providing 2 garage & 2 surface parking spaces, having vehicular access from the lane. Note: This Building Permit will remain in a suspended status until the associated (green) Demolition Permit BP-2021-01383 is completed. Note: This is a 2 storey building pursuant to the Zoning and Development By-Law 1. Covenant registered at the Land Title Office under CA9173450 2. No strata titling permitted 3. A/C units proposed 4. Bar sinks proposed 5. Schedule B: JASON HUI P. Eng - 778-319-3403 Structural & Geotechnical 6. HPO: Residential Builder – Athoula Management Ltd. 7. Entire Building to have NFPA 13-D | Secure Worx AV & Automation Inc
GP-2022-02796 | 2022-09-22 | 3781 W 27TH AVENUE, Vancouver, BC V6S 1R2 | Gas Permit | Residential | New | Completed | Residential - Install gas fireplace >BP: To construct a two-storey two-family dwelling with two secondary suites ($1,151,750) located in the basement, with a detached accessory building (garage) at the rear providing 2 garage & 2 surface parking spaces, having vehicular access from the lane. | JOT MECHANICAL LTD
SP-2022-01452 | 2022-09-07 | 3781 W 27TH AVENUE, Vancouver, BC V6S 1R2 | Sprinkler Permit | Residential | New | Completed | Residential - 2FD+2SS - WEST - 3781 W 27TH AV - #1 & #2 EAST - 3783 W 27TH AV - #1 & #2 Install sprinklers in duplex >DB: To construct a two-storey two-family dwelling with two secondary suites located in the basement, with a detached accessory building (garage) at the rear providing 2 garage & 2 surface parking spaces, having vehicular access from the lane. Note: This is a 2 storey building pursuant to the Zoning and Development By-Law 1. Covenant registered at the Land Title Office under CA9173450 2. No strata titling permitted 3. A/C units proposed 4. Bar sinks proposed | Gold Key Fire Protection Ltd
GP-2022-02435 | 2022-08-18 | 3781 W 27TH AVENUE, Vancouver, BC V6S 1R2 | Gas Permit | Residential | New | Completed | Residential - -New gas appliances for: >BP: To construct a two-storey two-family dwelling with two secondary suites ($1,151,750) located in the basement, with a detached accessory building (garage) at the rear providing 2 garage & 2 surface parking spaces, having vehicular access from the lane. 3781 w27 ave. to install 1 boiler 1 range 1 bbq 3783 w27 ave. to install 1 boiler 1 range 1 bbq 1 fireplace fireplace piping only >>>Amend: Sept. 29 please add 2 ranges at 65000btus and 2 dryers at 22000btus | Symbolistic Heating Ltd
PP-2022-02264 | 2022-06-28 | 3781 W 27TH AVENUE, Vancouver, BC V6S 1R2 | Plumbing Permit | Residential | New | Completed | Residential - New plumbing for Duplex House To construct a two-storey two-family dwelling with two secondary suites located in the basement, with a detached accessory building (garage) at the rear providing 2 garage & 2 surface parking spaces, having vehicular access from the lane. Note: This is a 2 storey building pursuant to the Zoning and Development By-Law 1. Covenant registered at the Land Title Office under CA9173450 2. No strata titling permitted 3. A/C units proposed 4. Bar sinks proposed 5. Schedule B: JASON HUI P. Eng - 778-319-3403 Structural & Geotechnical 6. HPO: Residential Builder – Athoula Management Ltd. 7. Entire Building to have NFPA 13-D | AQUA KING MECHANICAL LTD
MP-2022-00028 | 2022-07-17 | 3781 W 27TH AVENUE, Vancouver, BC V6S 1R2 | Mechanical Permit | NULL | NULL | Completed | NULL | AQUA KING MECHANICAL LTD
NULL | NULL | 3781 W 27TH AVENUE, Vancouver, BC V6S 1R2 | Gas Permit | Residential | New | Draft | Residential - 3781 w27 ave. to install 1 boiler 1 range 1 bbq 3783 w27 ave. to install 1 boiler 1 range 1 bbq 1 fireplace fireplace piping only | Symbolistic Heating Ltd
EP-2022-06634 | 2022-08-09 | 3781 W 27TH AVENUE, Vancouver, BC V6S 1R2 | Electrical Permit | Residential | New | Completed | Installation / Repair - Residential - DUPLEX ROUGH WIRING, SERVICE AND FINISHING. 150 amp service each unit; total service 300 amp. I put 150 amp main service panel in garage and house put 125 amp sub panel with 2/0 awg al wire . 2 car charger each unit one in garage and one in car port. 400A main consumer's service. >BP: To construct a two-storey two-family dwelling with two secondary suites ($1,151,750) located in the basement, with a detached accessory building (garage) at the rear providing 2 garage & 2 surface parking spaces, having vehicular access from the lane. Note: This is a 2 storey building pursuant to the Zoning and Development By-Law 1. Covenant registered at the Land Title Office under CA9173450 2. No strata titling permitted 3. A/C units proposed 4. Bar sinks proposed 5. Schedule B: JASON HUI P. Eng - 778-319-3403 Structural & Geotechnical 6. HPO: Residential Builder – Athoula Management Ltd. 7. Entire Building to have NFPA 13-D ****ALL PROJECT COORINATOR NOTES HAS BEEN ACCEPTED BY THE APPLICANT**** ******THIS PERMIT HAS BEEN ISSUED UNDER THE REQUIREMENTS OF VBBL #12511 (2019)****** ** Amend 09/27/2022** SERVICE CHANGE 400 AMP TO 200 AMP NEW SERVICE SIZE 200 AMP | G G S ELECTRICAL LTD
EP-2023-03245 | 2023-04-14 | 3811 W 27TH AVENUE, Vancouver, BC V6S 1R4 | Electrical Permit | Residential | Tenant Improvement | Completed | Installation / Repair - Residential - Electrical installation for mini split and removal of baseboard heaters -MP-2023-00641: Issued | Moore And Russell Heating And Air Conditioning Ltd
MP-2023-00641 | 2023-04-14 | 3811 W 27TH AVENUE, Vancouver, BC V6S 1R4 | Mechanical Permit | NULL | NULL | Completed | NULL | Moore And Russell Heating And Air Conditioning Ltd
GP-2022-01644 | 2022-05-30 | 3819 W 27TH AVENUE, Vancouver, BC V6S 1R4 | Gas Permit | Residential | Renovation | Completed | Residential - Re&RE Boiler BTU:120.000 | Milani Plumbing Heating & Air Conditioning Ltd
EP-2023-06929 | 2023-07-28 | 3442 W 1ST AVENUE, Vancouver, BC V6R 1G7 | Electrical Permit | Residential | New | Issued | Temporary Power - Residential - To provide temporary power. | BC Smart Homes Ltd
PP-2023-03766 | 2023-10-26 | 3442 W 1ST AVENUE, Vancouver, BC V6R 1G7 | Plumbing Permit | Residential | Renovation | Issued | Residential - Install one outside sump without pump | Octiscapes Site Services Ltd
PP-2023-04014 | 2023-11-15 | 3442 W 1ST AVENUE, Vancouver, BC V6R 1G7 | Plumbing Permit | Residential | Renovation | Issued | Residential - renovation adding new fixtures >BP: Exterior and interior alterations to this existing Heritage C single detached house including a change of use from single detached house to single detached house with secondary suite and to construct a new detached two-car garage at the rear of this inside with lane site Scope of work includes new windows, doors, vaulted ceiling, raise house, new foundation and footings increasing height of basement, lower existing grades on under bay window on west side | MCKIM MECHANICAL
GP-2023-03527 | 2024-01-11 | 3442 W 1ST AVENUE, Vancouver, BC V6R 1G7 | Gas Permit | Residential | Renovation | Issued | Residential - 2 Water Heaters, 1 Range & 1 BBQ Exterior and interior alterations to this existing Heritage C single detached house including a change of use from single detached house to single detached house with secondary suite and to construct a new detached two-car garage at the rear of this inside with lane site Scope of work includes new windows, doors, vaulted ceiling, raise house, new foundation and footings increasing height of basement, lower existing grades on under bay window on west side **Amend - January 24, 2024 - Remove 1 Furnace and Add 2 Water Heaters (199 000 BTU) | MCKIM MECHANICAL
EP-2023-10938 | 2023-12-15 | 3442 W 1ST AVENUE, Vancouver, BC V6R 1G7 | Electrical Permit | Residential | Addition | Issued | Installation / Repair - Residential - New Construction Family Dwelling -This is a full gut renovation. All new electrical wiring throughout and new service. >BP: Exterior and interior alterations to this existing Heritage C single detached house including a change of use from single detached house to single detached house with secondary suite and to construct a new detached two-car garage at the rear of this inside with lane site Scope of work includes new windows, doors, vaulted ceiling, raise house, new foundation and footings increasing height of basement, lower existing grades on under bay window on west side Related to CF-2020-002303 Geotechnical Temporary and Permanent Schedule B submitted by P.K.L. Fong, P. Eng. of Promatech Consultants Inc., Tel: (604) 837-3205, Email: indafong55@gmail.com. Retention drawings and assurance letter, Structural Schedule B and Sequence of Construction letter - to ensure construction is carried out in a manner to retain the building on site at all times, submitted by Jeff Allester, P. Eng. of Allester Engineering Ltd., Tel: (604) 228-0518, Email: info@allesterengineering.com. REUP submitted by Tommy Youngsung Byun | BC Smart Homes Ltd
GP-2022-01473 | 2022-05-11 | 3919 W 19TH AVENUE, Vancouver, BC V6S 1C9 | Gas Permit | Residential | Tenant Improvement | Completed | Residential - Re Re Furnace & Tankless | Moore & Russell Heating Ltd
EP-2022-06655 | 2022-08-09 | 3929 W 19TH AVENUE, Vancouver, BC V6S 1C9 | Electrical Permit | Residential | Addition | Completed | Installation / Repair - Residential - Service Upgrade to 200A | ACS INDUSTRY LTD
EP-2023-08462 | 2023-09-19 | 3935 W 19TH AVENUE, Vancouver, BC V6S 1C9 | Electrical Permit | Residential | Tenant Improvement | Issued | Installation / Repair - Residential - Install tamper-resistant receptacles, carbon monoxide alarms and smoke alarms, emergency lighting. IA-2023-00193 | A to Z Pak Electrical Ltd
PP-2023-03062 | 2023-09-13 | 3942 W 19TH AVENUE, Vancouver, BC V6S 1E1 | Plumbing Permit | Residential | New | Issued | Residential - Sumps | BESTWAY EXCAVATING & DEMOLITION 2008 LTD
EP-2022-04124 | 2022-05-20 | 3948 W 19TH AVENUE, Vancouver, BC V6S 1E1 | Electrical Permit | Residential | Renovation | Completed | Installation / Repair - Residential - Installation of new 200a service in the back yard to supply power for future EVSE. Refeed existing panel in house via underground | Clear Energy Solutions Inc
GP-2022-01624 | 2022-06-03 | 3948 W 19TH AVENUE, Vancouver, BC V6S 1E1 | Gas Permit | Residential | Addition | Completed | Residential - adding underground gas line for pool boiler.Piping only. | A & J GAS SERVICES LTD
GP-2023-03612 | 2023-11-20 | 3948 W 19TH AVENUE, Vancouver, BC V6S 1E1 | Gas Permit | Residential | New | Completed | Residential - installing hot tube boiler >BP: To install an outdoor 90 sf hot tub in the rear yard of this single detached house on this site. | A & J GAS SERVICES LTD
PP-2023-04088 | 2023-11-21 | 3948 W 19TH AVENUE, Vancouver, BC V6S 1E1 | Plumbing Permit | Residential | New | Completed | Residential - pool mechancial room | VANMECH PLUMBING & HEATING LTD.
GP-2022-03037 | 2022-10-07 | 3948 W 19TH AVENUE, Vancouver, BC V6S 1E1 | Gas Permit | Residential | Addition | Completed | Residential - re and re gas dryer | Christopher Sterling
EP-2023-04871 | 2023-06-08 | 3948 W 19TH AVENUE, Vancouver, BC V6S 1E1 | Electrical Permit | Residential | Addition | Completed | Installation / Repair - Residential - Rough wire and finish plunge pool and equipment room located in south west corner of yard. >BP: To install an outdoor 90 sf hot tub in the rear yard of this single detached house on this site. | ACS ELECTRICAL LTD
GP-2022-03131 | 2022-10-13 | 3958 W 19TH AVENUE, Vancouver, BC V6S 1E1 | Gas Permit | Residential | New | Completed | Residential - to install 1 boiler 1 range 1 bbq >BP: To construct a 2 storey one-family dwelling ($719,105) with an open parking pad, providing 1 parking space, having vehicular access from the 20' Lane. | Symbolistic Heating Ltd
PP-2022-02637 | 2022-07-28 | 3958 W 19TH AVENUE, Vancouver, BC V6S 1E1 | Plumbing Permit | Residential | New | Completed | Residential - Sump | Trust Excavation & Demolition Ltd
EP-2022-06018 | 2022-07-20 | 3958 W 19TH AVENUE, Vancouver, BC V6S 1E1 | Electrical Permit | Residential | New | Completed | Installation / Repair - Residential - 1FD - #1 - A new single family house with a lane way house wiring, double meter,single phase service system, panel. All outlet, roughing and connection, lighting system and all electrical equipment connection. DB: To construct a 2 storey one-family dwelling with an open parking pad, providing 1 parking space, having vehicular access from the 20' Lane. 1. Covenant registered at the Land Title Office under CA9791980 2. No Strata Titling permitted 3. A/C proposed – Exterior component located in Rear, Interior component located in Second Floor 4. Bar sink located in basement | Aidea Solutions Ltd
PP-2022-03112 | 2022-09-07 | 3958 W 19TH AVENUE, Vancouver, BC V6S 1E1 | Plumbing Permit | Residential | New | Completed | Residential - 1FD - #1 - Plumbing on all 3 floors >DB: To construct a 2 storey one-family dwelling with an open parking pad, providing 1 parking space, having vehicular access from the 20' Lane. 1. Covenant registered at the Land Title Office under CA9791980 2. No Strata Titling permitted 3. A/C proposed – Exterior component located in Rear, Interior component located in Second Floor 4. Bar sink located in basement | Atlantis Plumbing & Heating Ltd
MP-2022-00195 | 2022-09-07 | 3958 W 19TH AVENUE, Vancouver, BC V6S 1E1 | Mechanical Permit | NULL | NULL | Completed | NULL | Atlantis Plumbing & Heating Ltd
SP-2022-01535 | 2022-09-22 | 3958 W 19TH AVENUE, Vancouver, BC V6S 1E1 | Sprinkler Permit | Residential | New | Completed | Residential - New Sprinkler System: >BP: To construct a 2 storey one-family dwelling ($719,105) with an open parking pad, providing 1 parking space, having vehicular access from the 20' Lane. 1. Covenant registered at the Land Title Office under CA9791980 2. No Strata Titling permitted 3. A/C proposed – Exterior component located in Rear, Interior component located in Second Floor 4. Bar sink located in basement 5. Schedule B: (A.C.M Wang) P.Eng (604.618.6236) Structural & Geotechnical 6. HPO: Residential Builder- Vantac Management Ltd **Note: The entire building, INCLUDING THE ATTACHED GARAGE (if applicable), to be sprinklered to NFPA 13D ** Note: This is a 2 storey building pursuant to the Zoning and Development By-Law | Spectrum Fire Protection Ltd
EP-2022-08277 | 2022-10-03 | 3958 W 19TH AVENUE, Vancouver, BC V6S 1E1 | Electrical Permit | Residential | New | Completed | Installation / Repair - Residential - Alarm system, Intercom, security cameras, TEL/TV/Data - Complete Security Alarm System >BP: To construct a 2 storey one-family dwelling ($719,105) with an open parking pad, providing 1 parking space, having vehicular access from the 20' Lane. 1. Covenant registered at the Land Title Office under CA9791980 2. No Strata Titling permitted 3. A/C proposed – Exterior component located in Rear, Interior component located in Second Floor 4. Bar sink located in basement 5. Schedule B: (A.C.M Wang) P.Eng (604.618.6236) Structural & Geotechnical 6. HPO: Residential Builder- Vantac Management Ltd | T S C Security Services Ltd
GP-2023-02944 | 2023-10-05 | 3973 W 19TH AVENUE, Vancouver, BC V6S 1C9 | Gas Permit | Residential | Renovation | Completed | Residential - hot water tank replacement | Reid Brothers Plumbing & Heating Ltd
GP-2022-04105 | 2022-12-21 | 3980 W 19TH AVENUE, Vancouver, BC V6S 1E1 | Gas Permit | Residential | Addition | Completed | Residential - re and re gas range | Christopher Sterling
MP-2023-00922 | 2023-05-24 | 3980 W 19TH AVENUE, Vancouver, BC V6S 1E1 | Mechanical Permit | NULL | NULL | Completed | NULL | Tek Climate Heating & Air Conditioning Ltd
EP-2022-03687 | 2022-05-06 | 3980 W 19TH AVENUE, Vancouver, BC V6S 1E1 | Electrical Permit | Residential | Renovation | Completed | Installation / Repair - Residential - Move service from house to laneway house service stays same 100 amps | O J ELECTRIC LTD
GP-2024-00048 | 2024-01-08 | 3989 W 19TH AVENUE, Vancouver, BC V6S 1C9 | Gas Permit | Residential | Renovation | Completed | Residential - 40 gallon Hot water tank Re and Re | Airlink Heating and Plumbing Ltd
GP-2023-04234 | 2023-12-29 | 3989 W 19TH AVENUE, Vancouver, BC V6S 1C9 | Gas Permit | Residential | Renovation | Completed | Residential - Furnace Re and Re | Airlink Heating and Plumbing Ltd
SP-2022-00656 | 2022-05-02 | 3996 W 19TH AVENUE, Vancouver, BC V6S 1E1 | Sprinkler Permit | Residential | New | Completed | Residential - new home >BP: To construct a 2 storey + basement one-family dwelling with a secondary suite ($718,647.50) located in the basement. Note: Parking for the site has been provided under DB-2021-00434 (Laneway House) Note: This Building Permit will remain in a suspended status until the associated (green) Demolition Permit BP-2021-00432 is completed. Note: This is a 2 storey building pursuant to the Zoning and Development By-Law 1- Covenant registered at the Land Title Office under CA8474445 2- No strata titling permitted 3- No bar sink proposed 4- A/C unit proposed in the rear yard 5- Schedule B: ANTONY WANG (604-618-6236) Structural & Geotechnical 4- HPO: Residential Builder - Calvin & Collin Construction Ltd. Address Note: Addresses assigned per approved plans. Fire and Emergency street access to the secondary suite is from Crown St. Street access must be provided and maintained at all times. The building addresses are to be posted and to be visible from the street in accordance with the Building By-law prior to final inspection. ******THIS PERMIT HAS BEEN ISSUED UNDER THE REQUIREMENTS OF VBBL #12511 (2019)****** | SBMS Construction Ltd
EP-2022-02512 | 2022-03-29 | 3996 W 19TH AVENUE, Vancouver, BC V6S 1E1 | Electrical Permit | Residential | New | Completed | Installation / Repair - Residential - Low Voltage Rough-In and completion of Security Alarm, Cameras, tel/data/cable >BP: To construct a 2 storey + basement one-family dwelling with a secondary suite ($718,647.50) located in the basement. Note: Parking for the site has been provided under DB-2021-00434 (Laneway House) Note: This Building Permit will remain in a suspended status until the associated (green) Demolition Permit BP-2021-00432 is completed. Note: This is a 2 storey building pursuant to the Zoning and Development By-Law 1- Covenant registered at the Land Title Office under CA8474445 2- No strata titling permitted 3- No bar sink proposed 4- A/C unit proposed in the rear yard 5- Schedule B: ANTONY WANG (604-618-6236) Structural & Geotechnical 4- HPO: Residential Builder - Calvin & Collin Construction Ltd. Address Note: Addresses assigned per approved plans. Fire and Emergency street access to the secondary suite is from Crown St. Street access must be provided and maintained at all times. The building addresses are to be posted and to be visible from the street in accordance with the Building By-law prior to final inspection. ******THIS PERMIT HAS BEEN ISSUED UNDER THE REQUIREMENTS OF VBBL #12511 (2019)****** | Infinitech Security & Integration Inc.
GP-2022-01209 | 2022-04-21 | 3996 W 19TH AVENUE, Vancouver, BC V6S 1E1 | Gas Permit | Residential | New | Completed | Residential - This is a new house with 3 fixtures. To construct a 2 storey + basement one-family dwelling with a secondary suite located in the basement. | AKAL Plumbing & Heating Ltd
PP-2023-01321 | 2023-04-17 | 3996 W 19TH AVENUE, Vancouver, BC V6S 1E1 | Plumbing Permit | Residential | New | Completed | Residential - 1FD+SS - install irrigation system | Zhongmin Zhao DBA Colorful Garden
EP-2023-05325 | 2023-06-13 | 4007 W 19TH AVENUE, Vancouver, BC V6S 1E2 | Electrical Permit | Residential | New | Issued | Temporary Power - Residential - To provide temporary power. | Aidea Solutions Ltd
MP-2023-02076 | 2023-11-24 | 4007 W 19TH AVENUE, Vancouver, BC V6S 1E2 | Mechanical Permit | NULL | NULL | Issued | NULL | Newtop Mechanical Ltd
SP-2023-02190 | 2023-12-05 | 4007 W 19TH AVENUE, Vancouver, BC V6S 1E2 | Sprinkler Permit | Residential | New | Issued | Residential - new fire sprinkler installation >BP: To construct a 2 storey one-family dwelling with a secondary suite located in the Basement with an open parking pad, providing 2 parking space, having vehicular access from the 20' Lane. 1. Covenant to be registered prior to sheathing inspection 2. No Strata Titling permitted 3. Entire building to be sprinklered 13D 4. As shown by an asterisk (*) on the building permit floor plans and/or elevations, exit protection is required to be provided in accordance with Articles 9.9.4.4., 9.9.4.6., and/or 9.37.2.8. of the 2019 VBBL. 5. External mechanical unit – Ext. component located in rear yard, Int. component located on main floor 6. Schedule B: (Antony Wang) P.Eng (604.618.6236) Structural & Geotechnical 7. HPO: Residential Builder- (Vantac Management Ltd.) | Spectrum Fire Protection Ltd
GP-2023-04038 | 2023-12-15 | 4007 W 19TH AVENUE, Vancouver, BC V6S 1E2 | Gas Permit | Residential | New | Issued | Residential - Piping only for One stove and one BBQ >BP: To construct a 2 storey one-family dwelling with a secondary suite located in the Basement ($705,775.00) with an open parking pad, providing 2 parking space, having vehicular access from the 20' Lane. | Ultra Mechanical Ltd
EP-2023-11115 | 2023-12-13 | 4007 W 19TH AVENUE, Vancouver, BC V6S 1E2 | Electrical Permit | Residential | New | Issued | Installation / Repair - Residential - CCTV, TV, TEL, DATA, INTERCOM, ALARM FINISH. | Anmi Technology Corp.
EP-2023-09092 | 2023-10-27 | 4007 W 19TH AVENUE, Vancouver, BC V6S 1E2 | Electrical Permit | Residential | New | Issued | Installation / Repair - Residential - A new single family house with second suite, wiring and install all outlets, lights system and electric equipment. 200 A, 120/240v, overhead service. second suite sub panel 60 A. >BP: To construct a 2 storey one-family dwelling with a secondary suite located in the Basement ($705,775.00) with an open parking pad, providing 2 parking space, having vehicular access from the 20' Lane. This Building Permit will remain in a suspended status until the associated (green) Demolition Permit BP-2023-01977 is completed. 1. Covenant to be registered prior to sheathing inspection 2. No Strata Titling permitted 3. Entire building to be sprinklered 13D 4. As shown by an asterisk (*) on the building permit floor plans and/or elevations, exit protection is required to be provided in accordance with Articles 9.9.4.4., 9.9.4.6., and/or 9.37.2.8. of the 2019 VBBL. 5. External mechanical unit – Ext. component located in rear yard, Int. component located on main floor 6. Schedule B: (Antony Wang) P.Eng (604.618.6236) Structural & Geotechnical 7. HPO: Residential Builder- (Vantac Management Ltd.) Note: This is a 2 storey building pursuant to the Zoning and Development By-Law | Aidea Solutions Ltd
PP-2023-03999 | 2023-11-14 | 4007 W 19TH AVENUE, Vancouver, BC V6S 1E2 | Plumbing Permit | Residential | New | Issued | Residential - Plumbing on all 3 floors >BP: To construct a 2 storey one-family dwelling with a secondary suite located in the Basement with an open parking pad, providing 2 parking space, having vehicular access from the 20' Lane. 1. Covenant to be registered prior to sheathing inspection 2. No Strata Titling permitted 3. Entire building to be sprinklered 13D 4. As shown by an asterisk (*) on the building permit floor plans and/or elevations, exit protection is required to be provided in accordance with Articles 9.9.4.4., 9.9.4.6., and/or 9.37.2.8. of the 2019 VBBL. 5. External mechanical unit – Ext. component located in rear yard, Int. component located on main floor 6. Schedule B: (Antony Wang) P.Eng (604.618.6236) Structural & Geotechnical 7. HPO: Residential Builder- (Vantac Management Ltd.) | Atlantis Plumbing & Heating Ltd
PP-2023-03898 | 2023-11-06 | 4007 W 19TH AVENUE, Vancouver, BC V6S 1E2 | Plumbing Permit | Residential | New | Issued | Residential - 1FD+SS - #1 & #2 - Installing Sumps | Apollo Excavating & Civil Works Ltd.
GP-2022-04168 | 2022-12-30 | 2138 W 20TH AVENUE, Vancouver, BC V6L 1G1 | Gas Permit | Residential | Renovation | Completed | Residential - Furnace Re and Re | Airlink Heating and Plumbing Ltd
EP-2021-09569 | 2022-03-14 | 671 W 23RD AVENUE, Vancouver, BC V5Z 2A5 | Electrical Permit | Residential | Addition | Completed | Installation / Repair - Residential - Rough wiring and Finishing the Detached Garage with 40 Amp car charger using DCC, Electric Vehicle Energy Management System on 100Amp mail panel >>EV charger is located in detach garage,50 amp receptacle 14-50R,branch circuit 40amp, 100 amp service, using DCC 12 Electrical Vehicle Energy Management System manufactured by Thermolec . >BP: To deconstruct existing two car garage and construct two car garage at the rear of this one family dwelling site with access from the lane. OK for field review as per Rosa Astorino - October 4, 2021 Schedule B Structural & Geotechnical (permanent & temporary) submitted per Mohammed Luthfy, P.Eng, 604-324-7868 Note: - Garage roof drainage to 2'x2'x12' rockpit; - The attic space (of accessory building) is not to be developed or used as habitable space at any time. - All construction access and activity to be from rear lane only. No construction related work of any type is permitted in the front yard or from 671 W 23rd. This includes but is not limited to: delivery of supplies, materials, or equipment and removal. | Bijan Valagohar
GP-2023-03769 | 2023-11-30 | 2711 W 22ND AVENUE, Vancouver, BC V6L 1M5 | Gas Permit | Residential | Renovation | Completed | Residential - Boiler replacement | Pentonn Plumbing and Heating Services
EP-2022-07817 | 2022-09-20 | 2735 W 22ND AVENUE, Vancouver, BC V6L 1M5 | Electrical Permit | Residential | Addition | Completed | Installation / Repair - Residential - overhead power upgrade to 200A, install portlight in Livingroom >pot lights are new LED panel and no structural work needed. Just cut celling from attic. AMEND: NOV 1/2022 APPLICANT REQUIRES SERVICE INSPECTION NOT FINAL. MANUALLY SELECTING GROUNDING/BONDING & SERVICE | Connect Electrical Installations Ltd
EP-2022-07462 | 2022-09-07 | 2751 W 22ND AVENUE, Vancouver, BC V6L 1M5 | Electrical Permit | Residential | New | Issued | Installation / Repair - Residential - lv wiring - alarm, data, cable, lighting, speakers >BP: Exterior/Interior alteration to re-configure main and second floor layout in this existing one family dwelling. | Premier Audio & Home Integration Inc
PP-2022-03037 | 2022-08-31 | 2751 W 22ND AVENUE, Vancouver, BC V6L 1M5 | Plumbing Permit | Residential | Renovation | Completed | Residential - -Attach to existing sanitary sewer in the basement and relocate, reconfigure, supply and install all plastic ABS drainage, waste, and venting to accommodate all fixtures -Attach to existing main water supply line in basement and supply and install new PEX pipe to accommodate all fixtures -Install tubs, showers, valves -Supply and install main water shut off, check valve, PRV, fire sprinkler tee, clothes washer box and 2 exterior hose bibs -Install fixtures, trims and faucets for completion and occupancy -Test plumbing systems and coordinate inspections for DWV static test, waterpipe pressure test and final inspection >BP: Exterior/Interior alteration to re-configure main and second floor layout in this existing one family dwelling. Scope of work to replace windows, to repair cladding, to enlarge 2/F balcony area by adding an exterior wall in the master bedroom and re-orientate rear stairs to basement. Letter of assurance rcvd J Allester 604.228.0518 This building is to be sprinklered in accordance with NFPA 13D standards. Revision #1 Raise roof height and second floor by 12" Revise interior layout Revisions to windowsIincrease number of interior stair risers Remove chimney Relocate rear stair position Revise entry stair Remove stucco and install hardie shingle Install sprinklers Remove two trees from rear yard | DISPATCH PLUMBING INC
EP-2023-00499 | NULL | 2751 W 22ND AVENUE, Vancouver, BC V6L 1M5 | Electrical Permit | Residential | Renovation | Withdrawn | Installation / Repair - Residential - LV Rough-In for alarm, data, speakers | Premier Audio & Home Integration Inc
MP-2023-00052 | 2023-01-12 | 2751 W 22ND AVENUE, Vancouver, BC V6L 1M5 | Mechanical Permit | NULL | NULL | Completed | NULL | BENTAIR HVAC LTD
PP-2023-01862 | 2023-05-26 | 2751 W 22ND AVENUE, Vancouver, BC V6L 1M5 | Plumbing Permit | Residential | Renovation | Completed | Residential - 1x outside gravity sump | J & R Excavation & Demolition Ltd.
GP-2023-01518 | 2023-05-17 | 2751 W 22ND AVENUE, Vancouver, BC V6L 1M5 | Gas Permit | Residential | Renovation | Completed | Residential - supply and install gas pipes into the location for future usage (rough in only) >DB: Exterior/Interior alteration to re-configure main and second floor layout in this existing one family dwelling. Scope of work to replace windows, to repair cladding, to enlarge 2/F balcony area by adding an exterior wall in the master bedroom and re-orientate rear stairs to basement. | DISPATCH PLUMBING INC
PP-2023-02784 | 2023-08-04 | 2751 W 22ND AVENUE, Vancouver, BC V6L 1M5 | Plumbing Permit | Residential | New | Completed | Residential - Install 3/4" backflow assembly prevention device | Christopher Patrick O'Donohue
EP-2021-06969 | 2022-07-14 | 2751 W 22ND AVENUE, Vancouver, BC V6L 1M5 | Electrical Permit | Residential | Renovation | Issued | Installation / Repair - Residential - Residential renovation project. Lighting and power upgrades. Increase service to 200 amps - reconnect relocate service garage - It is a new service - volts 120/240 - amps 200 - single phase - garage EV charger >BP: Exterior/Interior alteration to re-configure main and second floor layout in this existing one family dwelling. Scope of work to replace windows, to repair cladding, to enlarge 2/F balcony area by adding an exterior wall in the master bedroom and re-orientate rear stairs to basement. Letter of assurance rcvd J Allester 604.228.0518 | Wicks Electric Inc
SP-2022-00930 | 2022-06-09 | 2751 W 22ND AVENUE, Vancouver, BC V6L 1M5 | Sprinkler Permit | Residential | New | Completed | Residential - Installation of new fire sprinkler system >BP: Exterior/Interior alteration to re-configure main and second floor layout in this existing one family dwelling. Scope of work to replace windows, to repair cladding, to enlarge 2/F balcony area by adding an exterior wall in the master bedroom and re-orientate rear stairs to basement. Letter of assurance rcvd J Allester 604.228.0518 This building is to be sprinklered in accordance with NFPA 13D standards. Revision #1 Raise roof height and second floor by 12" Revise interior layout Revisions to windowsIincrease number of interior stair risers Remove chimney Relocate rear stair position Revise entry stair Remove stucco and install hardie shingle Install sprinklers Remove two trees from rear yard | Fire Busters Inc
GP-2022-01911 | 2022-06-24 | 2784 W 22ND AVENUE, Vancouver, BC V6L 1M4 | Gas Permit | Residential | Renovation - Dwelling Unit(s) only | Completed | Residential - Installing furnace | Reid Brothers Plumbing & Heating Ltd
NULL | NULL | 3755 W 23RD AVENUE, Vancouver, BC | Sprinkler Permit | Residential | New | Draft | Residential - underground fire department connection | NULL
GP-2023-02592 | 2023-09-06 | 3759 W 23RD AVENUE, Vancouver, BC V6S 1K6 | Gas Permit | Residential | Renovation | Completed | Residential - boiler re&re | Ferenc Nagy
SP-2023-01702 | 2023-09-18 | 1295 W 26TH AVENUE, Vancouver, BC V6H 2A8 | Sprinkler Permit | Residential | New | Issued | Residential - installation of a new fire sprinkler system >BP: 1FD To construct a 2 storey + cellar one-family dwelling with surface parking at the rear providing 2 parking spaces, having vehicular access from the lane. The entire building to be sprinklered to NFPA 13D. | CENTRE LINE FIRE SPRINKLERS LTD
EP-2022-06999 | 2022-08-22 | 1295 W 26TH AVENUE, Vancouver, BC V6H 2A8 | Electrical Permit | Residential | New | Issued | Installation / Repair - Residential - Electrical wiring for single family dwelling *An approved mechanical permit is required for the installation of air conditioning or heat pump unit at the time of installation before an electrical inspection will be performed >BP: To construct a 2 storey + cellar one-family dwelling ($1,383,250) with surface parking at the rear providing 2 parking spaces, having vehicular access from the lane. The entire building to be sprinklered to NFPA 13D. Note: This Building Permit will remain in a suspended status until the associated (green) Demolition Permit BP-2021-06596 is completed. Note: This is a 2 storey building pursuant to the Zoning and Development By-Law. 1. Covenant registered at the Land Title Office under CA9355208 2. No Strata Titling permitted 3. Bar/Sink proposed in cellar 4. A/C unit proposed in RY & upper floor 5. Schedule B: ANTONY WANG P.Eng (604-618-6236) Structural & Geotechnical 6. HPO: Residential Builder - Accent Construction Co Ltd. 7. The entire building to be sprinklered to NFPA 13D *Apr 26, 2023 Permit Amendment: "Change 150amp to 200amp service. Two 200amp separate service, one 200amp for main house 1295 W26 th Ave and the other 200amp for 4150 Hudson St (laneway house)" | Altech Electric Ltd
PP-2022-03158 | 2022-09-13 | 1295 W 26TH AVENUE, Vancouver, BC V6H 2A8 | Plumbing Permit | Residential | New | Issued | Residential - SUMPS | Van-City Excavating Ltd
NULL | NULL | 1295 W 26TH AVENUE, Vancouver, BC V6H 2A8 | Mechanical Permit | NULL | NULL | Draft | NULL | Can-Asia Plumbing & Heating
MP-2023-01060 | 2023-06-08 | 1295 W 26TH AVENUE, Vancouver, BC V6H 2A8 | Mechanical Permit | NULL | NULL | Issued | NULL | Can-Asia Plumbing & Heating
NULL | NULL | 1295 W 26TH AVENUE, Vancouver, BC V6H 2A8 | Mechanical Permit | NULL | NULL | Draft | NULL | Can-Asia Plumbing & Heating
PP-2023-01405 | 2023-04-21 | 1295 W 26TH AVENUE, Vancouver, BC V6H 2A8 | Plumbing Permit | Residential | New | Issued | Residential - plumbing & heating >BP: To construct a 2 storey + cellar one-family dwelling with surface parking at the rear providing 2 parking spaces, having vehicular access from the lane. The entire building to be sprinklered to NFPA 13D. Note: This is a 2 storey building pursuant to the Zoning and Development By-Law. 1. Covenant registered at the Land Title Office under CA9355208 2. No Strata Titling permitted 3. Bar/Sink proposed in cellar 4. A/C unit proposed in RY & upper floor 5. Schedule B: ANTONY WANG P.Eng (604-618-6236) Structural & Geotechnical 6. HPO: Residential Builder - Accent Construction Co Ltd. 7. The entire building to be sprinklered to NFPA 13D. | Can-Asia Plumbing & Heating
EP-2023-00659 | 2023-01-25 | 1295 W 26TH AVENUE, Vancouver, BC V6H 2A8 | Electrical Permit | Residential | New | Expired | Temporary Power - Residential - To provide temporary power. | Altech Electric Ltd
EP-2022-00325 | 2022-01-17 | 1295 W 26TH AVENUE, Vancouver, BC V6H 2A8 | Electrical Permit | Residential | New | Expired | Temporary Power - Residential - To provide temporary power. | Altech Electric Ltd
EP-2023-10218 | 2023-12-01 | 1375 W 26TH AVENUE, Vancouver, BC V6H 2B2 | Electrical Permit | Residential | New | Issued | Installation / Repair - Residential - Wire new single detached house >BP: To construct a 2.5 storey single detached house ($478,250.00) with an open parking pad, providing 1 parking space, having vehicular access from the 20' Lane. 1. Covenant registered at the Land Title Office under CA9626830 2. No Strata Titling permitted 3. External Mechanical Unit Proposed – Exterior component located in rear yard, Interior component located in upper floor closet. 4. Bar sink not proposed. 5. Schedule B: (HENRY S.N HSU) P.eng (604-322-7158) – Structural + Geotechnical 6. HPO: Residential Builder- (Tang & Walker Construction Ltd.) Note: This is a 2.5 storey building pursuant to the Zoning and Development By-Law ** Note: Parking for the site has been provided under the Laneway House Permit DB-2022-00453 ** **THIS PERMIT HAS BEEN ISSUED UNDER THE REQUIREMENTS OF VBBL #12511 (2019) ** | Clay Electric Ltd
GP-2023-03285 | 2023-10-30 | 2203 W 23RD AVENUE, Vancouver, BC V6L 1N3 | Gas Permit | Residential | Renovation | Completed | Residential - To pull a gas and plumbing permit for the City of Vancouver; To remove and dispose of the old boiler; To supply and install an IBC SL14-115G3 high-efficiency condensing boiler; To supply and install a ¾” sheet of plywood to hang the IBC boiler and piping; To perform a full re-pipe to accommodate the new system, while retaining the existing 1-1/4” zone valve supply manifold; To supply and install three new Grundfos circulation pumps serving the boiler, in-floor heating, and existing indirect hot water tank; To supply and install a new #30 expansion tank, backflow, and boiler feed; To supply and install a new Spirovent to automatically remove air from the system; To supply and install six new ¾” zone valves; To run 2” System 636 C-PVC vent exhaust piping up the existing b-vent to the roof; To run the condensate to the floor drain; To make all the necessary potable water, gas, and electrical connections; To set up and test fire the boiler and hot water tank to ensure proper function; To call for inspection; To provide paperwork for the FortisBC high-efficiency rebate program, as the IBC SL14-115G3 is eligible for a rebate of up to $1,500. IBC INDIRECT HOT WATER TANK (OPTIONAL): To drain down, remove, and dispose of the existing Viessmann hot water tank; To supply and install an IBC 50-gallon indirect hot water tank; To supply and install a hot water tank pan, earthquake strapping, and a #15 potable expansion tank to serve the indirect hot water tank (as per new code); To make the necessary water connections to the hot water tank and boiler; To set up and test fire the IBC boiler and hot water tank to ensure proper function. | Westrim Plumbing & Heating Ltd
GP-2023-03555 | 2023-11-17 | 3841 W 27TH AVENUE, Vancouver, BC V6S 1R4 | Gas Permit | Residential | New | Issued | Residential - 2 BBQ's & 2 Ranges Piping >BP: To construct a 2 storey two-family dwelling ($752,762.5) with a detached accessory building (2 car garage) providing 2 parking spaces, having vehicular access from the lane. | Apple Mechanical Ltd
SP-2023-01828 | 2023-10-03 | 3841 W 27TH AVENUE, Vancouver, BC V6S 1R4 | Sprinkler Permit | Residential | New | Issued | Residential - 2FD - FRONT - 3841 W 27TH AV - #1 BACK - 3841 W 27TH AV - #2 New fire sprinkler installation >DB: To construct a 2 storey two-family dwelling with a detached accessory building (2 car garage) providing 2 parking spaces, having vehicular access from the lane. 1. Entire building to be sprinklered 2x13D 2. A/C proposed – Exterior component located in rear yard, Interior component located in second floor closet ***This permit is issued under the VBBL 2019, with updated energy requirements as per bylaw # 12997 effective Jan 01, 2022.*** | Spectrum Fire Protection Ltd
MP-2023-01484 | 2023-08-14 | 3841 W 27TH AVENUE, Vancouver, BC V6S 1R4 | Mechanical Permit | NULL | NULL | Issued | NULL | Apple Mechanical Ltd
EP-2023-02692 | 2023-03-28 | 3841 W 27TH AVENUE, Vancouver, BC V6S 1R4 | Electrical Permit | Residential | New | Issued | Temporary Power - Residential - To provide temporary power. | ICAN Electrical Ltd.
PP-2023-01985 | 2023-06-05 | 3841 W 27TH AVENUE, Vancouver, BC V6S 1R4 | Plumbing Permit | Residential | New | Issued | Residential - two out side sumps with out pump | JVT EXCAVATING & DEMOLITION LTD
PP-2023-02595 | 2023-07-21 | 3841 W 27TH AVENUE, Vancouver, BC V6S 1R4 | Plumbing Permit | Residential | New | Issued | Residential - Plumbing for duplex house >BP: To construct a 2 storey two-family dwelling with a detached accessory building (2 car garage) providing 2 parking spaces, having vehicular access from the lane. 1. Entire building to be sprinklered 2x13D 2. A/C proposed – Exterior component located in rear yard, Interior component located in second floor closet 3. Schedule B: (KE JIAN MA) P.Eng (604.599.8890) Structural 4. Schedule B: (KE JIAN MA) P.Eng (604.599.8890) Geotechnical 5. HPO: Residential Builder- Citrine Homes Ltd Nov 16/2023-AMEND Please add 2 deck drains to permit | Apple Mechanical Ltd
EP-2023-06438 | 2023-08-01 | 3841 W 27TH AVENUE, Vancouver, BC V6S 1R4 | Electrical Permit | Residential | New | Issued | Installation / Repair - Residential - Electrical rough wiring and finish, Low Voltage Rough in -We will leave 3840W circuit for car charger in each Garage. >BP: To construct a 2 storey two-family dwelling ($752,762.5) with a detached accessory building (2 car garage) providing 2 parking spaces, having vehicular access from the lane. 1. Entire building to be sprinklered 2x13D 2. A/C proposed – Exterior component located in rear yard, Interior component located in second floor closet 3. Schedule B: (KE JIAN MA) P.Eng (604.599.8890) Structural 4. Schedule B: (KE JIAN MA) P.Eng (604.599.8890) Geotechnical 5. HPO: Residential Builder- Citrine Homes Ltd Note: This is a 2 storey building pursuant to the Zoning and Development By-Law ***This permit is issued under the VBBL 2019, with updated energy requirements as per bylaw # 12997 effective Jan 01, 2022.*** | ICAN Electrical Ltd.
GP-2023-01629 | 2023-05-24 | 3323 W 27TH AVENUE, Vancouver, BC V6S 1P5 | Gas Permit | Residential | Addition | Completed | Residential - re and re hwt | Christopher Sterling
EP-2023-09829 | 2023-11-14 | 4066 W 27TH AVENUE, Vancouver, BC V6S 1R7 | Electrical Permit | Residential | Addition | Issued | Installation / Repair - Residential - ¦ 1FD: 200A DISCONNECT/ RE-CONNECT ¦ Relocate the service of main house for new laneway house. | Powerful Electric Ltd
GP-2023-02783 | 2023-09-25 | 4644 W 15TH AVENUE, Vancouver, BC V6R 3B6 | Gas Permit | Residential | New | Issued | Residential - 1 Fireplace INSTALL FIREPLACE ON AN OUTSIDE WALL AND VENT UP AND OUT THE WALL / VENT AND CONNECT ONLY >BP: To construct a 2 storey + basement one-family dwelling ($1,119,450.00) with a detached accessory building (garage), at the rear providing 2 parking spaces, having vehicular access from the lane. | The LM Fireplace Warehouse Ltd.
SP-2023-01792 | 2023-09-28 | 4644 W 15TH AVENUE, Vancouver, BC V6R 3B6 | Sprinkler Permit | Residential | New | Issued | Residential - New fire sprinkler system installation >BP: To construct a 2 storey + basement one-family dwelling with a detached accessory building (garage), at the rear providing 2 parking spaces, having vehicular access from the lane. Note: This is a 2 storey building pursuant to the Zoning and Development By-Law 1- Covenant registered at the Land Title Office under CB237815 2- Bar/Sink proposed in 3- A/C unit proposed 4- Schedule A: Yong Kang Deng P Eng (604) 505-6816 5- Schedule B: YongKang Deng P Eng (604) 505-6816 Structural 6- Schedule B: Jian Zhong Jin P Eng (604.362.7021) Geotechnical 7- Schedule B: Zhen Yu Zheng P Eng (778-321-8763) Mechancial 8- Schedule B: Shan Huang P Eng (604-401-6588) Architectural 9- HPO: Residential Builder – Palas Homes Ltd #46854 10- Entire Building to have NFPA 13-D | Spectrum Fire Protection Ltd
EP-2023-10859 | 2023-12-04 | 4644 W 15TH AVENUE, Vancouver, BC V6R 3B6 | Electrical Permit | Residential | New | Issued | Temporary Power - Residential - To provide temporary power. | Higo Electric Ltd
MP-2023-02244 | 2023-12-16 | 4644 W 15TH AVENUE, Vancouver, BC V6R 3B6 | Mechanical Permit | NULL | NULL | Issued | NULL | UComfort Services Inc
PP-2023-01808 | 2023-05-24 | 4644 W 15TH AVENUE, Vancouver, BC V6R 3B6 | Plumbing Permit | Residential | New | Issued | Residential - Installing sumps NOTE: Engineering Assurance letter will be submitted to the Plumbing Inspector on the site. Letter shall conform to the requirements of Vancouver Bulletin 2000-008-EL/PL. | Apollo Excavating & Civil Works Ltd.
PP-2023-02530 | 2023-07-17 | 4644 W 15TH AVENUE, Vancouver, BC V6R 3B6 | Plumbing Permit | Residential | New | Issued | Residential - 1FD - #1 - Plumbing >DB: To construct a 2 storey + basement one-family dwelling with a detached accessory building (garage), at the rear providing 2 parking spaces, having vehicular access from the lane. Note: This is a 2 storey building pursuant to the Zoning and Development By-Law 1- Covenant registered at the Land Title Office under CB237815 2- Bar/Sink proposed in 3- A/C unit proposed 10- Entire Building to have NFPA 13-D ***This permit is issued under the VBBL 2019, with updated energy requirements as per bylaw # 12997 effective Jan 01, 2022.*** | WDR CONTRACTING LTD
GP-2023-02119 | 2023-07-17 | 4644 W 15TH AVENUE, Vancouver, BC V6R 3B6 | Gas Permit | Residential | New | Issued | Residential - 1 Range, 1 BBQ & 1 Fireplace gas ( fire place piping only ) >BP: To construct a 2 storey + basement one-family dwelling | WDR CONTRACTING LTD
MP-2023-01400 | 2023-08-01 | 4644 W 15TH AVENUE, Vancouver, BC V6R 3B6 | Mechanical Permit | NULL | NULL | Issued | NULL | WDR CONTRACTING LTD
EP-2023-03388 | 2023-04-25 | 4644 W 15TH AVENUE, Vancouver, BC V6R 3B6 | Electrical Permit | Residential | New | Issued | Installation / Repair - Residential - New house electric and low voltage installation 2 x 200A Services¦ 200A: Single family¦ 200A: Laneway EV fed from laneway *An approved mechanical permit is required for the installation of air conditioning or heat pump unit at the time of installation before an electrical inspection will be performed >BP: To construct a 2 storey + basement one-family dwelling ($1,119,450.00) with a detached accessory building (garage), at the rear providing 2 parking spaces, having vehicular access from the lane. Note: This is a 2 storey building pursuant to the Zoning and Development By-Law 1- Covenant registered at the Land Title Office under CB237815 2- Bar/Sink proposed in 3- A/C unit proposed 4- Schedule A: Yong Kang Deng P Eng (604) 505-6816 5- Schedule B: YongKang Deng P Eng (604) 505-6816 Structural 6- Schedule B: Jian Zhong Jin P Eng (604.362.7021) Geotechnical 7- Schedule B: Zhen Yu Zheng P Eng (778-321-8763) Mechancial 8- Schedule B: Shan Huang P Eng (604-401-6588) Architectural 9- HPO: Residential Builder – Palas Homes Ltd #46854 10- Entire Building to have NFPA 13-D | Higo Electric Ltd
EP-2022-09514 | 2022-11-08 | 4644 W 15TH AVENUE, Vancouver, BC V6R 3B6 | Electrical Permit | Residential | New | Expired | Temporary Power - Residential - To provide temporary power. | Key Connect Technology Ltd
GP-2023-02392 | 2023-08-16 | 630 W 18TH AVENUE, Vancouver, BC V5Z 1V8 | Gas Permit | Residential | Renovation | Issued | Residential - New Gas Furnace Replacement | Pro West Heating & Air Conditioning Ltd
GP-2022-00430 | 2022-02-09 | 670 W 18TH AVENUE, Vancouver, BC V5Z 1V8 | Gas Permit | Residential | Renovation - Dwelling Unit(s) only | Completed | Residential - Furnace installation | Heatco Furnace Services Ltd
SP-2023-01757 | NULL | 683 W 18TH AVENUE, Vancouver, BC V5Z 1V9 | Sprinkler Permit | Commercial | New | Applicant Revisions | Commercial - new triplex >BP: To construct a 4-storey residential building containing a total of three dwelling units, with a detached carport at the rear providing 2 parking spaces having vehicular access from the lane. Building review Notes: - Building to be sprinklered to NFPA 13R. - Stacked and side-by-side units. | Yu Fire Protection Inc.
PP-2023-02807 | 2023-08-08 | 683 W 18TH AVENUE, Vancouver, BC V5Z 1V9 | Plumbing Permit | Commercial | New | Issued | Commercial - TRIPLEX - storm and sewer hook up | Mash Construction Ltd.
SP-2023-01116 | 2023-10-18 | 683 W 18TH AVENUE, Vancouver, BC V5Z 1V9 | Sprinkler Permit | Commercial | New | Cancelled | Commercial - To install sprinklers to NFPA 13R 2013 throughout this 4-storey residential building containing a total of three dwelling units, with a detached carport at the rear providing 2 parking spaces having vehicular access from the lane. | FIRE-TECH SPRINKLERS LTD
PP-2023-02431 | NULL | 683 W 18TH AVENUE, Vancouver, BC V5Z 1V9 | Plumbing Permit | Residential | New | Application Incomplete | Residential - sumps | Mash Construction Ltd.
EP-2023-04557 | 2023-05-24 | 683 W 18TH AVENUE, Vancouver, BC V5Z 1V9 | Electrical Permit | Commercial | New | Issued | Temporary Power - Commercial - To provide temporary power. NOTE: Work authorized by this permit is for placement of a temporary power pole only and does not authorize any site construction and/or excavation. A separate Building Permit will be required prior to commencement of any other work on this site. | Simon Electric Ltd
GP-2023-04071 | 2023-12-19 | 757 W 18TH AVENUE, Vancouver, BC V5Z 1W1 | Gas Permit | Residential | Renovation | Issued | Residential - replacing conventional boiler and an indirect tank with a combi boiler | BOILERS & BEYOND HEATING & COOLING LTD
EP-2022-08864 | 2022-10-19 | 3514 W 16TH AVENUE, Vancouver, BC V6R 3C1 | Electrical Permit | Residential | Renovation | Expired | Installation / Repair - Residential - Up grade overhead service from 60A 240V 1 phase to 125A 240V 1 phase. | Avon Electric Ltd
SP-2022-00125 | 2022-02-03 | 3527 W 16TH AVENUE, Vancouver, BC V6R 3C2 | Sprinkler Permit | Residential | Renovation | Completed | Residential - Change (8) semi-recessed residential pendants to concealed residential pendants >BP: Interior alterations to the main and upper floor to provide residential improvements at this existing single family dwelling building on this site. No alterations proposed to to lower floor, exterior or garage. | Major Fire Protection Ltd
EP-2022-00687 | 2022-02-01 | 3527 W 16TH AVENUE, Vancouver, BC V6R 3C2 | Electrical Permit | Residential | Renovation | Completed | Installation / Repair - Residential - Kitchen & bathroom renovation installation of two new kick space heathers wiring Brough up to code in kitchen small alterations in bathroom >BP: Interior alterations to the main and upper floor to provide residential improvements at this existing single family dwelling building on this site. No alterations proposed to to lower floor, exterior or garage. | F & S Electrical Ltd
GP-2022-00289 | 2022-01-31 | 3527 W 16TH AVENUE, Vancouver, BC V6R 3C2 | Gas Permit | Residential | Renovation | Completed | Residential - Relocate existing gas range Interior alterations to the main and upper floor to provide residential improvements at this existing single family dwelling building on this site. | McKellar Plumbing & Heating Ltd
NULL | NULL | 3527 W 16TH AVENUE, Vancouver, BC V6R 3C2 | Gas Permit | Residential | Renovation | Draft | Residential - Relocate gas line supplying gas range | McKellar Plumbing & Heating Ltd
PP-2022-00239 | 2022-01-25 | 3527 W 16TH AVENUE, Vancouver, BC V6R 3C2 | Plumbing Permit | Residential | Renovation | Completed | Residential - 2 bathroom reno, 1 kitchen sink / DW Interior alterations to the main and upper floor to provide residential improvements at this existing single family dwelling building on this site. No alterations proposed to to lower floor, exterior or garage. | McKellar Plumbing & Heating Ltd
EP-2022-02897 | 2022-04-12 | 440 W 19TH AVENUE, Vancouver, BC V5Y 2B9 | Electrical Permit | Residential | Renovation | Completed | Installation / Repair - Residential - move service from house to New laneway house, service stays at 100 amp | O J ELECTRIC LTD
EP-2022-08736 | 2022-10-14 | 447 W 19TH AVENUE, Vancouver, BC V5Y 2B8 | Electrical Permit | Residential | Renovation | Completed | Installation / Repair - Residential - Upgrade Service from 100Amp to 200 amp Install Pole in the backyard to support service. | Tsawwassen Electric Inc
GP-2023-03522 | 2023-11-14 | 447 W 19TH AVENUE, Vancouver, BC V5Y 2B8 | Gas Permit | Residential | Renovation | Completed | Residential - replace gas hot water tank with gas tankless water heater | Joyce Heating Services Ltd
GP-2022-01153 | 2022-04-12 | 456 W 19TH AVENUE, Vancouver, BC V5Y 2B9 | Gas Permit | Residential | Renovation | Completed | Residential - We are moving the gas line for Cook Top Interior alterations to provide improvements to this existing one family dwelling on this site. Scope of Work: Relocate interior wall. Kitchen renovation. Electrical, Plumbing and Gas to suit. | Superstar Plumbing Heating & Sprinkler Supplies Ltd
NULL | NULL | 1705 W 16TH AVENUE, Vancouver, BC V6J 2L9 | Gas Permit | Residential | Renovation | Draft | Residential - Replace existing natural gas fireplace, 4'' B vent , Max input 18,000btu/h, existing low pressure gas line, use existing 110V power line. | Vanox Fireplace Inc
GP-2023-01393 | 2023-05-01 | 1705 W 16TH AVENUE, Vancouver, BC V6J 2L9 | Gas Permit | Residential | Renovation - Dwelling Unit(s) only | Completed | Residential - RE N RE - Replaced natural gas fireplace AMEND: MAY 19/2023 CHANGE ADDRESS TO 1705 W 16TH AV | Vanox Fireplace Inc
EP-2022-09049 | 2022-10-26 | 1798 W 16TH AVENUE, Vancouver, BC V6J 2M1 | Electrical Permit | Residential | Renovation | Completed | Installation / Repair - Residential - reinstall electrical to sun room -Instilling plugs ,switches, lights and reconnect hot tub -The hot tub is disconnected and not going back in >BP: Exterior and interior alterations to repair the rear sunroom at this existing one family dwelling building on this site. OK for DB per E.Sabadlan OK for Field Review per W.Wong | Conquest Electric Inc
EP-2022-09296 | 2022-12-06 | 1845 W 16TH AVENUE, Vancouver, BC V6J 2M3 | Electrical Permit | Commercial | New | Completed | Installation / Repair - Commercial - Electric Vehicle Charging Infrastructure. Wiring installation for future electric vehicle supply equipment (EVSE). Install 3 EV chargers. Install 2 branch circuits (40A) supplied from the existing house panel. Install junction boxes and conduits. EV Ready Plan uploaded. | Edwards Electric (2003) Ltd
GP-2022-03638 | 2022-11-18 | 20 W 18TH AVENUE, Vancouver, BC V5Y 2A4 | Gas Permit | Residential | Renovation | Completed | Residential - A regular hot water tank replaced by a tankless water heater | Airlink Heating and Plumbing Ltd
GP-2022-02242 | 2022-07-29 | 40 W 18TH AVENUE, Vancouver, BC V5Y 2A4 | Gas Permit | Residential | Renovation | Completed | Residential - RE N RE - removed old boiler and installed new combi boiler Amend: Aug 15, 2022 There is no new appliances. please remove the 1 new appliance. There is just 1 replacement. Boiler - 199,000 BTU | ARCO PLUMBING & HEATING LTD
GP-2022-00859 | 2022-03-21 | 49 W 18TH AVENUE, Vancouver, BC V5Y 2A3 | Gas Permit | Residential | New | Completed | Residential - Installation of 1 gas fireplace - venting and hook up only | Urban Fireplaces Ltd
PP-2023-04227 | NULL | 262 W 18TH AVENUE, Vancouver, BC V5Y 2A7 | Plumbing Permit | Residential | New | Submitted | Residential - Install 2 outside sumps, 1 with pump NOTE: Engineering Assurance letter will be submitted to the Plumbing Inspector on the site. Letter shall conform to the requirements of Vancouver Bulletin 2000-008-EL/P | Octiscapes Site Services Ltd
EP-2023-11033 | 2023-12-08 | 262 W 18TH AVENUE, Vancouver, BC V5Y 2A7 | Electrical Permit | Residential | New | Issued | Temporary Power - Residential - To provide temporary power. | Castle Electric Inc
EP-2022-01600 | 2022-02-28 | 317 W 18TH AVENUE, Vancouver, BC V5Y 2A8 | Electrical Permit | Residential | New | Expired | Temporary Power - Residential - To provide temporary power. | AMTEK Electric Ltd
EP-2022-03978 | 2022-06-06 | 317 W 18TH AVENUE, Vancouver, BC V5Y 2A8 | Electrical Permit | Residential | Addition | Completed | Installation / Repair - Residential - TO CONTINUE WORK STARTED BY OTHERS (EP-2022-01483) Electrical for Duplex, Dedicated Circuits for EV rough-in & A/C unit >BP: To alter and convert this existing one family dwelling with secondary suite to a 3-storey multiple conversion dwelling (Building 1; $898,100), listed on the Vancouver Heritage Registry as a B building containing two dwelling units and to stratify the lot. Stru & Geotech B are submitted. ******REVIEWED UNDER THE PROVISIONS OF VBBL 2019******** See BP-2020-02713 for Building 2 on site (infill) addressed 315 W 18th Av. Building Review Branch Notes: - All new windows, doors and skylights shall conform to VBBL 9.7.4.2. - HRV above washer/dryer in a closet should have enough space for maintenance. REVISION #1 (Feb 18, 2022): Related to DP-2021-00739 - Replaced existing front porch roof and framing and raised heritage front unit window - Moved FDC to the front of the building and added a storage under the porch with west hatch access. - Added stairs to crawlspace and revised interior layout on the second floor at the rear unit. - Changed vapour barrier material to 6 mil poly. - Replaced Rockwool insulation in assembly W2 & W4 with noncombustible batt insulation REVISION #2 (May 19, 2022): Indicated A/C feature of the proposed heat pump for each unit by request of DEI. | Pacific Star Electric Inc
GP-2022-00020 | 2022-03-18 | 317 W 18TH AVENUE, Vancouver, BC V5Y 2A8 | Gas Permit | Residential | New | Completed | Residential - THREE COMPLETE BOILER AND PIPING ONLY FOR THREE STOVES,THREE BBQs. Appliance are of Duplex and Infill House | Ultra Mechanical Ltd
EP-2022-01483 | 2022-02-25 | 317 W 18TH AVENUE, Vancouver, BC V5Y 2A8 | Electrical Permit | Residential | New | Expired | Installation / Repair - Residential - New construction duplex rough wire and finishing Quadplex 200A meter base service 100A switch for each duplex unit Low voltage rough wire only EVC management system To alter and convert this existing one family dwelling with secondary suite to a 3-storey multiple conversion dwelling (Building 1;, listed on the Vancouver Heritage Registry as a B building containing two dwelling units and to stratify the lot. | AMTEK Electric Ltd
EP-2022-05283 | 2022-06-22 | 317 W 18TH AVENUE, Vancouver, BC V5Y 2A8 | Electrical Permit | Residential | New | Completed | Installation / Repair - Residential - Alarm installation x 2 (Duplex) >BP: To alter and convert this existing one family dwelling with secondary suite to a 3-storey multiple conversion dwelling (Building 1; $898,100), listed on the Vancouver Heritage Registry as a B building containing two dwelling units and to stratify the lot. Stru & Geotech B are submitted. ******REVIEWED UNDER THE PROVISIONS OF VBBL 2019******** See BP-2020-02713 for Building 2 on site (infill) addressed 315 W 18th Av. Building Review Branch Notes: - All new windows, doors and skylights shall conform to VBBL 9.7.4.2. - HRV above washer/dryer in a closet should have enough space for maintenance. REVISION #1 (Feb 18, 2022): Related to DP-2021-00739 - Replaced existing front porch roof and framing and raised heritage front unit window - Moved FDC to the front of the building and added a storage under the porch with west hatch access. - Added stairs to crawlspace and revised interior layout on the second floor at the rear unit. - Changed vapour barrier material to 6 mil poly. - Replaced Rockwool insulation in assembly W2 & W4 with noncombustible batt insulation REVISION #2 (May 19, 2022): Indicated A/C feature of the proposed heat pump for each unit by request of DEI. | Best Built-In Centre Ltd
GP-2022-03588 | 2022-11-17 | 317 W 18TH AVENUE, Vancouver, BC V5Y 2A8 | Gas Permit | Residential | New | Completed | Residential - Fisher & Paykel 36" Dual Fuel Range >BP: Building Permit for DP-2019-00609 & DP-2021-00198 (MCD) To alter and convert this existing one family dwelling with secondary suite to a 3-storey multiple conversion dwelling (Building 1; $898,100), listed on the Vancouver Heritage Registry as a B building containing two dwelling units and to stratify the lot. Stru & Geotech B are submitted. ******REVIEWED UNDER THE PROVISIONS OF VBBL 2019******** See BP-2020-02713 for Building 2 on site (infill) addressed 315 W 18th Av. Building Review Branch Notes: - All new windows, doors and skylights shall conform to VBBL 9.7.4.2. - HRV above washer/dryer in a closet should have enough space for maintenance. REVISION #1 (Feb 18, 2022): Related to DP-2021-00739 - Replaced existing front porch roof and framing and raised heritage front unit window - Moved FDC to the front of the building and added a storage under the porch with west hatch access. - Added stairs to crawlspace and revised interior layout on the second floor at the rear unit. - Changed vapour barrier material to 6 mil poly. - Replaced Rockwool insulation in assembly W2 & W4 with noncombustible batt insulation REVISION #2 (May 19, 2022): Indicated A/C feature of the proposed heat pump for each unit by request of DEI. | Han Appliances & Refrigeration Ltd
GP-2022-03523 | NULL | 317 W 18TH AVENUE, Vancouver, BC V5Y 2A8 | Gas Permit | Residential | New | Cancelled | Residential - Fisher & Paykel 36" Dual Fuel Range x3 | Han Appliances & Refrigeration Ltd
EP-2023-03037 | 2023-04-06 | 352 W 18TH AVENUE, Vancouver, BC V5Y 2A7 | Electrical Permit | Residential | Renovation | Completed | Installation / Repair - Residential - Install branch circuits for future outdoor installation. | BC Smart Homes Ltd
GP-2023-00798 | 2023-03-07 | 352 W 18TH AVENUE, Vancouver, BC V5Y 2A7 | Gas Permit | Residential | Renovation | Completed | Residential - Running a underground gas line to firepit and install firepit | ASPRA PLUMBING & HEATING LTD.
MP-2023-01176 | 2023-06-27 | 362 W 18TH AVENUE, Vancouver, BC V5Y 2A7 | Mechanical Permit | NULL | NULL | Completed | NULL | Milani Plumbing Heating & Air Conditioning Ltd
EP-2023-05749 | 2023-07-27 | 362 W 18TH AVENUE, Vancouver, BC V5Y 2A7 | Electrical Permit | Residential | Renovation | Completed | Installation / Repair - Residential - Electrical supply for Dsplit -reference: MP-2023-01176 | Milani Electric Limited
GP-2022-01194 | 2022-04-15 | 409 W 18TH AVENUE, Vancouver, BC V5Y 2A9 | Gas Permit | Residential | Renovation | Completed | Residential - Boiler and water heater replacement | Tek Climate Control Systems Ltd
GP-2022-04158 | 2022-12-29 | 4009 W 18TH AVENUE, Vancouver, BC V6S 1B9 | Gas Permit | Residential | Renovation | Completed | Residential - gas furnace install | ROMA Heating Ltd
EP-2023-04942 | 2023-06-12 | 4017 W 18TH AVENUE, Vancouver, BC V6S 1B9 | Electrical Permit | Residential | Renovation | Issued | Installation / Repair - Residential - Move service from main house to laneway. Service stays same as 100 amp | O J ELECTRIC LTD
GP-2023-02696 | 2023-09-13 | 4028 W 18TH AVENUE, Vancouver, BC V6S 1B8 | Gas Permit | Residential | Renovation | Completed | Residential - RE&RE for furnace | Milani Plumbing Heating & Air Conditioning Ltd
EP-2023-10235 | 2023-11-28 | 2136 W 15TH AVENUE, Vancouver, BC V6K 2Y5 | Electrical Permit | Residential | Renovation - Dwelling Unit(s) only | Issued | Installation / Repair - Residential - ¦ 1FD + 1SS- 200A ¦ All new service, grounding, wiring, lighting for single family dwelling with suite. 200A service. Main house 125 amp Secondary suite. 100 amp *No AC/ HP >DB: Exterior alterations for a new sunken patio and stairs at the rear, replace all windows and doors; interior alterations to the basement and main floor to remove interconnecting stair, update the main floor kitchen and bathroom and change of use from a two family dwelling to a one family dwelling with a secondary suite in this existing two storey + basement (character house) and detached two (2) car garage with lane access on this inside, lane flanking site. Revision #1 a. Re-demise basement level to include 3 bedrooms and 2 bathrooms. b. Move exterior concrete stairs at sunken patio-basement level c. Widen landing to 4' & stair to 3'6" wide at rear of main floor d. Fill in basement windows between kitchen/mech rm+ mech rm/exterior. Project Value increased by: $10,000 (150,000 -> 160,000) Schedule B Structural, Geotechnical Temporary and Permanent submitted by Alan Prahalad, P. Eng. of Summit Engineering Corp., Tel: 604 831-1431. Changes to windows on front (street) elevation approved by Development Planner, S. Shajjad on April 21, 2022. Notes: ~ Energy Upgrade: As per REUP ~ Building Not Sprinklered – No sprinkler permit required. ~ Related to Sewer & Water Connection Permit, SW-2022-00535 for services upgrade. ~ This permit has been issued under VBBL 2019. | Kalen Leung
PP-2023-03961 | 2023-11-09 | 2136 W 15TH AVENUE, Vancouver, BC V6K 2Y5 | Plumbing Permit | Residential | Renovation | Issued | Residential - all new plumbing in reno house >DB: Exterior alterations for a new sunken patio and stairs at the rear, replace all windows and doors; interior alterations to the basement and main floor to remove interconnecting stair, update the main floor kitchen and bathroom and change of use from a two family dwelling to a one family dwelling with a secondary suite in this existing two storey + basement (character house) and detached two (2) car garage with lane access on this inside, lane flanking site. | J&YMechanical Ltd
GP-2023-03921 | 2023-12-11 | 2136 W 15TH AVENUE, Vancouver, BC V6K 2Y5 | Gas Permit | Residential | Renovation | Issued | Residential - add two gas stove -1 main floor 1 basement 2nd suite >BP: Exterior alterations for a new sunken patio and stairs at the rear, replace all windows and doors; interior alterations to the basement and main floor to remove interconnecting stair, update the main floor kitchen and bathroom and change of use from a two family dwelling to a one family dwelling with a secondary suite in this existing two storey + basement (character house) and detached two (2) car garage with lane access on this inside, lane flanking site. Revision #1 a. Re-demise basement level to include 3 bedrooms and 2 bathrooms. b. Move exterior concrete stairs at sunken patio-basement level c. Widen landing to 4' & stair to 3'6" wide at rear of main floor d. Fill in basement windows between kitchen/mech rm+ mech rm/exterior. Project Value increased by: $10,000 (150,000 -> 160,000) | J&YMechanical Ltd
PP-2023-02786 | 2023-08-04 | 2136 W 15TH AVENUE, Vancouver, BC V6K 2Y5 | Plumbing Permit | Residential | Renovation | Issued | Residential - 1FD+SS - #1 & #2 - storm sump at front of the property | KPC Homes Ltd
GP-2022-00862 | 2022-03-18 | 4538 W 14TH AVENUE, Vancouver, BC V6R 2Y4 | Gas Permit | Residential | Renovation | Completed | Residential - F&P 30" Gas Range | Han Appliances & Refrigeration Ltd
EP-2023-03885 | 2023-05-04 | 2356 W 15TH AVENUE, Vancouver, BC V6K 2Y8 | Electrical Permit | Residential | Renovation | Completed | Installation / Repair - Residential - 200 amp service upgrade Amend May 29, 2023 -Underground sub-feed and panel in garage | EVANSON ELECTRIC LTD
PP-2023-02053 | 2023-06-12 | 356 W 15TH AVENUE, Vancouver, BC V5Y 1Y2 | Plumbing Permit | Commercial | New | Issued | Commercial - Plumbing >BP: To alter and convert these existing 2 dwelling units and 3 housekeeping units, to a Multiple Conversion Dwelling (MCD), containing 4 dwelling units and, to construct a three-car garage and one surface parking space at the rear of the Site, providing 4 parking spaces, having vehicular access from the lane. | Lally Plumbing & Heating Ltd
PP-2023-00524 | 2023-02-15 | 356 W 15TH AVENUE, Vancouver, BC V5Y 1Y2 | Plumbing Permit | Commercial | New | Issued | Commercial - sump installation | Kingsman Excavating Ltd.
SP-2022-01897 | 2023-01-06 | 356 W 15TH AVENUE, Vancouver, BC V5Y 1Y2 | Sprinkler Permit | Residential | New | Issued | Residential - For sprinkler system alterations to the 2019 VBBL and NFPA 13R, 2013 for the tenant improvements to provide alterations and convert this existing (2 dwelling units and 3 housekeeping units) to a multiple conversion dwelling containing four dwelling units and, to construct a three-car garage and one surface parking space at the rear of the site providing four parking spaces having vehicular access from the lane. Engineer of Record: Farzad Hemmati 604-649-4574 farzadh@bmactc.com | Haven Fire Protection Ltd
EP-2022-08763 | 2022-10-14 | 356 W 15TH AVENUE, Vancouver, BC V5Y 1Y2 | Electrical Permit | Residential | New | Expired | Temporary Power - Residential - To provide temporary power. | G.S.G. Electric Ltd.
GP-2023-03437 | 2023-11-09 | 356 W 15TH AVENUE, Vancouver, BC V5Y 1Y2 | Gas Permit | Residential | Addition | Issued | Residential - 4 Ranges & 4 BBQ's >BP: To alter and convert these existing 2 dwelling units and 3 housekeeping units, to a Multiple Conversion Dwelling (MCD), containing 4 dwelling units and, to construct a three-car garage and one surface parking space at the rear of the Site, providing 4 parking spaces, having vehicular access from the lane. | Lally Plumbing & Heating Ltd
EP-2023-08395 | 2023-09-18 | 356 W 15TH AVENUE, Vancouver, BC V5Y 1Y2 | Electrical Permit | Residential | Addition | Issued | Installation / Repair - Residential - Data cabling & security alarm roughin and completion. >BP: >BP: To alter and convert these existing 2 dwelling units and 3 housekeeping units, to a Multiple Conversion Dwelling (MCD), containing 4 dwelling units and, to construct a three-car garage and one surface parking space at the rear of the Site, providing 4 parking spaces, having vehicular access from the lane. Revision #1 (August 25th, 2023)- TJ: 1. Reframe rear roof over level 3 Floor Plan. 2. Reframe some of the exterior walls on level 3 Floor Plan facing south and side elevations. Note, DPMA permit DP-2023-00547 *********REVIEWED UNDER VBBL 2019************ BRB Notes: Entire building be sprinklered to NFPA 13R Refer to DP-2021-00562 & Refer to Alternative Solution, AL-2022-00085 | Xon Automation Ltd
EP-2023-08323 | 2023-10-06 | 356 W 15TH AVENUE, Vancouver, BC V5Y 1Y2 | Electrical Permit | Residential | Addition | Issued | Installation / Repair - Residential - Wiring and service installation. Two units up stairs and two units in bsmt. All new wiring and service. Electrical room underground service. >BP: To alter and convert these existing 2 dwelling units and 3 housekeeping units, to a Multiple Conversion Dwelling (MCD), containing 4 dwelling units and, to construct a three-car garage and one surface parking space at the rear of the Site, providing 4 parking spaces, having vehicular access from the lane. Revision #1 (August 25th, 2023)- TJ: 1. Reframe rear roof over level 3 Floor Plan. 2. Reframe some of the exterior walls on level 3 Floor Plan facing south and side elevations. Note, DPMA permit DP-2023-00547 *********REVIEWED UNDER VBBL 2019************ BRB Notes: Entire building be sprinklered to NFPA 13R Refer to DP-2021-00562 & Refer to Alternative Solution, AL-2022-00085 | G.S.G. Electric Ltd.
MP-2023-01615 | 2023-09-05 | 356 W 15TH AVENUE, Vancouver, BC V5Y 1Y2 | Mechanical Permit | NULL | NULL | Issued | NULL | FAST ROUTE PLUMBING & REFRIGERATION MECHANICAL LTD
GP-2024-00104 | 2024-01-12 | 3558 W 16TH AVENUE, Vancouver, BC V6R 3C1 | Gas Permit | Residential | Tenant Improvement | Issued | Residential - replace gas fireplace | Campbell Care Plumbing, Heating & Air Ltd.
GP-2023-00551 | 2023-02-15 | 3558 W 16TH AVENUE, Vancouver, BC V6R 3C1 | Gas Permit | Residential | Renovation | Completed | Residential - Decommission and removal Furnace. Installing a heat pump. | Ashton Service Group/Ashton Mechanical Ltd.
MP-2023-00409 | 2023-03-17 | 3558 W 16TH AVENUE, Vancouver, BC V6R 3C1 | Mechanical Permit | NULL | NULL | Completed | NULL | Ashton Service Group/Ashton Mechanical Ltd.
EP-2023-02542 | 2023-03-24 | 3558 W 16TH AVENUE, Vancouver, BC V6R 3C1 | Electrical Permit | Residential | Renovation | Completed | Installation / Repair - Residential - We are installing a circuit for a heat pump. MP-2023-00409 | Douglas Millington o/a Moose Electric
EP-2022-08268 | 2022-10-03 | 3663 W 16TH AVENUE, Vancouver, BC V6R 3C3 | Electrical Permit | Residential | Renovation - Dwelling Unit(s) only | Completed | Installation / Repair - Residential - - Supply and install electrical box, conduit and pull string for outside lights in soffit balconies - Supply and install exterior electrical box with GFCI and in-use cover. - Supply and install electrical box, feeder and blank cover plate for provisioned exterior light.. Exterior alterations to provide temporary shoring at the north elevation of this existing multiple dwelling building on this site. | Terminal City Electric Ltd
EP-2023-08929 | 2023-10-20 | 3682 W 16TH AVENUE, Vancouver, BC V6R 3C4 | Electrical Permit | Residential | Renovation | Completed | Installation / Repair - Residential - Kitchen renovation Relocate outlets and ight switches. Install 11 new POT lights Install new 20A kitchen plugs Relocate fridge, MW, DW outlets >BP: To alter the interior of this existing single detached house with secondary suite to remove a partition wall between the mudroom and kitchen area on the main floor and repair/patch work as necessary. | VK Systems Ltd
SP-2023-01919 | 2023-10-18 | 3682 W 16TH AVENUE, Vancouver, BC V6R 3C4 | Sprinkler Permit | Residential | Renovation | Issued | Residential - Moving 1 sprinkler >BP: 3682 W 16TH To alter the interior of this existing single detached house with secondary suite to remove a partition wall between the mudroom and kitchen area on the main floor and repair/patch work as necessary. | Fire Busters Inc
EP-2022-03820 | 2022-06-10 | 3682 W 16TH AVENUE, Vancouver, BC V6R 3C4 | Electrical Permit | Residential | Renovation | Completed | Installation / Repair - Residential - We will be be replacing the furnace with a new furnace of the same size as well and adding a heat pump system. Amend: July 5, 2022 wrong address. Actual address is 3682 W 16 av. | Spire Refrigeration Ltd
EP-2023-04059 | 2023-05-09 | 3694 W 16TH AVENUE, Vancouver, BC V6R 3C4 | Electrical Permit | Residential | Addition | Completed | Installation / Repair - Residential - Upgrade the service from 100A to be 200A. | Vanflow Electrical Ltd
GP-2023-03825 | 2023-12-01 | 3745 W 16TH AVENUE, Vancouver, BC V6R 3C5 | Gas Permit | Residential | Renovation | Completed | Residential - Replace an old gas boiler and indirect tank with a new combi boiler | Vector Home Services Inc
EP-2022-01910 | 2022-03-08 | 970 W 17TH AVENUE, Vancouver, BC V5Z 1V4 | Electrical Permit | Residential | New | Expired | Temporary Power - Residential - To provide temporary power. | Indy Electrical Ltd
MP-2023-01462 | 2023-08-09 | 970 W 17TH AVENUE, Vancouver, BC V5Z 1V4 | Mechanical Permit | NULL | NULL | Issued | NULL | Power Cool Electrical & Refrigeration Mech Ltd
MP-2023-00981 | 2023-06-01 | 970 W 17TH AVENUE, Vancouver, BC V5Z 1V4 | Mechanical Permit | NULL | NULL | Issued | NULL | Touchone Plumbing & Heating Ltd
EP-2023-06949 | 2023-08-02 | 970 W 17TH AVENUE, Vancouver, BC V5Z 1V4 | Electrical Permit | Residential | New | Issued | Installation / Repair - Residential - Installation of security alarm, tv cables, telephone and door chime. >BP: To construct a two-storey two-family dwelling ($900,000), with a detached accessory building (garage) at the rear providing 2 parking spaces, having vehicular access from the lane. | A B L SECURITY SYSTEMS LTD.
GP-2023-02118 | 2023-07-18 | 970 W 17TH AVENUE, Vancouver, BC V5Z 1V4 | Gas Permit | Residential | New | Issued | Residential - 2 Boilers, 2 Ranges & 2 BBQ All black iron piping including fittings.2psig natural gasline.Complete installation >BP: To construct a two-storey two-family dwelling | POLLY MECHANICAL LTD
SP-2023-01291 | 2023-07-18 | 970 W 17TH AVENUE, Vancouver, BC V5Z 1V4 | Sprinkler Permit | Residential | New | Issued | Residential - 2FD - FRONT - 970 W 17TH AV BACK - 968 W 17TH AV New sprinkler installation >DB: To construct a two-storey two-family dwelling with a detached accessory building (garage) at the rear providing 2 parking spaces, having vehicular access from the lane. Note: This is a 2 storey building pursuant to the Zoning and Development By-Law 1. No strata titling permitted 2. Rev#1: A/C units proposed in the rear yard and front yard (mini-split) 3. No bar sinks proposed in the 6. The entire building, INCLUDING THE ATTACHED GARAGE (if applicable), to be sprinklered to 2XNFPA 13D. ******THIS PERMIT HAS BEEN ISSUED UNDER THE REQUIREMENTS OF VBBL #12511 (2019)****** | Real Tech Fire Protection Ltd
EP-2023-06272 | 2023-07-26 | 970 W 17TH AVENUE, Vancouver, BC V5Z 1V4 | Electrical Permit | Residential | New | Issued | Installation / Repair - Residential - NEW ELECTRICAL FOR DUPLEX MAIN SERVICE 200AMPS 125AMPS TO EACH UNIT >BP: To construct a two-storey two-family dwelling ($900,000), with a detached accessory building (garage) at the rear providing 2 parking spaces, having vehicular access from the lane. Note: This is a 2 storey building pursuant to the Zoning and Development By-Law 1. No strata titling permitted 2. Rev#1: A/C units proposed in the rear yard and front yard (mini-split) 3. No bar sinks proposed in the 4. Schedule B: Jason Hui, P.Eng (778-319-3403) Structural & Geotechnical 5. HPO: Residential Builder - 0938862 B.C. Ltd. 6. The entire building, INCLUDING THE ATTACHED GARAGE (if applicable), to be sprinklered to 2XNFPA 13D. ******THIS PERMIT HAS BEEN ISSUED UNDER THE REQUIREMENTS OF VBBL #12511 (2019)****** | Indy Electrical Ltd
EP-2023-02631 | 2023-03-27 | 970 W 17TH AVENUE, Vancouver, BC V5Z 1V4 | Electrical Permit | Residential | New | Issued | Temporary Power - Residential - To provide temporary power. | Indy Electrical Ltd
PP-2023-01847 | 2023-05-25 | 970 W 17TH AVENUE, Vancouver, BC V5Z 1V4 | Plumbing Permit | Residential | New | Issued | Residential - plumbing and heating >BP: To construct a two-storey two-family dwelling with a detached accessory building (garage) at the rear providing 2 parking spaces, having vehicular access from the lane. Note: This is a 2 storey building pursuant to the Zoning and Development By-Law 1. No strata titling permitted 2. Rev#1: A/C units proposed in the rear yard and front yard (mini-split) 3. No bar sinks proposed in the 4. Schedule B: Jason Hui, P.Eng (778-319-3403) Structural & Geotechnical 5. HPO: Residential Builder - 0938862 B.C. Ltd. 6. The entire building, INCLUDING THE ATTACHED GARAGE (if applicable), to be sprinklered to 2XNFPA 13D. | Touchone Plumbing & Heating Ltd
PP-2023-00366 | 2023-02-02 | 970 W 17TH AVENUE, Vancouver, BC V5Z 1V4 | Plumbing Permit | Residential | New | Issued | Residential - 2FD - FRONT - 970 W 17TH AV BACK - 968 W 17TH AV Sentry and storm con with sump | AKAL DEMOLITION & EXCAVATING LTD
EP-2023-04442 | 2023-05-31 | 1833 W 17TH AVENUE, Vancouver, BC V6J 2M8 | Electrical Permit | Residential | Tenant Improvement | Completed | Installation / Repair - Residential - Installation of 14-50R for Porsche EV Charger, with Load Miser wired to existing 40A circuit for steam shower | Trudel, Daniel, DBA: Electrum Charging Solutions Inc.
EP-2023-02551 | 2023-03-24 | 1838 W 17TH AVENUE, Vancouver, BC V6J 2M9 | Electrical Permit | Residential | Renovation | Completed | Installation / Repair - Residential - We are installing a circuit for a heat pump. ***Note: A mechanical permit is required for the installation of heat pump. Electrical inspector will not carry out any inspections unless a mechanical permit is obtained. >Permit Amendment Oct 26, 2023 -"Contractor deceleration. Requested by inspector" *Document(s) uploaded to "Application Documents" tab for Electrical Inspector review. Documents are at pending status at time of permit amendment approval | Douglas Millington o/a Moose Electric
GP-2022-02532 | 2022-08-24 | 1838 W 17TH AVENUE, Vancouver, BC V6J 2M9 | Gas Permit | Residential | Renovation | Completed | Residential - Decommission and remove furnace Outdoor Heat Pump unit installed | Ashton Service Group/Ashton Mechanical Ltd.
GP-2022-00960 | 2022-03-29 | 62 W 18TH AVENUE, Vancouver, BC V5Y 2A4 | Gas Permit | Residential | Tenant Improvement | Completed | Residential - replace gas fireplace | Campbell Care Plumbing, Heating & Air Ltd.
EP-2022-10039 | NULL | 63 W 18TH AVENUE, Vancouver, BC V5Y 2A3 | Electrical Permit | Residential | New | Withdrawn | Installation / Repair - Residential - low voltage pre-wire >BP: Interior and exterior alterations to convert the existing multiple-conversion dwelling containing three dwelling units into four dwelling units in this three-storey residential building on this site. Scope of work includes: - Converting the first storey into a dwelling unit and remove the stairs to the second storey - Adding floor space at rear of the second storey - Remove the existing garage at the rear | Corey S Doherty
EP-2023-01578 | 2023-02-23 | 63 W 18TH AVENUE, Vancouver, BC V5Y 2A3 | Electrical Permit | Residential | Renovation | Issued | Temporary Power - Residential - To provide temporary power. | YORAM ZER DBA YZElectric
GP-2023-01155 | 2023-04-05 | 1838 W 19TH AVENUE, Vancouver, BC V6J 2N9 | Gas Permit | Residential | Renovation | Completed | Residential - HWT re&re | Ferenc Nagy
PP-2022-01958 | 2022-06-08 | 1864 W 19TH AVENUE, Vancouver, BC V6J 2N9 | Plumbing Permit | Residential | New | Completed | Residential - new 1/2 RPVA install >BP: Exterior alterations to install an inground swimming pool (16' x 32"), extension of garage for pool mechanical room and to install a new retention tank on this one-family dwelling site. OK for Field Review per K. Vogt June 15, 2021 Geotech/Structural Schedule B submitted by B. Klarich, P.Eng. - 604.619.8875 | Pioneer Plumbing & Heating Inc
GP-2022-00506 | 2022-02-17 | 1864 W 19TH AVENUE, Vancouver, BC V6J 2N9 | Gas Permit | Residential | New | Completed | Residential - gas fitting ** Amend 06/20/2022** add 2 X BBQ at 50,000 each Exterior alterations to install an inground swimming pool (16' x 32"), extension of garage for pool mechanical room and to install a new retention tank on this one-family dwelling site. | R J Gas Ltd
PP-2022-00250 | 2022-01-26 | 1864 W 19TH AVENUE, Vancouver, BC V6J 2N9 | Plumbing Permit | Residential | Addition | Completed | Residential - 150ft of storm drainage & 150 ft of waterline for pool Exterior alterations to install an inground swimming pool (16' x 32"), extension of garage for pool mechanical room and to install a new retention tank on this one-family dwelling site. AMEND: FEB 11/2022 ADD 1 OUTSIDE SUMP | Pioneer Plumbing & Heating Inc
GP-2022-02662 | 2022-09-06 | 1938 W 19TH AVENUE, Vancouver, BC V6J 2P3 | Gas Permit | Residential | Renovation - Dwelling Unit(s) only | Completed | Residential - Boiler installation. | Reid Brothers Plumbing & Heating Ltd
EP-2023-04307 | 2023-05-26 | 2418 W 18TH AVENUE, Vancouver, BC V6L 1B1 | Electrical Permit | Residential | Renovation | Completed | Installation / Repair - Residential - -install in floor heating circuit for 3 bathrooms -install 3 pot lights in three bathrooms -install receptacles for 3x tv's -re/re devices and lighting trims -re locate switch locations where walls have been removed -There is no structural work being done. There is a permitted plumbing re pipe going on at the same time *HP: 4440W Provided on load calculation ¦ Load calculation to comply with the installation *Permit Amendment Jun 29, 2023 HEAT PUMP CIRCUIT INSTALLATION 2P30A OUTDOOR UNIT 1P15A ATTIC AHU *Permit Amendment Jun 06, 2023 -200A Service upgrade to accommodate future EV Loads -Add 100A sub panel in garage | Terradyne Electrical Services Inc
PP-2023-01609 | 2023-05-08 | 2418 W 18TH AVENUE, Vancouver, BC V6L 1B1 | Plumbing Permit | Residential | Tenant Improvement | Completed | Residential - removal of poly-b piping, replace with new PEX AMEND: MAY 11/2023 Add to permit the following work: -Tub and shower inspection (1x shower, 2x tub) + diverter rough-in. | Platinum Ridge Plumbing Ltd
GP-2022-03428 | 2022-11-03 | 3455 W 18TH AVENUE, Vancouver, BC V6S 1A8 | Gas Permit | Residential | Tenant Improvement | Completed | Residential - Install furnace | Gandy Installations Ltd
GP-2022-01871 | 2022-06-21 | 3483 W 18TH AVENUE, Vancouver, BC V6S 1A8 | Gas Permit | Residential | New | Completed | Residential - to install 1 boiler 1 range 1 bbq 1 fireplace fireplace piping only >BP: To construct a 2 storey + basement/cellar one-family dwelling ($680,250.00) with a detached accessory building (garage) ($10,000), at the rear providing 2 parking spaces, having vehicular access from the lane. 1. No Strata Titling permitted 2. A/C Unit proposed in Rear Yard 3. Bar sink located in Basement 4. BC Housing (Site Specific Building Corp.) | Symbolistic Heating Ltd
EP-2022-05898 | 2022-08-08 | 3483 W 18TH AVENUE, Vancouver, BC V6S 1A8 | Electrical Permit | Residential | New | Expired | Temporary Power - Residential - To provide temporary power. -renewal for: EP-2021-04562 -valid: June 17, 2022 - June 16, 2023 Amend: Feb 9th, 2023 change address to 3483 W 18th Av | Levan Electrical Services Inc
GP-2022-02276 | 2022-08-03 | 3483 W 18TH AVENUE, Vancouver, BC V6S 1A8 | Gas Permit | Residential | New | Completed | Residential - Installation of 1 gas fireplace - venting and hook up only >2 STOREY 1FD + GARAGE To construct a 2 storey + basement/cellar one-family dwelling ($680,250.00) with a detached accessory building (garage) ($10,000), at the rear providing 2 parking spaces, having vehicular access from the lane. 1. No Strata Titling permitted 2. A/C Unit proposed in Rear Yard 3. Bar sink located in Basement 4. BC Housing (Site Specific Building Corp.) This building has been designed under Part 5 of the VBBL # 12511 (2019). Arch schedule B , A and D–Ricardo S (604-523-1366) CRP Schedule A and struct. B - S.Payam Hosseini(778-882-7720) Geo. schedule B –Sam Amiralaei This is a 2 storey building pursuant to the Zoning and Development By-Law ******THIS PERMIT HAS BEEN ISSUED UNDER THE REQUIREMENTS OF VBBL 2019.****** All rooms adjacent to East and West exposing building face shall be sprinklered. "Combustible projections or roof soffits on an exposing building face shall not project to less than .45m from the property line and shall be in compliance with VBBL 2019 9.10.15.5.(9) The entire building, INCLUDING THE ATTACHED GARAGE (if applicable), to be sprinklered to NFPA 13D. Any alterations or conversions to the attached garage (if applicable) to habitable living space shall not be permitted without first obtaining the approval of the Director of Planning and the Chief Building Official. Thermal protection measures and Laneway house design guidelines shall be required to be met prior to the approval of the conversion. | Urban Fireplaces Ltd
EP-2022-06831 | 2022-08-15 | 3483 W 18TH AVENUE, Vancouver, BC V6S 1A8 | Electrical Permit | Residential | New | Completed | Installation / Repair - Residential - Low voltage wiring for TV, Cameras, Network and Audio BP: 2 STOREY 1FD + GARAGE To construct a 2 storey + basement/cellar one-family dwelling ($680,250.00) with a detached accessory building (garage) ($10,000), at the rear providing 2 parking spaces, having vehicular access from the lane. 1. No Strata Titling permitted 2. A/C Unit proposed in Rear Yard 3. Bar sink located in Basement 4. BC Housing (Site Specific Building Corp.) | CGM Electronics (2002) Ltd
SP-2022-00863 | 2022-06-02 | 3483 W 18TH AVENUE, Vancouver, BC V6S 1A8 | Sprinkler Permit | Residential | New | Completed | Residential - Installation of New fire sprinkler system 2 STOREY 1FD + GARAGE To construct a 2 storey + basement/cellar one-family dwelling with a detached accessory building (garage) at the rear providing 2 parking spaces, having vehicular access from the lane. 1. No Strata Titling permitted 2. A/C Unit proposed in Rear Yard 3. Bar sink located in Basement 4. BC Housing (Site Specific Building Corp.) | Fire Busters Inc
EP-2022-01761 | 2022-03-04 | 3483 W 18TH AVENUE, Vancouver, BC V6S 1A8 | Electrical Permit | Residential | New | Completed | Installation / Repair - Residential - Building wiring for new construction single family >BP: To construct a 2 storey + basement/cellar one-family dwelling ($680,250.00) with a detached accessory building (garage) ($10,000), at the rear providing 2 parking spaces, having vehicular access from the lane. 1. No Strata Titling permitted 2. A/C Unit proposed in Rear Yard 3. Bar sink located in Basement 4. BC Housing (Site Specific Building Corp.) This building has been designed under Part 5 of the VBBL # 12511 (2019). Arch schedule B , A and D–Ricardo S (604-523-1366) CRP Schedule A and struct. B - S.Payam Hosseini(778-882-7720) Geo. schedule B –Sam Amiralaei This is a 2 storey building pursuant to the Zoning and Development By-Law ******THIS PERMIT HAS BEEN ISSUED UNDER THE REQUIREMENTS OF VBBL 2019.****** All rooms adjacent to East and West exposing building face shall be sprinklered. "Combustible projections or roof soffits on an exposing building face shall not project to less than .45m from the property line and shall be in compliance with VBBL 2019 9.10.15.5.(9) The entire building, INCLUDING THE ATTACHED GARAGE (if applicable), to be sprinklered to NFPA 13D. Any alterations or conversions to the attached garage (if applicable) to habitable living space shall not be permitted without first obtaining the approval of the Director of Planning and the Chief Building Official. Thermal protection measures and Laneway house design guidelines shall be required to be met prior to the approval of the conversion. | Levan Electrical Services Inc
EP-2023-06737 | 2023-07-31 | 3508 W 18TH AVENUE, Vancouver, BC V6S 1B1 | Electrical Permit | Residential | Renovation | Issued | Installation / Repair - Residential - Full rewire 200A service Data -Yes, the site is currently powered from a temp service. The new service will be on the garage and will be a new 200A 120/240V overhead service >BP: Exterior and interior alterations to provide improvements to this existing one family dwelling, Scope of working includes addition of 1/2 story, raising main floor depression add garage in rear - see DP 2022-00698 BOV Z35966 | Nelcan Electric Ltd
EP-2023-03130 | 2023-04-11 | 3508 W 18TH AVENUE, Vancouver, BC V6S 1B1 | Electrical Permit | Residential | Renovation - Dwelling Unit(s) only | Issued | Temporary Power - Residential - To provide temporary power. | Nelcan Electric Ltd
PP-2023-02996 | 2023-08-23 | 3508 W 18TH AVENUE, Vancouver, BC V6S 1B1 | Plumbing Permit | Residential | New | Issued | Residential - piping for rain water leader garage | Octiscapes Site Services Ltd
GP-2023-02626 | 2023-09-08 | 3508 W 18TH AVENUE, Vancouver, BC V6S 1B1 | Gas Permit | Residential | Renovation | Issued | Residential - 1 BBQ Box Rough in & finish >BP: Exterior and interior alterations to provide improvements to this existing one family dwelling Scope of working includes addition of 1/2 story, raising main floor depression add garage in rear - see DP 2022-00698 BOV Z35966 | McKellar Plumbing & Heating Ltd
PP-2023-03172 | 2023-09-08 | 3508 W 18TH AVENUE, Vancouver, BC V6S 1B1 | Plumbing Permit | Residential | Renovation | Issued | Residential - Rough in drainage & Water pipe to the following fixtures >BP: Exterior and interior alterations to provide improvements to this existing one family dwelling, Scope of working includes addition of 1/2 story, raising main floor depression add garage in rear - see DP 2022-00698 BOV Z35966 | McKellar Plumbing & Heating Ltd
MP-2023-01657 | 2023-09-12 | 3508 W 18TH AVENUE, Vancouver, BC V6S 1B1 | Mechanical Permit | NULL | NULL | Issued | NULL | BNA Systems Inc and/or Kirkland Metal Shop Ltd
SP-2023-01738 | 2023-11-02 | 3508 W 18TH AVENUE, Vancouver, BC V6S 1B1 | Sprinkler Permit | Residential | New | Issued | Residential - New sprinkler system for SFD >BP: Exterior and interior alterations to provide improvements to this existing one family dwelling, Scope of working includes addition of 1/2 story, raising main floor depression add garage in rear - see DP 2022-00698 BOV Z35966 | Allright Sprinklers Ltd
EP-2023-10586 | 2023-11-24 | 3508 W 18TH AVENUE, Vancouver, BC V6S 1B1 | Electrical Permit | Residential | Addition | Issued | Installation / Repair - Residential - rough wire and completion of security alarm system >BP: Exterior and interior alterations to provide improvements to this existing one family dwelling, Scope of working includes addition of 1/2 story, raising main floor depression add garage in rear - see DP 2022-00698 BOV Z35966 | Supertech Systems Ltd
GP-2021-04364 | 2022-01-04 | 3517 W 18TH AVENUE, Vancouver, BC V6S 1A9 | Gas Permit | Residential | Renovation | Completed | Residential - install gas line for gas stove in kitchen | Joyce Heating Services Ltd
PP-2022-01790 | 2022-05-26 | 620 W 19TH AVENUE, Vancouver, BC V5Z 1X1 | Plumbing Permit | Residential | New | Completed | Residential - Installation of new DCVA for drip irrigation | Able Irrigation Ltd
EP-2023-10305 | 2023-11-14 | 4077 W 18TH AVENUE, Vancouver, BC V6S 1B9 | Electrical Permit | Residential | New | Issued | Temporary Power - Residential - To provide temporary power. | Aidea Solutions Ltd
MP-2023-01111 | 2023-06-17 | 4094 W 18TH AVENUE, Vancouver, BC V6S 1B8 | Mechanical Permit | NULL | NULL | Completed | NULL | Arctic Fox Mechanical Ltd
EP-2023-05450 | 2023-06-29 | 4094 W 18TH AVENUE, Vancouver, BC V6S 1B8 | Electrical Permit | Residential | Tenant Improvement | Completed | Installation / Repair - Residential - Heat pump installation - Run 8/2 Teck cable from sub panel in basement to disconnect by back patio. From disconnect run whip into condenser. - Install 2 pole 30A Stablok breaker. - Terminate and test equipment. -reference: MP-2023-01111 | RVS Electrical Ltd
GP-2023-00320 | 2023-01-26 | 2 W 19TH AVENUE, Vancouver, BC V5Y 2B2 | Gas Permit | Residential | Renovation | Completed | Residential - install boiler March 2-2023-AMEND Please add tankless water heater replacement | ROMA Heating Ltd
GP-2022-00629 | 2022-02-28 | 15 W 19TH AVENUE, Vancouver, BC V5Y 2B3 | Gas Permit | Residential | New | Completed | Residential - 1FD+SS - #1 & #2 - Install 45 of underground gas piping from backyard of main house to detached garage for future BBQ To construct a 2 storey + basement one-family dwelling with a secondary suite ($728,500) located in the basement with a detached accessory building (garage), at the rear providing 2 parking spaces, having vehicular access from the lane. | Riley Plumbing Ltd
GP-2023-03393 | 2023-11-06 | 16 W 19TH AVENUE, Vancouver, BC V5Y 2B2 | Gas Permit | Residential | Renovation | Completed | Residential - RE&RE hot water tank | Milani Plumbing Heating & Air Conditioning Ltd
GP-2022-01015 | 2022-04-01 | 27 W 19TH AVENUE, Vancouver, BC V5Y 2B3 | Gas Permit | Residential | Addition | Completed | Residential - BBQ AND FIREPIT AMEND: AUG 8, 2022 ADD ANOTHER UNDERGROUND LINE SUPPLYING BACK SHED FOR FUTURE USE -gas piping about 16 meters | 0788459 BC Ltd
MP-2023-00581 | 2023-05-09 | 28 W 19TH AVENUE, Vancouver, BC V5Y 2B2 | Mechanical Permit | NULL | NULL | Completed | NULL | Superior Gas Installations & Service Ltd
GP-2023-01735 | 2023-06-03 | 28 W 19TH AVENUE, Vancouver, BC V5Y 2B2 | Gas Permit | Residential | Renovation | Completed | Residential - Removed the old water heater and installed a tankless | Superior Gas Installations & Service Ltd
EP-2023-02289 | 2023-03-17 | 28 W 19TH AVENUE, Vancouver, BC V5Y 2B2 | Electrical Permit | Residential | Tenant Improvement | Completed | Installation / Repair - Residential - 200 A Service Upgrade Heat pump and Hot water on demand amended. MP-2023-00581 NOT ISSUED YET. | RVS Electrical Ltd
GP-2023-00090 | 2023-01-10 | 33 W 19TH AVENUE, Vancouver, BC V5Y 2B3 | Gas Permit | Residential | New | Completed | Residential - to install 1 boiler 1 range 1 bbq 1 fireplace fireplace piping only >BP: To construct a 2 story + basement one-family dwelling with a detached accessory building (garage), at the rear providing 2 parking spaces, having vehicular access from the lane. Note: This is a 2 storey building pursuant to the Zoning and Development By-Law 1- Bar/Sink proposed in Basement 2- A/C unit proposed in the rear yard and upper floor 3- Schedule B: Xue Li Chen P.Eng (778.235.5447) Structural & Geotechnical and Architectural #1.5 4-HPO: Residential Builder - Laneside Homes Ltd. | Symbolistic Heating Ltd
EP-2023-00267 | 2023-01-19 | 33 W 19TH AVENUE, Vancouver, BC V5Y 2B3 | Electrical Permit | Residential | New | Completed | Installation / Repair - Residential - New construction >BP: To construct a 2 storey + basement one-family dwelling with a detached accessory building (garage), at the rear providing 2 parking spaces, having vehicular access from the lane. Note: This is a 2 storey building pursuant to the Zoning and Development By-Law 1- Bar/Sink proposed in Basement 2- A/C unit proposed in the rear yard and upper floor 3- Schedule B: Xue Li Chen P.Eng (778.235.5447) Structural & Geotechnical and Architectural #1.5 4-HPO: Residential Builder - Laneside Homes Ltd. | R & D Electric Ltd
EP-2023-00380 | 2023-01-17 | 33 W 19TH AVENUE, Vancouver, BC V5Y 2B3 | Electrical Permit | Residential | New | Completed | Installation / Repair - Residential - Low voltage rough wire & finish for data, cable, alarm, doorbell, audio, vacuum & cams. >BP: To construct a 2 storey + basement one-family dwelling with a detached accessory building (garage), at the rear providing 2 parking spaces, having vehicular access from the lane. Note: This is a 2 storey building pursuant to the Zoning and Development By-Law 1- Bar/Sink proposed in Basement 2- A/C unit proposed in the rear yard and upper floor 3- Schedule B: Xue Li Chen P.Eng (778.235.5447) Structural & Geotechnical and Architectural #1.5 4-HPO: Residential Builder - Laneside Homes Ltd. | Paratech Integrated Systems Ltd
PP-2022-04289 | 2022-11-29 | 33 W 19TH AVENUE, Vancouver, BC V5Y 2B3 | Plumbing Permit | Residential | New | Completed | Residential - All three floor To construct a 2 storey + basement one-family dwelling with a detached accessory building (garage), at the rear providing 2 parking spaces, having vehicular access from the lane. Note: This is a 2 storey building pursuant to the Zoning and Development By-Law 1- Bar/Sink proposed in Basement 2- A/C unit proposed in the rear yard and upper floor 3- Schedule B: Xue Li Chen P.Eng (778.235.5447) Structural & Geotechnical and Architectural #1.5 4-HPO: Residential Builder - Laneside Homes Ltd. | Blueline Plumbing & Heating Ltd
MP-2022-00666 | 2022-12-08 | 33 W 19TH AVENUE, Vancouver, BC V5Y 2B3 | Mechanical Permit | NULL | NULL | Completed | NULL | Blueline Plumbing & Heating Ltd
PP-2022-03813 | 2022-10-25 | 33 W 19TH AVENUE, Vancouver, BC V5Y 2B3 | Plumbing Permit | Residential | New | Completed | Residential - 1FD - Outside sump | Power Excavating Ltd
SP-2022-01263 | 2023-01-24 | 33 W 19TH AVENUE, Vancouver, BC V5Y 2B3 | Sprinkler Permit | Residential | New | Completed | Residential - new sprinkler system >BP: To construct a 2 storey + basement one-family dwelling ($703,500) with a detached accessory building (garage), at the rear providing 2 parking spaces, having vehicular access from the lane. Note: This is a 2 storey building pursuant to the Zoning and Development By-Law 1- Bar/Sink proposed in Basement 2- A/C unit proposed in the rear yard and upper floor 3- Schedule B: Xue Li Chen P.Eng (778.235.5447) Structural & Geotechnical and Architectural #1.5 4-HPO: Residential Builder - Laneside Homes Ltd. ******THIS PERMIT HAS BEEN ISSUED UNDER THE REQUIREMENTS OF VBBL #12511 (2019)****** | Haven Fire Protection Ltd
EP-2022-05776 | 2022-07-08 | 33 W 19TH AVENUE, Vancouver, BC V5Y 2B3 | Electrical Permit | Residential | New | Expired | Temporary Power - Residential - To provide temporary power. | R & D Electric Ltd
NULL | NULL | 33 W 19TH AVENUE, Vancouver, BC V5Y 2B3 | Mechanical Permit | NULL | NULL | Draft | NULL | Blueline Plumbing & Heating Ltd
GP-2023-00889 | 2023-03-14 | 33 W 19TH AVENUE, Vancouver, BC V5Y 2B3 | Gas Permit | Residential | New | Completed | Residential - 1 Fireplace Venting and hook up only >BP: To construct a 2 storey + basement one-family dwelling ($703,500) with a detached accessory building (garage), at the rear providing 2 parking spaces, having vehicular access from the lane. | ORAY FIREPLACES LTD
MP-2023-01536 | 2023-08-21 | 33 W 19TH AVENUE, Vancouver, BC V5Y 2B3 | Mechanical Permit | NULL | NULL | Completed | NULL | Century Twenty One Gas & Heating Co. Ltd
GP-2022-02220 | 2022-07-29 | 3615 W 1ST AVENUE, Vancouver, BC V6R 1H1 | Gas Permit | Residential | Renovation | Completed | Residential - INSTALL Q1 INSERT IN DINING ROOM APPROX 15' OF GAS INSTALL Q1 DV IN LIVING ROOM WITH APPROX 30' OF GAS | BC Fireplace Service Inc
EP-2022-02731 | 2022-04-06 | 644 W 20TH AVENUE, Vancouver, BC V5Z 1Y1 | Electrical Permit | Residential | Addition | Completed | Installation / Repair - Residential - -8/3 TECK cable from house to outdoor junction box. (*rough in only*) - 12/2 TECK cable from house to outdoor junction box on 20A circuit breaker. - Outdoor 20A GFCI receptacle with bubble cover. -12/2 TECK cable for hardwiring gate motor. >>>Amend: June 10th -Supply and install all associated electrical infrastructure for the following: o 8/3 TECK cable from main panel to outdoor junction box. o 12/2 TECK cable from main panel to outdoor junction box. o DCC-10 load miser for purpose of EV charger circuit (**required to meet code**) o Outdoor 20A GFCI receptacle with bubble cover. o 12/2 TECK cable for hardwiring gate motor. | Hall Electrical Ltd
EP-2023-09820 | 2023-11-09 | 724 W 19TH AVENUE, Vancouver, BC V5Z 1X2 | Electrical Permit | Residential | Renovation | Completed | Installation / Repair - Residential - Run EV charger circuit to front of house for future potential WWOP under ground done. | Nelcan Electric Ltd
EP-2023-03342 | 2023-04-19 | 760 W 19TH AVENUE, Vancouver, BC V5Z 1X2 | Electrical Permit | Residential | Addition | Completed | Installation / Repair - Residential - Installation of security system | ADT Security Services Canada Inc
EP-2023-05090 | NULL | 776 W 19TH AVENUE, Vancouver, BC V5Z 1X2 | Electrical Permit | Residential | Addition | Applicant Revisions | Installation / Repair - Residential - Run dedicate circuit for a heat pump 2 fee from the 125 amp Electrical Panel. *MP-2023-00919: Issued (Heating and Cooling) | JZ Electric Ltd
MP-2023-00919 | 2023-05-24 | 776 W 19TH AVENUE, Vancouver, BC V5Z 1X2 | Mechanical Permit | NULL | NULL | Issued | NULL | Kits Plumbing and Heating Ltd
GP-2023-03739 | 2023-11-27 | 416 W 15TH AVENUE, Vancouver, BC V5Y 1Y4 | Gas Permit | Residential | Renovation | Completed | Residential - Replacement Gas HWT | Hillcrest Plumbing & Heating (1991) Ltd
GP-2022-00822 | NULL | 815 W 15TH AVENUE, Vancouver, BC V5Z 1R8 | Gas Permit | Residential | New | Withdrawn | Residential - Installation of gas piping for range | JJM Mechanical Group Ltd
EP-2022-01074 | 2022-02-10 | 815 W 15TH AVENUE, Vancouver, BC V5Z 1R8 | Electrical Permit | Commercial | NULL | Expired | Annual / Operating - Annual Maintenance. Valid February 10, 2022 until February 9, 2023. | Octane Electric Ltd
EP-2024-00261 | 2024-01-18 | 815 W 15TH AVENUE, Vancouver, BC V5Z 1R8 | Electrical Permit | Commercial | Tenant Improvement | Issued | Installation / Repair - Commercial - WO 171863 RE & RE of 2 sanitary sump pumps only Retrofit/Replacement Like for like exact appliance replacement. Service remained the same, breaker & electrical feed confirmed to be originally sized properly. Equipment will be replaced in the same location as the existing unit. No change in equipment capacity or fuel. | Haakon Industries (Canada) Ltd.
EP-2023-02476 | 2023-03-23 | 815 W 15TH AVENUE, Vancouver, BC V5Z 1R8 | Electrical Permit | Commercial | NULL | Issued | Annual / Operating - Applying for an Annual Operating for this Property. Fire Alarm verification Annually. Renewal of EP-2022-01074 Valid: February 10, 2023 until February 9, 2024 | Octane Electric Ltd
EP-2023-00073 | 2023-01-05 | 825 W 15TH AVENUE, Vancouver, BC V5Z 1R8 | Electrical Permit | Commercial | Renovation | Completed | Installation / Repair - Commercial - Change out of Fire Alarm Panel. Addition of ULC Monitoring. Note: This permit has been issued based on Bulletin 2018-004-BU/EL. | Elite Fire Protection Ltd
PP-2022-00390 | 2022-02-04 | 825 W 15TH AVENUE, Vancouver, BC V5Z 1R8 | Plumbing Permit | Commercial | Renovation - Dwelling Unit(s) only | Completed | Commercial - Domestic Water Re pipe of 14 suites on 3 floors | Brighter Mechanical Ltd
PP-2023-02374 | 2023-07-06 | 826 W 15TH AVENUE, Vancouver, BC V5Z 1R7 | Plumbing Permit | Residential | Renovation | Issued | Residential - Perimeter drainage replacement, sump installation, installation of outgoing storm line and replacing outgoing sanitary line | John Aresta & Chlorice Celman
GP-2023-03063 | 2023-10-13 | 2425 W 15TH AVENUE, Vancouver, BC V6K 2Z1 | Gas Permit | Residential | Renovation | Completed | Residential - RE&RE boiler | Milani Plumbing Heating & Air Conditioning Ltd
EP-2023-06784 | 2023-07-25 | 2436 W 15TH AVENUE, Vancouver, BC V6K 2Z2 | Electrical Permit | Commercial | NULL | Expired | Movie Set / Filming - To allow for Movie Set/Filming Applicant shall provide completed Contractor Declaration form, and dates of filming and associated location(s) to csinspection.clerks@vancouver.ca prior to the commencement of filming. Visit vancouver.ca/inspections for more details. | DEERFOOT 17 FILMS INC.
EP-2022-08946 | 2022-10-21 | 2456 W 15TH AVENUE, Vancouver, BC V6K 2Z2 | Electrical Permit | Residential | Renovation | Completed | Installation / Repair - Residential - Wiring branch/appliance circuits,install smoke detectors,safety check circuits recently wired by somebody else. -grounding/bonding just for receptacles and switches >BP: Exterior and Interior alterations and change of use of this existing two-storey one-family dwelling (with summer kitchen) to a one-family dwelling with a secondary suite, with 2 parking spaces in the attached garage having vehicular access off the rear lane Scope of work: - No work to be done on the main floor (upper floor) - Replace one window with a new sliding door to the rear yard - Remove the fireplace at the ground floor - Install new 3-piece bathroom with washer/dryer - Install a wooden landing outside the sliding door - Install new flooring and paint the interior walls - Install fire doors as shown on the plan - Install smoke alarms and CO detectors as shown on the plan Note: - No strata-titling will be permitted. - DBI to determine on-site whether Structural drawings and schedule B are required - No proposed work on the upper floor. This permit is for changing the single-family dwelling to a single-family dwelling with a secondary suite on the ground floor on this site. Any unauthorized work on this site, existing or otherwise, is neither recognized nor approved and may be subject to enforcement action. Amend: Nov 16, 2022 Upload electrical load calculation requested by COV inspector Stephanie Jang. | Myarc Electrical Inc
PP-2022-03971 | 2022-11-03 | 2456 W 15TH AVENUE, Vancouver, BC V6K 2Z2 | Plumbing Permit | Residential | Addition | Completed | Residential - Addition of washroom in basement. >DB: Exterior and Interior alterations and change of use of this existing two-storey one-family dwelling (with summer kitchen) to a one-family dwelling with a secondary suite, with 2 parking spaces in the attached garage having vehicular access off the rear lane Scope of work: - No work to be done on the main floor (upper floor) - Replace one window with a new sliding door to the rear yard - Remove the fireplace at the ground floor - Install new 3-piece bathroom with washer/dryer - Install a wooden landing outside the sliding door - Install new flooring and paint the interior walls - Install fire doors as shown on the plan - Install smoke alarms and CO detectors as shown on the plan | Gunar Martinez
NULL | NULL | 2456 W 15TH AVENUE, Vancouver, BC V6K 2Z2 | Plumbing Permit | Residential | Addition | Draft | Residential - Adding a full bathroom to the basement. | NULL
EP-2022-01822 | 2022-03-07 | 2848 W 17TH AVENUE, Vancouver, BC V6L 1A2 | Electrical Permit | Residential | New | Expired | Temporary Power - Residential - To provide temporary power. NOTE: Work authorized by this permit is for placement of a temporary power pole only and does not authorize any site construction and/or excavation. A separate Building Permit will be required prior to commencement of any other work on this site. | Kraftsman Electric Ltd
PP-2022-03570 | 2022-10-07 | 2848 W 17TH AVENUE, Vancouver, BC V6L 1A2 | Plumbing Permit | Residential | New | Completed | Residential - SUMP | Bhullar Excavating and Demolition
PP-2022-04364 | 2022-12-08 | 2848 W 17TH AVENUE, Vancouver, BC V6L 1A2 | Plumbing Permit | Residential | New | Completed | Residential - 1FD+LO - #1 & #2 - PLUMBING >DB: To construct a 2 storey + basement one-family with an attached garage providing 1 parking space, having vehicular access from the street. 1. A/C proposed – Exterior component located in rear yard, Interior component located in second floor closet 2. Bar sink located in basement | Forbes Mechanical Ltd
MP-2022-00704 | 2022-12-13 | 2848 W 17TH AVENUE, Vancouver, BC V6L 1A2 | Mechanical Permit | NULL | NULL | Completed | NULL | Forbes Mechanical Ltd
EP-2022-07990 | 2022-09-22 | 2848 W 17TH AVENUE, Vancouver, BC V6L 1A2 | Electrical Permit | Residential | New | Completed | Installation / Repair - Residential - Electrical wiring for NEW: >BP: To construct a 2 storey + basement one-family ($472,800.00) with an attached garage providing 1 parking space, having vehicular access from the street. 1. A/C proposed – Exterior component located in rear yard, Interior component located in second floor closet 2. Bar sink located in basement 3. Schedule B: (Tsung-Hua Yang) Structural & Geotechnical. 4. HPO: Residential Builder- (J H P Development Ltd. >>Amend: April 14th -contractor to amend permit description to include all wiring installed including rough in for future secondary suite range, washer dryer, and sub panel. Amendment to be completed prior to having rough wire inspection passed. | Kraftsman Electric Ltd
GP-2023-00918 | 2023-03-15 | 2848 W 17TH AVENUE, Vancouver, BC V6L 1A2 | Gas Permit | Residential | New | Completed | Residential - To install boiler range BBQ There is pipping for BBQ >BP: To construct a 2 storey + basement one-family ($472,800.00) with an attached garage providing 1 parking space, having vehicular access from the street. | JOT MECHANICAL LTD
SP-2023-00531 | 2023-03-28 | 2848 W 17TH AVENUE, Vancouver, BC V6L 1A2 | Sprinkler Permit | Residential | New | Completed | Residential - Install sprinklers in sfd >DB: To construct a 2 storey + basement one-family with an attached garage providing 1 parking space, having vehicular access from the street. 1. A/C proposed – Exterior component located in rear yard, Interior component located in second floor closet 2. Bar sink located in basement | Gold Key Fire Protection Ltd
EP-2023-03285 | 2023-04-18 | 2848 W 17TH AVENUE, Vancouver, BC V6L 1A2 | Electrical Permit | Residential | New | Completed | Installation / Repair - Residential - Security Alarm, TV, Tel., Internet, Intercom, Vacuum >BP: To construct a 2 storey + basement one-family ($472,800.00) with an attached garage providing 1 parking space, having vehicular access from the street. 1. A/C proposed – Exterior component located in rear yard, Interior component located in second floor closet 2. Bar sink located in basement 3. Schedule B: (Tsung-Hua Yang) Structural & Geotechnical. 4. HPO: Residential Builder- (J H P Development Ltd. Note: This is a 2 storey building pursuant to the Zoning and Development By-Law Address Information: Principal Dwelling: 2848 W 17th Av - 1 Family Dwelling (1st & 2nd storey) Address and suite numbers assigned as per approved plans for Fire and Emergency response. The address number is to be posted to the building to be visible from the street and the suite numbers are to be posted at the suite entries in accordance with the Building By-law prior to final inspection. **THIS PERMIT HAS BEEN ISSUED UNDER THE REQUIREMENTS OF VBBL #12511 (2019) ** | Covert Security Solutions Inc
EP-2023-03042 | 2023-04-06 | 2848 W 17TH AVENUE, Vancouver, BC V6L 1A2 | Electrical Permit | Residential | Addition | Issued | Temporary Power - Residential - To provide temporary power. | Kraftsman Electric Ltd
EP-2022-06605 | 2022-08-08 | 1560 W 16TH AVENUE, Vancouver, BC V6J 2L6 | Electrical Permit | Residential | Renovation | Completed | Installation / Repair - Residential - Upgrade a new 200-amp service and install an Electric vehicle charging plug | UCAN Build Ltd
GP-2022-02346 | 2022-08-10 | 677 W 19TH AVENUE, Vancouver, BC V5Z 1W9 | Gas Permit | Residential | Renovation - Dwelling Unit(s) only | Completed | Residential - RE&RE water heater w/ IBC tankless (199,000 BTU) | Kits Plumbing and Heating Ltd
EP-2022-00190 | NULL | 677 W 19TH AVENUE, Vancouver, BC V5Z 1W9 | Electrical Permit | Residential | Addition | Withdrawn | Installation / Repair - Residential - Cable pre wired to a jb out side. Run cable from junction box to a spa pack with a gfci breaker, then run the cable to the hot tub | NULL
MP-2022-00720 | 2022-12-15 | 683 W 19TH AVENUE, Vancouver, BC V5Z 1W9 | Mechanical Permit | NULL | NULL | Completed | NULL | Century Twenty One Gas & Heating Co. Ltd
PP-2022-04492 | 2022-12-16 | 683 W 19TH AVENUE, Vancouver, BC V5Z 1W9 | Plumbing Permit | Residential | New | Completed | Residential - Installation of plumbing fixtures in DUPLEX >BP: To construct a two-storey two-family dwelling with one secondary suite ($900,000) located in the basement, with a detached accessory building (garage) at the rear providing 2 parking spaces, having vehicular access from the lane. Note: This is a 2 storey building pursuant to the Zoning and Development By-Law 1. Covenant registered at the Land Title Office under CA9853320 2. No strata titling permitted 3. A/C units proposed in the rear yard 4. No bar sinks proposed 5. Schedule B: Zhao Guan, P.Eng (778-868-5635) Geotechnical Beerinder Sidhu, P.Eng (604-339-0034) Structural & Geotechnical 6. HPO: Residential Builder - 78 Home Designs Ltd. 7. The entire building, INCLUDING THE ATTACHED GARAGE (if applicable), to be sprinklered to 2XNFPA 13D. | Century Twenty One Gas & Heating Co. Ltd
EP-2022-08538 | 2022-10-06 | 683 W 19TH AVENUE, Vancouver, BC V5Z 1W9 | Electrical Permit | Residential | New | Expired | Temporary Power - Residential - To provide temporary power. | STAT ELECTRICS LIMITED
PP-2022-03790 | 2022-10-27 | 683 W 19TH AVENUE, Vancouver, BC V5Z 1W9 | Plumbing Permit | Residential | New | Completed | Residential - Sump Nov 15/2023-AMEND Provided engineer letter for sump with pump Change outside sump to outside sump with pump | Khela Excavating Ltd.
SP-2023-00661 | 2023-04-17 | 683 W 19TH AVENUE, Vancouver, BC V5Z 1W9 | Sprinkler Permit | Residential | New | Completed | Residential - 2FD+SS -FRONT - 683 W 19TH AV - #1 & #2 BACK - 683 W 19TH AV - #3 install 35 sprinkler heads for new construction The entire building, INCLUDING THE ATTACHED GARAGE (if applicable), to be sprinklered to 2XNFPA 13D. >DB: To construct a two-storey two-family dwelling with one secondary suite located in the basement, with a detached accessory building (garage) at the rear providing 2 parking spaces, having vehicular access from the lane. Note: This is a 2 storey building pursuant to the Zoning and Development By-Law 1. Covenant registered at the Land Title Office under CA9853320 2. No strata titling permitted 3. A/C units proposed in the rear yard 4. No bar sinks proposed | Preet Plumbing Heating And Sprinkle Ltd
EP-2023-03495 | 2023-04-27 | 683 W 19TH AVENUE, Vancouver, BC V5Z 1W9 | Electrical Permit | Residential | New | Completed | Installation / Repair - Residential - Duplex wiring 100A service to Unit A - 683 W 1th. Ave. 100A Service to Unit B - 683 W 19th Ave. >BP: To construct a two-storey two-family dwelling with one secondary suite ($900,000) located in the basement, with a detached accessory building (garage) at the rear providing 2 parking spaces, having vehicular access from the lane. Note: This is a 2 storey building pursuant to the Zoning and Development By-Law 1. Covenant registered at the Land Title Office under CA9853320 2. No strata titling permitted 3. A/C units proposed in the rear yard 4. No bar sinks proposed 5. Schedule B: Zhao Guan, P.Eng (778-868-5635) Geotechnical Beerinder Sidhu, P.Eng (604-339-0034) Structural & Geotechnical 6. HPO: Residential Builder - 78 Home Designs Ltd. 7. The entire building, INCLUDING THE ATTACHED GARAGE (if applicable), to be sprinklered to 2XNFPA 13D. | L.H. ELECTRIC LTD
EP-2023-04297 | 2023-05-23 | 683 W 19TH AVENUE, Vancouver, BC V5Z 1W9 | Electrical Permit | Residential | New | Completed | Installation / Repair - Residential - Rough-in of alarm , tv telephone internet and vacuum. Completion of alarm. >BP: To construct a two-storey two-family dwelling with one secondary suite ($900,000) located in the basement, with a detached accessory building (garage) at the rear providing 2 parking spaces, having vehicular access from the lane. Note: This Building Permit will remain in a suspended status until the associated (green) Demolition Permit BP-2021-04788 is completed. Note: This is a 2 storey building pursuant to the Zoning and Development By-Law 1. Covenant registered at the Land Title Office under CA9853320 2. No strata titling permitted 3. A/C units proposed in the rear yard 4. No bar sinks proposed 5. Schedule B: Zhao Guan, P.Eng (778-868-5635) Geotechnical Beerinder Sidhu, P.Eng (604-339-0034) Structural & Geotechnical 6. HPO: Residential Builder - 78 Home Designs Ltd. 7. The entire building, INCLUDING THE ATTACHED GARAGE (if applicable), to be sprinklered to 2XNFPA 13D. ******THIS PERMIT HAS BEEN ISSUED UNDER THE REQUIREMENTS OF VBBL #12511 (2019)****** | B&E Low Voltage and Home Automation Ltd
GP-2023-01449 | 2023-05-04 | 683 W 19TH AVENUE, Vancouver, BC V5Z 1W9 | Gas Permit | Residential | New | Completed | Residential - 2 Ranges, 2 Boilers, 2 BBQ's & 2 Fireplaces >BP: To construct a two-storey two-family dwelling with one secondary suite | Century Twenty One Gas & Heating Co. Ltd
EP-2023-08084 | 2023-09-15 | 687 W 19TH AVENUE, Vancouver, BC V5Z 1W9 | Electrical Permit | Residential | Renovation | Completed | Installation / Repair - Residential - ¦ 1FD- 200A SERVICE UPGRADE ¦ New 200A overhead service to private pole located on north side of the property.No interior work to be done other than where the new panel will be installed. Owner wants service to move so wire will not be damaged by large trees on the property. | F & S Electrical Ltd
GP-2023-00764 | 2023-03-03 | 2736 W 18TH AVENUE, Vancouver, BC V6L 1B5 | Gas Permit | Residential | Renovation | Completed | Residential - 40 gallon hot water tank Re and Re | Airlink Heating and Plumbing Ltd
GP-2022-00742 | 2022-03-09 | 2736 W 18TH AVENUE, Vancouver, BC V6L 1B5 | Gas Permit | Residential | Renovation | Completed | Residential - New gas fireplace insert with vent & hook up | Fastgo System 2011 Inc DBA Fireplaces Unlimited
GP-2023-03414 | 2023-11-06 | 2741 W 18TH AVENUE, Vancouver, BC V6L 1B4 | Gas Permit | Residential | Renovation | Completed | Residential - RE&RE boiler | Milani Plumbing Heating & Air Conditioning Ltd
GP-2022-01716 | 2022-06-07 | 186 W 17TH AVENUE, Vancouver, BC V5Y 1Z6 | Gas Permit | Residential | New | Completed | Residential - Installation of 1 gas permit - venting and hook up only. Exterior/Interior alteration and change use from an existing one family dwelling with secondary suite to one family dwelling. Scope of work to include an addition on the lower floor by enclosing the sunken patio to bedroom and a bump-out for the interconnected stairs, extend study room to flush with kitchen exterior wall on main floor, and an addition on the upper floor by adding a master bedroom with ensuite bathroom. | Urban Fireplaces Ltd
EP-2022-03777 | 2022-05-12 | 186 W 17TH AVENUE, Vancouver, BC V5Y 1Z6 | Electrical Permit | Residential | Renovation | Completed | Installation / Repair - Residential - full home renovation full house re wire, pot lights, switches, plugs washer, dryer range, fridge dishwasher hood fan sump pump >BP: Exterior/Interior alteration and change use from an existing one family dwelling with secondary suite to one family dwelling. Scope of work to include an addition on the lower floor by enclosing the sunken patio to bedroom and a bump-out for the interconnected stairs, extend study room to flush with kitchen exterior wall on main floor, and an addition on the upper floor by adding a master bedroom with ensuite bathroom. Addressing notes: 186 W 17th Av - One Family Dwelling (2 storey & basement) As the result of the removal of the secondary suite, the address of 184 W 17th Av has been cancelled and is to be removed from the building. 186 is to be posted on the building and to be clearly visible from the street in accordance with the Building By-law prior to final inspection. Letters of assurance rcvd J Allester 604.228.0518 A sprinkler permit is required for all sprinkler work. | F & S Electrical Ltd
EP-2022-03763 | 2022-05-09 | 186 W 17TH AVENUE, Vancouver, BC V5Y 1Z6 | Electrical Permit | Residential | Renovation | Completed | Installation / Repair - Residential - Low voltage: Data and speaker wiring >BP: Exterior/Interior alteration and change use from an existing one family dwelling with secondary suite to one family dwelling. Scope of work to include an addition on the lower floor by enclosing the sunken patio to bedroom and a bump-out for the interconnected stairs, extend study room to flush with kitchen exterior wall on main floor, and an addition on the upper floor by adding a master bedroom with ensuite bathroom. Addressing notes: 186 W 17th Av - One Family Dwelling (2 storey & basement) As the result of the removal of the secondary suite, the address of 184 W 17th Av has been cancelled and is to be removed from the building. 186 is to be posted on the building and to be clearly visible from the street in accordance with the Building By-law prior to final inspection. Letters of assurance rcvd J Allester 604.228.0518 A sprinkler permit is required for all sprinkler work. | LVT Installations
SP-2022-00707 | 2022-05-08 | 186 W 17TH AVENUE, Vancouver, BC V5Y 1Z6 | Sprinkler Permit | Residential | Renovation | Completed | Residential - Sprinkler system for renovation Exterior/Interior alteration and change use from an existing one family dwelling with secondary suite to one family dwelling. Scope of work to include an addition on the lower floor by enclosing the sunken patio to bedroom and a bump-out for the interconnected stairs, extend study room to flush with kitchen exterior wall on main floor, and an addition on the upper floor by adding a master bedroom with ensuite bathroom. Addressing notes: 186 W 17th Av - One Family Dwelling (2 storey & basement) | Allright Sprinklers Ltd
GP-2022-01544 | 2022-05-20 | 186 W 17TH AVENUE, Vancouver, BC V5Y 1Z6 | Gas Permit | Residential | Renovation | Completed | Residential - Hole house reno | Perfect Fit Plumbing & Heating Ltd
GP-2023-00984 | 2023-03-21 | 186 W 17TH AVENUE, Vancouver, BC V5Y 1Z6 | Gas Permit | Residential | New | Cancelled | Residential - Supplying an underground gas line from the house to a fire table. Gas will be ran underground. | Pacific Peak to Peak Plumbing & Heating Ltd
GP-2022-01136 | 2022-04-11 | 241 W 17TH AVENUE, Vancouver, BC V5Y 1Z9 | Gas Permit | Residential | Tenant Improvement | Completed | Residential - replace the water heater Tank less Navien | Shirzad Akhgarian O/A Highgate Plumbing, Gas & Heating
GP-2022-03023 | 2022-10-05 | 307 W 17TH AVENUE, Vancouver, BC V5Y 1Z9 | Gas Permit | Residential | Renovation | Completed | Residential - Re & re Furnace ( BTU 70.000) | Milani Plumbing Heating & Air Conditioning Ltd
GP-2023-01030 | 2023-03-24 | 317 W 17TH AVENUE, Vancouver, BC V5Y 1Z9 | Gas Permit | Residential | Renovation | Completed | Residential - Furnace Re and Re | Airlink Heating and Plumbing Ltd
EP-2022-03691 | 2022-05-10 | 327 W 17TH AVENUE, Vancouver, BC V5Y 1Z9 | Electrical Permit | Residential | Renovation | Completed | Installation / Repair - Residential - Dedicated Circuit for Heat Pump | Pacific Star Electric Inc
SP-2022-00120 | 2022-01-31 | 838 W 19TH AVENUE, Vancouver, BC V5Z 1X3 | Sprinkler Permit | Residential | New | Completed | Residential - DUPLEX WITH NEW SPRINKLERS >BP: To construct a 2.5 storey two-family dwelling ($703,832.5) with a detached accessory building (garage), having vehicular access from the lane. 1. No A/C Unit proposed 2. Schedule B: (Md. Shahidul Alam) P.Eng (604.653.7475) Structural 3. Schedule B: (Md. Shahidul Alam) P.Eng (604.653.7475) Geotechnical 4. HPO: Residential Builder- (Pushpinder Kalra) Note: This is a 2.5 storey building pursuant to the Zoning and Development By-Law Address Information: Principle Dwelling #1: 838 W 19 AVE Principle Dwelling #2: 840 W 19 AVE Address numbers assigned as per approved plans for Fire and Emergency response. The address numbers are to be posted to the building and to be visible from the street in accordance with the Building By-law prior to final inspection. **THIS PERMIT HAS BEEN ISSUED UNDER THE REQUIREMENTS OF VBBL #12511 (2019) ** Site investigation indicated that there was no peat present and is subject to final verification on site during construction | BC Fire Sprinklers Ltd
EP-2022-00818 | 2022-02-22 | 838 W 19TH AVENUE, Vancouver, BC V5Z 1X3 | Electrical Permit | Residential | New | Completed | Installation / Repair - Residential - 200 amp main service 100 amp for each unit -Ac roughin only >BP: To construct a 2.5 storey two-family dwelling ($703,832.5) with a detached accessory building (garage), having vehicular access from the lane. 1. No A/C Unit proposed 2. Schedule B: (Md. Shahidul Alam) P.Eng (604.653.7475) Structural 3. Schedule B: (Md. Shahidul Alam) P.Eng (604.653.7475) Geotechnical 4. HPO: Residential Builder- (Pushpinder Kalra) Note: This is a 2.5 storey building pursuant to the Zoning and Development By-Law Address Information: Principle Dwelling #1: 838 W 19 AVE Principle Dwelling #2: 840 W 19 AVE Address numbers assigned as per approved plans for Fire and Emergency response. The address numbers are to be posted to the building and to be visible from the street in accordance with the Building By-law prior to final inspection. **THIS PERMIT HAS BEEN ISSUED UNDER THE REQUIREMENTS OF VBBL #12511 (2019) ** Site investigation indicated that there was no peat present and is subject to final verification on site during construction | H.L. ELECTRICAL LTD
EP-2022-01015 | 2022-03-08 | 838 W 19TH AVENUE, Vancouver, BC V5Z 1X3 | Electrical Permit | Residential | New | Completed | Installation / Repair - Residential - Security alarm, tv cables, telephone and door chime >BP: To construct a 2.5 storey two-family dwelling ($703,832.5) with a detached accessory building (garage), having vehicular access from the lane. 1. No A/C Unit proposed 2. Schedule B: (Md. Shahidul Alam) P.Eng (604.653.7475) Structural 3. Schedule B: (Md. Shahidul Alam) P.Eng (604.653.7475) Geotechnical 4. HPO: Residential Builder- (Pushpinder Kalra) Note: This is a 2.5 storey building pursuant to the Zoning and Development By-Law Address Information: Principle Dwelling #1: 838 W 19 AVE Principle Dwelling #2: 840 W 19 AVE Address numbers assigned as per approved plans for Fire and Emergency response. The address numbers are to be posted to the building and to be visible from the street in accordance with the Building By-law prior to final inspection. **THIS PERMIT HAS BEEN ISSUED UNDER THE REQUIREMENTS OF VBBL #12511 (2019) ** Site investigation indicated that there was no peat present and is subject to final verification on site during construction | A B L SECURITY SYSTEMS LTD.
GP-2022-01195 | 2022-04-25 | 838 W 19TH AVENUE, Vancouver, BC V5Z 1X3 | Gas Permit | Residential | New | Completed | Residential - gas work To construct a 2.5 storey two-family dwelling with a detached accessory building (garage), having vehicular access from the lane. **Amended - Sept 13 Added 2 Range (piping only for BBQ) in appliances. | Destiny Mechanical Ltd
EP-2022-02412 | 2022-03-24 | 849 W 19TH AVENUE, Vancouver, BC V5Z 1X4 | Electrical Permit | Residential | New | Expired | Temporary Power - Residential - To provide temporary power. | Skyview Electrical Ltd
EP-2023-02986 | 2023-04-04 | 849 W 19TH AVENUE, Vancouver, BC V5Z 1X4 | Electrical Permit | Residential | New | Issued | Temporary Power - Residential - To provide temporary power. | Skyview Electrical Ltd
GP-2023-00435 | 2023-02-08 | 849 W 19TH AVENUE, Vancouver, BC V5Z 1X4 | Gas Permit | Residential | New | Issued | Residential - to install 1 boiler 1 range 1 bbq 1 fireplace fireplace piping only >BP: To construct a 2 storey one-family dwelling with a detached accessory building (garage), at the rear providing 2 parking spaces, having vehicular access from the lane. | Symbolistic Heating Ltd
SP-2023-01039 | 2023-06-12 | 849 W 19TH AVENUE, Vancouver, BC V5Z 1X4 | Sprinkler Permit | Residential | New | Issued | Residential - Install sprinklers in sfd >DB: To construct a 2 storey one-family dwelling with a detached accessory building (garage), at the rear providing 2 parking spaces, having vehicular access from the lane. Note: This is a 2 storey building pursuant to the Zoning and Development By-Law 1- Bar/Sink proposed in main floor. 2- A/C unit proposed in rear yard. The entire building, to be sprinklered to NFPA 13D. | Gold Key Fire Protection Ltd
EP-2023-04825 | 2023-06-01 | 849 W 19TH AVENUE, Vancouver, BC V5Z 1X4 | Electrical Permit | Residential | New | Issued | Installation / Repair - Residential - Install security, intercom, camera, tel, tv, data, rough in & completion. >BP: To construct a 2 storey one-family dwelling with a detached accessory building (garage), at the rear providing 2 parking spaces, having vehicular access from the lane. Note: This is a 2 storey building pursuant to the Zoning and Development By-Law 1- Bar/Sink proposed in main floor. 2- A/C unit proposed in rear yard. 3- Schedule B: K.T.C. Nguyen P.Eng (604.326.2701) Structural 4- Schedule B: Paullus K.F. Young P.Eng (604.841.7748) Geotechnical 5- HPO: Tyko Development Ltd. Combustible projections or roof soffits on an exposing building face shall not project to less than .45m from the property line and shall be in compliance with VBBL 2019 9.10.15.5.(9) The entire building, to be sprinklered to NFPA 13D. ******THIS PERMIT HAS BEEN ISSUED UNDER THE REQUIREMENTS OF VBBL #12511 (2019)****** | Repel Security Systems Ltd
PP-2022-03722 | 2022-10-18 | 849 W 19TH AVENUE, Vancouver, BC V5Z 1X4 | Plumbing Permit | Residential | New | Issued | Residential - SUMPS | Power Excavating Ltd
PP-2022-04043 | 2022-11-09 | 849 W 19TH AVENUE, Vancouver, BC V5Z 1X4 | Plumbing Permit | Residential | New | Issued | Residential - installing new plumbing fixtures inside the single family dwelling >BP: To construct a 2 storey one-family dwelling with a detached accessory building (garage), at the rear providing 2 parking spaces, having vehicular access from the lane. Note: This is a 2 storey building pursuant to the Zoning and Development By-Law 1- Bar/Sink proposed in main floor. 2- A/C unit proposed in rear yard. 3- Schedule B: K.T.C. Nguyen P.Eng (604.326.2701) Structural 4- Schedule B: Paullus K.F. Young P.Eng (604.841.7748) Geotechnical 5- HPO: Tyko Development Ltd. ******THIS PERMIT HAS BEEN ISSUED UNDER THE REQUIREMENTS OF VBBL #12511 (2019)****** | SUNSHINE PLUMBING LTD
MP-2022-00580 | 2022-11-18 | 849 W 19TH AVENUE, Vancouver, BC V5Z 1X4 | Mechanical Permit | NULL | NULL | Issued | NULL | SUNSHINE PLUMBING LTD
EP-2023-00153 | 2023-01-10 | 849 W 19TH AVENUE, Vancouver, BC V5Z 1X4 | Electrical Permit | Residential | New | Issued | Installation / Repair - Residential - Single family dwelling being built. New electrical wiring and new electrical service to be installed. >BP: To construct a 2 storey one-family dwelling with a detached accessory building (garage), at the rear providing 2 parking spaces, having vehicular access from the lane. This Building Permit will remain in a suspended status until the associated (green) Demolition Permit BP-2021-03938 is completed. Note: This is a 2 storey building pursuant to the Zoning and Development By-Law 1- Bar/Sink proposed in main floor. 2- A/C unit proposed in rear yard. 3- Schedule B: K.T.C. Nguyen P.Eng (604.326.2701) Structural 4- Schedule B: Paullus K.F. Young P.Eng (604.841.7748) Geotechnical 5- HPO: Tyko Development Ltd. Combustible projections or roof soffits on an exposing building face shall not project to less than .45m from the property line and shall be in compliance with VBBL 2019 9.10.15.5.(9) The entire building, to be sprinklered to NFPA 13D. ******THIS PERMIT HAS BEEN ISSUED UNDER THE REQUIREMENTS OF VBBL #12511 (2019)****** | Skyview Electrical Ltd
GP-2023-04107 | 2023-12-19 | 856 W 19TH AVENUE, Vancouver, BC V5Z 1X3 | Gas Permit | Residential | Renovation - Dwelling Unit(s) only | Issued | Residential - Installing on-demand water heater | Reid Brothers Plumbing & Heating Ltd
SP-2022-00022 | 2022-05-19 | 85 W 1ST AVENUE, Vancouver, BC V5Y 0C4 | Sprinkler Permit | Commercial | Tenant Improvement | Completed | Commercial - Add new sprinkler heads >BP: Interior alterations to provide tenant improvement in dining area of the existing Restaurant - Class 1 in this existing 1 storey + basement commercial building. Scope of work includes adding a second stairwell and a new bocce court to the existing east mezzanine and constructing new raised platforms. No alterations proposed in existing kitchen area. OK for BP only as per A. Wroblewski, Jan 07, 2021. Sch A, Arch B, Stru B, & Elec B are submitted. Total occupant load = max 629 persons (604 seats including all patios + 25 staff) ******THIS PERMIT HAS BEEN ISSUED UNDER THE REQUIREMENTS OF VBBL 2019******** Processed during the 2020 pandemic. > *****This application does not include any of the following: 1. Not more than 20 sprinklers (add, relocate, or remove), 2. hydraulic calculations, 3. change in occupancy and /or hazard classification, 4. warehouse storage arrangements, 5. mobile compact storage arrangements, 6. alternative solutions, 7. changes to the sprinkler system supply piping (e.g. valves, mains, cross-mains, branch-lines, etc.), or 8. flexible sprinkler pipe | Viking Fire Protection Inc
NULL | NULL | 85 W 1ST AVENUE, Vancouver, BC V5Y 0C4 | Gas Permit | Commercial | Renovation | Draft | Commercial - b | Urban Fireplaces Ltd
GP-2023-00559 | NULL | 85 W 1ST AVENUE, Vancouver, BC V5Y 0C4 | Gas Permit | Commercial | Renovation | Withdrawn | Commercial - Installation of 1 gas fireplace - venting and hook up only. | Urban Fireplaces Ltd
EP-2023-01832 | 2023-03-15 | 85 W 1ST AVENUE, Vancouver, BC V5Y 0C4 | Electrical Permit | Commercial | Renovation | Completed | Installation / Repair - Commercial - New lighting and relocating receptacles and AV >BP: Interior alterations to provide tenant improvement in dining area of the existing Restaurant - Class 1 in this existing 1 storey with two mezzanines + basement commercial building. Scope of work includes relocating stairwell and adding two new bocce courts at the existing east mezzanine and constructing new raised platforms on the main floor. No alterations proposed in existing kitchen area. | Sapphire Sound Inc
EP-2023-02321 | 2023-03-21 | 85 W 1ST AVENUE, Vancouver, BC V5Y 0C4 | Electrical Permit | Commercial | Addition | Completed | Installation / Repair - Commercial - Fire alarm work: Supply and install (2) pull stations. 1 per exit door -Verification included. >BP: Building Permit for DP-2020-00241 & M/A DP-2021-00219 Exterior alterations to expand the existing open outdoor patio located at north of the building by approximately 1207 sq. ft. on the north side of this Heritage "B" building for the existing Restaurant Class 1 tenant. Scope of work includes legalization of WWOP enclosure facing north with vinyl and replacing the existing guardrail. | TDR Electric Inc
EP-2023-06427 | 2023-07-21 | 151 W 1ST AVENUE, Vancouver, BC V5Y 0A5 | Electrical Permit | Commercial | Addition | Issued | Installation / Repair - Commercial - Electric vehicle charging system installation. Installation of (1) 150 kVA step down transformer; (1) 120/208-volt 600-amp 3 phase panels; (22) 208-volt 40-amp branch circuits included based on a 4-1 circuit sharing configuration. This solution will enable 88 stalls to be EV Ready; (10) Wall Mount EV Duty Smart Home Charging Stations; Wi-Fi connectivity for EVSE’s is to be established with the installation of Wireless Access Point’s distributed throughout the residential parking garage. | Cielo Electric Ltd
GP-2023-04056 | 2023-12-15 | 3827 W 18TH AVENUE, Vancouver, BC V6S 1B4 | Gas Permit | Residential | Renovation | Issued | Residential - re re boiler | Thomson Industries Ltd
GP-2023-00183 | 2023-01-18 | 3842 W 18TH AVENUE, Vancouver, BC V6S 1B5 | Gas Permit | Residential | Renovation | Completed | Residential - RE N RE - new gas permit request: 70000btu upflow furnace replacement | Pacific Coast Heating Services Ltd.
EP-2023-06911 | 2023-07-31 | 3854 W 18TH AVENUE, Vancouver, BC V6S 1B5 | Electrical Permit | Residential | Tenant Improvement | Completed | Installation / Repair - Residential - Upgrade electrical service from 100Amp to 200Amp. | Marcel Electric Inc
GP-2023-02594 | 2023-09-06 | 3854 W 18TH AVENUE, Vancouver, BC V6S 1B5 | Gas Permit | Residential | Renovation | Completed | Residential - RE&RE for a tankless water heater | Milani Plumbing Heating & Air Conditioning Ltd
GP-2022-02981 | 2022-10-04 | 308 W 21ST AVENUE, Vancouver, BC V5Y 2E5 | Gas Permit | Residential | Renovation | Completed | Residential - Replacement gas furnace and water heater | Superior Gas Installations & Service Ltd
EP-2022-08189 | 2022-10-04 | 308 W 21ST AVENUE, Vancouver, BC V5Y 2E5 | Electrical Permit | Residential | Tenant Improvement | Completed | Installation / Repair - Residential - Run a Teck 10/2 feed for a heat pump that has been added onto a replaced furnace system. Terminate and test voltage. | RVS Electrical Ltd
NULL | NULL | 308 W 21ST AVENUE, Vancouver, BC V5Y 2E5 | Mechanical Permit | NULL | NULL | Withdrawn | NULL | Superior Gas Installations & Service Ltd
GP-2022-01653 | 2022-05-31 | 311 W 21ST AVENUE, Vancouver, BC V5Y 2E4 | Gas Permit | Residential | Renovation | Completed | Residential - Hot Water Tank Replacement | Reid Brothers Plumbing & Heating Ltd
GP-2023-00532 | 2023-02-15 | 2475 W 15TH AVENUE, Vancouver, BC V6K 2Z1 | Gas Permit | Residential | Renovation | Completed | Residential - Boiler Hi-Efficiency | Pro Ace Heating & Air Conditioning Services Ltd
EP-2022-05693 | 2022-07-06 | 2485 W 15TH AVENUE, Vancouver, BC V6K 2Z1 | Electrical Permit | Residential | Renovation | Completed | Installation / Repair - Residential - Upgrade and relocate existing service to 200A duplex meter base 125A - Laneway main switch 100A - Main house switch Upgrade new underground service feeder | AMTEK Electric Ltd
PP-2022-03623 | 2022-10-12 | 2485 W 15TH AVENUE, Vancouver, BC V6K 2Z1 | Plumbing Permit | Residential | Renovation | Completed | Residential - SUMP | H R DEMOLITION LTD
GP-2022-01542 | 2022-05-18 | 2485 W 15TH AVENUE, Vancouver, BC V6K 2Z1 | Gas Permit | Residential | Addition | Completed | Residential - re/re furnace & tank-less water heater | HAMZEH GERAMI Dba Nation Heating & Cooling
GP-2022-00747 | 2022-03-08 | 2556 W 15TH AVENUE, Vancouver, BC V6K 2Z4 | Gas Permit | Residential | Addition | Completed | Residential - TO INSTALL 1 FURNACE | BC Care Heating Services Ltd
PP-2022-00974 | 2022-03-23 | 2575 W 15TH AVENUE, Vancouver, BC V6K 2Z3 | Plumbing Permit | Residential | New | Completed | Residential - Install 2 outside sumps, no pump | Canadian Excavating Ltd
EP-2022-04774 | 2022-06-07 | 2575 W 15TH AVENUE, Vancouver, BC V6K 2Z3 | Electrical Permit | Residential | New | Completed | Installation / Repair - Residential - low voltage for alarm, telephone, network, tv and cctv >BP: To construct a 2 storey + Basement one-family dwelling with a secondary suite located in the Basement with an at grade parking pad, at the rear providing 1 parking spaces, having vehicular access from the lane. Note: This is a 2 storey building pursuant to the Zoning and Development By-Law The entire building, INCLUDING THE ATTACHED GARAGE (if applicable), to be sprinklered to NFPA 13D. 1. Covenant registered at the Land Title Office under CA9602495 2. No Strata Titling permitted 3. A/C units proposed at the rear by sunken patio, interior upper floor 4. No 8' bar sink proposed 5. Schedule B: Antony Wang, P.Eng (604-618-6236) Structural & Geotechnical 6. HPO: Residential Builder, Ho's Construction Ltd. Address Note: BUILDING 1 #1-2575 W 15th Av - One Family Dwelling (1st & 2nd floor) #2-2575 W 15th Av - Secondary Suite (basement) Address and suite numbers assigned as per approved plans for Fire and Emergency response. The address number is to be posted to the building to be visible from the street and the suite numbers are to be posted at the suite entries in accordance with the Building By-law prior to final inspection. ******THIS PERMIT HAS BEEN ISSUED UNDER THE REQUIREMENTS OF VBBL 2019****** | Casbal Services Ltd
SP-2022-01891 | 2022-11-14 | 2575 W 15TH AVENUE, Vancouver, BC V6K 2Z3 | Sprinkler Permit | Residential | New | Completed | Residential - New sprinkler system To construct a 2 storey + Basement one-family dwelling with a secondary suite located in the Basement with an at grade parking pad, at the rear providing 1 parking spaces, having vehicular access from the lane. Note: This is a 2 storey building pursuant to the Zoning and Development By-Law The entire building, INCLUDING THE ATTACHED GARAGE (if applicable), to be sprinklered to NFPA 13D. 1. Covenant registered at the Land Title Office under CA9602495 2. No Strata Titling permitted 3. A/C units proposed at the rear by sunken patio, interior upper floor 4. No 8' bar sink proposed 5. Schedule B: Antony Wang, P.Eng (604-618-6236) Structural & Geotechnical 6. HPO: Residential Builder, Ho's Construction Ltd. | Haven Fire Protection Ltd
EP-2022-10541 | 2022-12-13 | 2575 W 15TH AVENUE, Vancouver, BC V6K 2Z3 | Electrical Permit | Residential | New | Expired | Temporary Power - Residential - To provide temporary power. | SCS Electrical Services Ltd
PP-2022-02440 | 2022-07-15 | 2575 W 15TH AVENUE, Vancouver, BC V6K 2Z3 | Plumbing Permit | Residential | New | Completed | Residential - New add with bsmt To construct a 2 storey + Basement one-family dwelling with a secondary suite located in the Basement with an at grade parking pad, at the rear providing 1 parking spaces, having vehicular access from the lane. The entire building, INCLUDING THE ATTACHED GARAGE (if applicable), to be sprinklered to NFPA 13D. 1. Covenant registered at the Land Title Office under CA9602495 2. No Strata Titling permitted 3. A/C units proposed at the rear by sunken patio, interior upper floor 4. No 8' bar sink proposed 5. Schedule B: Antony Wang, P.Eng (604-618-6236) Structural & Geotechnical 6. HPO: Residential Builder, Ho's Construction Ltd. | One Stop Mechanical Ltd
GP-2022-02070 | 2022-07-15 | 2575 W 15TH AVENUE, Vancouver, BC V6K 2Z3 | Gas Permit | Residential | New | Completed | Residential - New sfd To construct a 2 storey + Basement one-family dwelling with a secondary suite located in the Basement with an at grade parking pad, at the rear providing 1 parking spaces, having vehicular access from the lane. 1. Covenant registered at the Land Title Office under CA9602495 2. No Strata Titling permitted 3. A/C units proposed at the rear by sunken patio, interior upper floor 4. No 8' bar sink proposed 5. Schedule B: Antony Wang, P.Eng (604-618-6236) Structural & Geotechnical 6. HPO: Residential Builder, Ho's Construction Ltd. >>>>Amend: Sept. 18th -Please add 2 cooktops Each cooktop is 40,000 btu's | One Stop Mechanical Ltd
EP-2022-08036 | 2022-09-29 | 2575 W 15TH AVENUE, Vancouver, BC V6K 2Z3 | Electrical Permit | Residential | New | Completed | Installation / Repair - Residential - electrical work will be done in a new house , including service,underground,rough wire and final finishing work To construct a 2 storey + Basement one-family dwelling with a secondary suite located in the Basement with an at grade parking pad, at the rear providing 1 parking spaces, having vehicular access from the lane. Note: This is a 2 storey building pursuant to the Zoning and Development By-Law The entire building, INCLUDING THE ATTACHED GARAGE (if applicable), to be sprinklered to NFPA 13D. 1. Covenant registered at the Land Title Office under CA9602495 2. No Strata Titling permitted 3. A/C units proposed at the rear by sunken patio, interior upper floor 4. No 8' bar sink proposed 5. Schedule B: Antony Wang, P.Eng (604-618-6236) Structural & Geotechnical 6. HPO: Residential Builder, Ho's Construction Ltd. | SCS Electrical Services Ltd
MP-2022-00202 | 2022-09-10 | 2575 W 15TH AVENUE, Vancouver, BC V6K 2Z3 | Mechanical Permit | NULL | NULL | Completed | NULL | One Stop Mechanical Ltd
PP-2023-02896 | 2023-08-16 | 2575 W 15TH AVENUE, Vancouver, BC V6K 2Z3 | Plumbing Permit | Residential | New | Completed | Residential - 1FD+SS - #1 & #2 - Install 1 3/4" backflow preventer for lawn irrigation located near city shut off | China Gardening Ltd
GP-2024-00100 | 2024-01-11 | 2638 W 15TH AVENUE, Vancouver, BC V6K 2Z5 | Gas Permit | Residential | Addition | Completed | Residential - re and re gas range | Christopher Sterling
GP-2022-04075 | 2022-12-20 | 2639 W 15TH AVENUE, Vancouver, BC V6K 2Z6 | Gas Permit | Residential | New | Completed | Residential - We installed a combi boiler | Pro Ace Heating & Air Conditioning Services Ltd
GP-2023-02971 | 2023-10-06 | 2658 W 15TH AVENUE, Vancouver, BC V6K 2Z5 | Gas Permit | Residential | Renovation | Completed | Residential - Replace an old boiler and water tank with a new combi boiler | Vector Home Services Inc
EP-2023-01549 | 2023-02-23 | 2702 W 15TH AVENUE, Vancouver, BC V6K 2Z8 | Electrical Permit | Residential | Renovation | Completed | Installation / Repair - Residential - Upgrade overhead 100 amp electrical service to 200 amp. | Clay Electric Ltd
GP-2022-01561 | 2022-05-19 | 2705 W 15TH AVENUE, Vancouver, BC V6K 2Z7 | Gas Permit | Residential | Renovation | Completed | Residential - Re&Re tankless BTU 199.000 | Milani Plumbing Heating & Air Conditioning Ltd
GP-2023-04010 | 2023-12-13 | 2711 W 15TH AVENUE, Vancouver, BC V6K 2Z7 | Gas Permit | Residential | New | Completed | Residential - NEW GAS COMBI BOILER REPLACEMENT | Conor Whyte Plumbing And Heating Limited
EP-2023-03564 | 2023-04-25 | 2737 W 15TH AVENUE, Vancouver, BC V6K 2Z7 | Electrical Permit | Residential | Renovation | Completed | Installation / Repair - Residential - Service upgrade to 200amps, add new private pole at the back of the property. | Beyond Electric Ltd
GP-2022-02135 | 2022-07-20 | 2737 W 15TH AVENUE, Vancouver, BC V6K 2Z7 | Gas Permit | Residential | Tenant Improvement | Completed | Residential - Replace old gas hot water tank in basement with tankless hot water on demand unit, (Navien) | Vancouver City Plumbing Inc
PP-2023-04177 | 2023-11-28 | 4357 W 16TH AVENUE, Vancouver, BC V6R 3E6 | Plumbing Permit | Residential | New | Issued | Residential - 1FD+SS - #1 & #2 - New SFH in the west side of Vancouver >DB: To construct a 2 storey + basement one-family dwelling with a secondary suite located in the basement with a detached accessory building (LWH), at the rear providing 1 parking space, having vehicular access from the lane. Note: This is a 2 storey building pursuant to the Zoning and Development By-Law 1- Covenant registered at the Land Title Office under CB689497. 2- No strata titling permitted 3- Bar sink proposed 4- External mechanical unit proposed ******THIS PERMIT HAS BEEN ISSUED UNDER THE REQUIREMENTS OF VBBL #12511 (2019)****** ***This permit is issued under the VBBL 2019, with updated energy requirements as per bylaw # 12997 effective Jan 01, 2022.*** | Cheng Xing Holdings Ltd
MP-2023-02259 | 2023-12-19 | 4357 W 16TH AVENUE, Vancouver, BC V6R 3E6 | Mechanical Permit | NULL | NULL | Issued | NULL | Cheng Xing Holdings Ltd
PP-2023-03757 | 2023-10-25 | 4357 W 16TH AVENUE, Vancouver, BC V6R 3E6 | Plumbing Permit | Residential | New | Issued | Residential - One sump with pump and one sump on gravity NOTE: Engineering Assurance letter will be submitted to the Plumbing Inspector on the site. Letter shall conform to the requirements of Vancouver Bulletin 2000-008-EL/PL. | East West Excavating 2022 ltd
EP-2023-06545 | 2023-07-18 | 4357 W 16TH AVENUE, Vancouver, BC V6R 3E6 | Electrical Permit | Residential | New | Issued | Temporary Power - Residential - To provide temporary power. | GV ELECTRICAL INC
GP-2024-00121 | 2024-01-16 | 4393 W 16TH AVENUE, Vancouver, BC V6R 3E6 | Gas Permit | Residential | Renovation - Dwelling Unit(s) only | Completed | Residential - furnace replacement | Central Commercial & Residential Services
EP-2022-07396 | 2022-09-02 | 4405 W 16TH AVENUE, Vancouver, BC V6R 3E7 | Electrical Permit | Residential | Renovation | Completed | Installation / Repair - Residential - installation of generator combination electrical panel and portable generator input receptacle | Premium Electric Ltd
EP-2022-06254 | 2022-07-25 | 4417 W 16TH AVENUE, Vancouver, BC V6R 3E7 | Electrical Permit | Residential | New | Expired | Temporary Power - Residential - To provide temporary power. | CHEEMA ELECTRIC LTD
EP-2023-06544 | 2023-08-08 | 4417 W 16TH AVENUE, Vancouver, BC V6R 3E7 | Electrical Permit | Residential | New | Issued | Installation / Repair - Residential - Duplex rough wiring and finishing >BP: To construct a 2.5 storey two-family dwelling ($770,500) with a detached accessory building (garage) at the rear providing 2 parking spaces, having vehicular access from the 20' lane. Note: The entire building, INCLUDING THE ATTACHED GARAGE (if applicable), to be sprinklered to NFPA 2x 13D 1. A/C proposed – Exterior component located in Rear, Interior component located in Second Floor. 2. Schedule B: (DR.Z.Zhao) P.Eng (604.526.1305) Structural & Geotechnical 3. HPO: Residential Builder- 1283591 BC Ltd Note: This is a 2.5 storey building pursuant to the Zoning and Development By-Law **THIS PERMIT HAS BEEN ISSUED UNDER THE REQUIREMENTS OF VBBL #12511 (2019)** | CHEEMA ELECTRIC LTD
EP-2023-07171 | 2023-08-08 | 4417 W 16TH AVENUE, Vancouver, BC V6R 3E7 | Electrical Permit | Residential | New | Issued | Temporary Power - Residential - To provide temporary power. EXPIRED PERMIT EP-2022-06254 VALID JULY 26, 2023 UNTIL JULY 25, 2024 | CHEEMA ELECTRIC LTD
GP-2023-02317 | 2023-08-08 | 4417 W 16TH AVENUE, Vancouver, BC V6R 3E7 | Gas Permit | Residential | New | Issued | Residential - 2 Cooktops, 2 Boilers & 2 BBQ's Piping only for two bbqs, Complete installation of 2 boilers, 2 cooktops >BP: To construct a 2.5 storey two-family dwelling | Apple Mechanical Ltd
EP-2023-07076 | 2023-08-04 | 4417 W 16TH AVENUE, Vancouver, BC V6R 3E7 | Electrical Permit | Residential | New | Issued | Installation / Repair - Residential - Installation of CCTV, TV, TEL, DATA, INTERCOM, ALARM FINISH. | Anmi Technology Corp.
SP-2023-01261 | 2023-07-14 | 4417 W 16TH AVENUE, Vancouver, BC V6R 3E7 | Sprinkler Permit | Residential | New | Issued | Residential - 2FD - FRONT - 4417 W 16TH AV BACK - 4419 W 16TH AV new duplex >DB: To construct a 2.5 storey two-family dwelling with a detached accessory building (garage) at the rear providing 2 parking spaces, having vehicular access from the 20' lane. Note: The entire building, INCLUDING THE ATTACHED GARAGE (if applicable), to be sprinklered to NFPA 2x 13D 1. A/C proposed – Exterior component located in Rear, Interior component located in Second Floor. Note: This is a 2.5 storey building pursuant to the Zoning and Development By-Law **THIS PERMIT HAS BEEN ISSUED UNDER THE REQUIREMENTS OF VBBL #12511 (2019)** | Yu Fire Protection Inc.
MP-2023-00959 | 2023-05-30 | 4417 W 16TH AVENUE, Vancouver, BC V6R 3E7 | Mechanical Permit | NULL | NULL | Issued | NULL | Apple Mechanical Ltd
PP-2023-01713 | 2023-05-16 | 4417 W 16TH AVENUE, Vancouver, BC V6R 3E7 | Plumbing Permit | Residential | New | Issued | Residential - Plumbing for a duplex house >BP: To construct a 2.5 storey two-family dwelling with a detached accessory building (garage) at the rear providing 2 parking spaces, having vehicular access from the 20' lane. Note: The entire building, INCLUDING THE ATTACHED GARAGE (if applicable), to be sprinklered to NFPA 2x 13D 1. A/C proposed – Exterior component located in Rear, Interior component located in Second Floor. 2. Schedule B: (DR.Z.Zhao) P.Eng (604.526.1305) Structural & Geotechnical 3. HPO: Residential Builder- 1283591 BC Ltd | Apple Mechanical Ltd
PP-2023-00487 | 2023-02-15 | 4417 W 16TH AVENUE, Vancouver, BC V6R 3E7 | Plumbing Permit | Residential | New | Issued | Residential - Sump >BP: To construct a 2.5 storey two-family dwelling ($770,500) with a detached accessory building (garage) at the rear providing 2 parking spaces, having vehicular access from the 20' lane. | Bhullar Excavating and Demolition
PP-2023-00358 | 2023-02-02 | 4423 W 16TH AVENUE, Vancouver, BC V6R 3E7 | Plumbing Permit | Residential | New | Issued | Residential - 2FD - FRONT - 4423 W 16TH AV - #1 FRONT - 4423 W 16TH AV - #2 New plumbing on three floors >DB: To construct a two-storey two-family dwelling with a basement, with an attached garage providing 2 parking spaces , having street access. Note: This is a 2 storey building pursuant to the Zoning and Development By-Law 3. Entire Building to have NFPA 13-D | Aquaman Plumbing And Heating Ltd
SP-2023-00655 | 2023-04-17 | 4423 W 16TH AVENUE, Vancouver, BC V6R 3E7 | Sprinkler Permit | Residential | New | Issued | Residential - installation of a new fire sprinkler system >BP: To construct a two-storey two-family dwelling with a basement, with an attached garage providing 2 parking spaces, having street access. Note: This is a 2 storey building pursuant to the Zoning and Development By-Law 1. Schedule B: Carlito Redoblado P Eng (604-533-8423) Structural & Geotechnical 2. HPO: Residential Builder – Gresford Development Inc. 3. Entire Building to have NFPA 13-D Sept 21/2023-AMEND Revised drawing attached +11 sprinklers in crawlspace | CENTRE LINE FIRE SPRINKLERS LTD
PP-2023-01977 | 2023-06-02 | 4423 W 16TH AVENUE, Vancouver, BC V6R 3E7 | Plumbing Permit | Residential | New | Issued | Residential - 2FD - FRONT - 4423 W 16 TH AV - #1 BACK - 4423 W 16 TH AV - #2 Plumbing on three floors >DB: To construct a two-storey two-family dwelling with a basement, with an attached garage providing 2 parking spaces, having street access. Note: This is a 2 storey building pursuant to the Zoning and Development By-Law 3. Entire Building to have NFPA 13-D | Aquaman Plumbing And Heating Ltd
GP-2023-02017 | 2023-07-06 | 4423 W 16TH AVENUE, Vancouver, BC V6R 3E7 | Gas Permit | Residential | New | Issued | Residential - 2 Ranges, 2 BBQ & 2 Fireplaces New gas pipes to gas fixtures >BP: To construct a two-storey two-family dwelling | Aquaman Plumbing And Heating Ltd
GP-2023-02238 | 2023-07-28 | 4423 W 16TH AVENUE, Vancouver, BC V6R 3E7 | Gas Permit | Residential | New | Issued | Residential - 2 gas fireplaces >BP: To construct a two-storey two-family dwelling | The LM Fireplace Warehouse Ltd.
MP-2023-01293 | 2023-07-18 | 4423 W 16TH AVENUE, Vancouver, BC V6R 3E7 | Mechanical Permit | NULL | NULL | Issued | NULL | Lumi HVAC Ltd
PP-2022-04530 | 2023-02-02 | 4423 W 16TH AVENUE, Vancouver, BC V6R 3E7 | Plumbing Permit | Residential | New | Issued | Residential - Sumps >BP: To construct a two-storey two-family dwelling ($703,925) with a basement, with an attached garage providing 2 parking spaces, having street access. | Ajac Construction & Excavation Inc
EP-2023-00121 | 2023-02-01 | 4423 W 16TH AVENUE, Vancouver, BC V6R 3E7 | Electrical Permit | Residential | New | Expired | Temporary Power - Residential - To provide temporary power. | EMPOWER ELECTRIC INC
EP-2023-08397 | 2023-09-27 | 4423 W 16TH AVENUE, Vancouver, BC V6R 3E7 | Electrical Permit | Residential | New | Issued | Installation / Repair - Residential - New duplex build >BP: To construct a two-storey two-family dwelling ($703,925) with a basement, with an attached garage providing 2 parking spaces, having street access. Note: This is a 2 storey building pursuant to the Zoning and Development By-Law 1. Schedule B: Carlito Redoblado P Eng (604-533-8423) Structural & Geotechnical 2. HPO: Residential Builder – Gresford Development Inc. 3. Entire Building to have NFPA 13-D ****ALL PROJECT COORDINATOR NOTES HAS BEEN ACCEPTED BY THE APPLICANT**** ******THIS PERMIT HAS BEEN ISSUED UNDER THE REQUIREMENTS OF VBBL #12511 (2019)****** ***This permit is issued under the VBBL 2019, with updated energy requirements as per bylaw # 12997 effective Jan 01, 2022.*** | EMPOWER ELECTRIC INC
GP-2023-00235 | 2023-01-19 | 4437 W 16TH AVENUE, Vancouver, BC V6R 3E7 | Gas Permit | Residential | Renovation - Dwelling Unit(s) only | Completed | Residential - Installing gas furnace and tankless water heater | Reid Brothers Plumbing & Heating Ltd
GP-2022-02143 | 2022-07-22 | 352 W 17TH AVENUE, Vancouver, BC V5Y 1Z8 | Gas Permit | Residential | Addition | Completed | Residential - Complete Generator only. | Deep Gas Fitting Ltd.
EP-2022-08756 | 2022-10-14 | 375 W 17TH AVENUE, Vancouver, BC V5Y 1Z9 | Electrical Permit | Residential | New | Expired | Temporary Power - Residential - To provide temporary power. | Maple Leaf Electrical Ltd
GP-2023-02323 | 2023-08-08 | 375 W 17TH AVENUE, Vancouver, BC V5Y 1Z9 | Gas Permit | Residential | New | Issued | Residential - 3 Fireplaces Installation and Venting >BP: To construct a 2 storey one-family dwelling with a secondary suite | EVERSHINE FIREPLACES LTD
GP-2023-02299 | 2023-08-08 | 375 W 17TH AVENUE, Vancouver, BC V5Y 1Z9 | Gas Permit | Residential | New | Issued | Residential - 3 Rages, 1 Boiler, 1 BBQ, 3 Fireplaces & 1 Patio Heater/Fire Pit To install piping and appliances with complete installation. 3 Fireplaces Rough In Only >BP: To construct a 2 storey one-family dwelling with a secondary suite * Amend - August 08, 2023 - 3 Fireplaces Rough In Only * | Skyway Plumbing & gas Ltd
EP-2023-06322 | 2023-07-14 | 375 W 17TH AVENUE, Vancouver, BC V5Y 1Z9 | Electrical Permit | Residential | New | Issued | Installation / Repair - Residential - Installation of Alarm System, TV, Tel., Data Wiring, Camera System, Central Vacuum System and Doorbells. >BP: To construct a 2 storey one-family dwelling with a secondary suite located in the Basement ($1,195,500.00) with an open parking pad, providing a total of 3 parking spaces, having vehicular access from the 20' Lane. | Westend Sound And Security Inc.
SP-2023-01083 | 2023-06-20 | 375 W 17TH AVENUE, Vancouver, BC V5Y 1Z9 | Sprinkler Permit | Residential | New | Issued | Residential - 1FD+SS - #1 & #2 - To install piping and fixtures for a new single family house. >DB: To construct a 2 storey one-family dwelling with a secondary suite located in the Basement with an open parking pad, providing a total of 3 parking spaces, having vehicular access from the 20' Lane. Note: Additional parking (2 small car spaces) for the site has been provided under DB-2022-01786 (Laneway House) 1. Covenant registered at the Land Title Office under CB362288 2. No Strata Titling permitted 3. A/C proposed – Exterior component located in rear yard, Interior component located in second floor closet 4. Bar sink located in basement. ***This permit is issued under the VBBL 2019, with updated energy requirements as per bylaw # 12997 effective Jan 01, 2022.*** | Skyway Plumbing & gas Ltd
MP-2023-00847 | 2023-05-15 | 375 W 17TH AVENUE, Vancouver, BC V5Y 1Z9 | Mechanical Permit | NULL | NULL | Issued | NULL | Skyway Plumbing & gas Ltd
EP-2023-04456 | 2023-07-12 | 375 W 17TH AVENUE, Vancouver, BC V5Y 1Z9 | Electrical Permit | Residential | New | Issued | Installation / Repair - Residential - New house and lane way electrical work >BP: To construct a 2 storey one-family dwelling with a secondary suite located in the Basement ($1,195,500.00) with an open parking pad, providing a total of 3 parking spaces, having vehicular access from the 20' Lane. As shown by an asterisk (*) on the building permit floor plans and/or elevations, exit protection is required to be provided in accordance with Articles 9.9.4.4., 9.9.4.6., and/or 9.37.2.8. of the 2019 VBBL. Note: Additional parking (2 small car spaces) for the site has been provided under DB-2022-01786 (Laneway House) 1. Covenant registered at the Land Title Office under CB362288 2. No Strata Titling permitted 3. A/C proposed – Exterior component located in rear yard, Interior component located in second floor closet 4. Bar sink located in basement. 5. Schedule B: (A. S. Rathod) P.Eng (778-885-0551) Structural + Geotechnical 6. HPO: Residential Builder- (Maplewest Homes Ltd.) Note: This is a 2 storey building pursuant to the Zoning and Development By-Law ** Laneway house permit under DB-2022-01786.** ***This permit is issued under the VBBL 2019, with updated energy requirements as per bylaw # 12997 effective Jan 01, 2022.*** | Sky Rise Electricals Inc
PP-2023-01580 | 2023-05-04 | 375 W 17TH AVENUE, Vancouver, BC V5Y 1Z9 | Plumbing Permit | Residential | New | Issued | Residential - 1FD+SS - #1 & #2 - To install piping and fixtures for a new single family house. The entire building, INCLUDING THE ATTACHED GARAGE (if applicable), to be sprinklered to NFPA 13D >DB: To construct a 2 storey one-family dwelling with a secondary suite located in the Basement with an open parking pad, providing a total of 3 parking spaces, having vehicular access from the 20' Lane. As shown by an asterisk (*) on the building permit floor plans and/or elevations, exit protection is required to be provided in accordance with Articles 9.9.4.4., 9.9.4.6., and/or 9.37.2.8. of the 2019 VBBL. Note: Additional parking (2 small car spaces) for the site has been provided under DB-2022-01786 (Laneway House) 1. Covenant registered at the Land Title Office under CB362288 2. No Strata Titling permitted 3. A/C proposed – Exterior component located in rear yard, Interior component located in second floor closet 4. Bar sink located in basement. | Skyway Plumbing & gas Ltd
PP-2023-01012 | 2023-03-23 | 375 W 17TH AVENUE, Vancouver, BC V5Y 1Z9 | Plumbing Permit | Residential | New | Issued | Residential - sump installation >BP: To construct a 2 storey one-family dwelling with a secondary suite located in the Basement with an open parking pad, providing a total of 3 parking spaces, having vehicular access from the 20' Lane. | J B Siteworks Inc
GP-2022-03905 | 2022-12-07 | 419 W 17TH AVENUE, Vancouver, BC V5Y 2A1 | Gas Permit | Residential | Renovation | Completed | Residential - Gas Furnace Installation | Reid Brothers Plumbing & Heating Ltd
EP-2023-02019 | 2023-03-09 | 1812 W 19TH AVENUE, Vancouver, BC V6J 2N9 | Electrical Permit | Residential | New | Issued | Temporary Power - Residential - To provide temporary power. Renewal of EP-2022-01163 Valid: Feb 22, 2023 to Feb 21, 2024 | 0777792 BC Ltd
EP-2023-07534 | 2023-08-17 | 1812 W 19TH AVENUE, Vancouver, BC V6J 2N9 | Electrical Permit | Residential | Renovation | Issued | Temporary Power - Residential - To provide temporary power. | Kitt Electric Ltd
EP-2022-01163 | 2022-02-23 | 1812 W 19TH AVENUE, Vancouver, BC V6J 2N9 | Electrical Permit | Residential | New | Expired | Temporary Power - Residential - To provide temporary power. | 0777792 BC Ltd
EP-2023-02063 | 2023-12-07 | 4481 W 1ST AVENUE, Vancouver, BC V6R 4H9 | Electrical Permit | Residential | Renovation | Issued | Installation / Repair - Residential - ¦ 1FD: HP ¦ We installed a circuit for a heat pump in the backyard *MP-2023-00106: Completed (Heating and Cooling) ¦ WWOP Applied | Douglas Millington o/a Moose Electric
MP-2023-00106 | 2023-01-31 | 4481 W 1ST AVENUE, Vancouver, BC V6R 4H9 | Mechanical Permit | NULL | NULL | Completed | NULL | Ashton Service Group/Ashton Mechanical Ltd.
GP-2022-04027 | 2022-12-16 | 4481 W 1ST AVENUE, Vancouver, BC V6R 4H9 | Gas Permit | Residential | Renovation | Completed | Residential - Decommission and remove furnace | Ashton Service Group/Ashton Mechanical Ltd.
GP-2023-02591 | 2023-09-06 | 4543 W 1ST AVENUE, Vancouver, BC V6R 1H7 | Gas Permit | Residential | Renovation | Completed | Residential - Boiler replacement | Maple Furnace Heating & Air Conditioning
MP-2022-00665 | 2022-12-08 | 4579 W 1ST AVENUE, Vancouver, BC V6R 1H7 | Mechanical Permit | NULL | NULL | Completed | NULL | Ferenc Nagy
GP-2022-02736 | 2022-09-12 | 4579 W 1ST AVENUE, Vancouver, BC V6R 1H7 | Gas Permit | Residential | Renovation | Completed | Residential - Furnace re&re | Ferenc Nagy
EP-2022-02465 | 2022-03-28 | 4579 W 1ST AVENUE, Vancouver, BC V6R 1H7 | Electrical Permit | Residential | Addition | Cancelled | Installation / Repair - Residential - Service upgrade from 100A to 200A. | Christopher Frank Hamilton
EP-2022-04057 | 2022-05-16 | 4584 W 1ST AVENUE, Vancouver, BC V6R 1H8 | Electrical Permit | Residential | Renovation | Expired | Temporary Power - Residential - To provide temporary power. | Torr Electric
EP-2022-03549 | 2022-05-02 | 4584 W 1ST AVENUE, Vancouver, BC V6R 1H8 | Electrical Permit | Residential | New | Expired | Temporary Power - Residential - To provide temporary power. | Torr Electric
PP-2022-04344 | 2022-12-06 | 4584 W 1ST AVENUE, Vancouver, BC V6R 1H8 | Plumbing Permit | Residential | Renovation | Completed | Residential - Fully gutted house renovation. Brand new drain and water pipe. >BP: Interior and exterior alterations to the existing 4-storey one-family dwelling. Scope of work: - Re-configure floor layout on all 4 storey - Relocate and replace all interior stairs - Replace front entry stairs and entry door *** This permit has been reviewed under the 2019 Vancouver Building By-law (#12511). *** | Paris Plumbing And Heating Ltd
SP-2023-00197 | 2023-02-06 | 4584 W 1ST AVENUE, Vancouver, BC V6R 1H8 | Sprinkler Permit | Residential | New | Completed | Residential - Installation of new fire sprinkler system >BP: Interior and exterior alterations to the existing 4-storey one-family dwelling. Scope of work: - Re-configure floor layout on all 4 storey - Relocate and replace all interior stairs - Replace front entry stairs and entry door *** This permit has been reviewed under the 2019 Vancouver Building By-law (#12511). *** Revision#1, Jan 13, 2023 - J. Chen - Adding sprinklers to the entire building (NFPA 13D) - Reconstructing exterior entry stairs with new concrete retaining walls at front. - Adding paved patio at front and walkway to the back. - Replacing rear deck with new stairs and landing. - Adding interior concrete footings and walls to support existing foundations. - Structural repairs to concrete slab, framing and roof deck due to rot. - Reconfiguring interior layout, basement stairs, and location and size of windows. - Replacing roof deck membrane & assembly. - Adding new skylights above staircase. - Replacing stucco cladding to Hardie panel siding with rainscreen. ECO Notes: Okay to retain existing non-conforming building at this site provided that the existing foundation wall including exterior studs, floor joists, and roof framing are being retained at this site. | Fire Busters Inc
EP-2023-01016 | 2023-02-07 | 4584 W 1ST AVENUE, Vancouver, BC V6R 1H8 | Electrical Permit | Residential | New | Completed | Installation / Repair - Residential - New House >BP: Interior and exterior alterations to the existing 4-storey one-family dwelling. Scope of work: - Re-configure floor layout on all 4 storey - Relocate and replace all interior stairs - Replace front entry stairs and entry door *** This permit has been reviewed under the 2019 Vancouver Building By-law (#12511). *** Revision#1, Jan 13, 2023 - J. Chen - Adding sprinklers to the entire building (NFPA 13D) - Reconstructing exterior entry stairs with new concrete retaining walls at front. - Adding paved patio at front and walkway to the back. - Replacing rear deck with new stairs and landing. - Adding interior concrete footings and walls to support existing foundations. - Structural repairs to concrete slab, framing and roof deck due to rot. - Reconfiguring interior layout, basement stairs, and location and size of windows. - Replacing roof deck membrane & assembly. - Adding new skylights above staircase. - Replacing stucco cladding to Hardie panel siding with rainscreen. ECO Notes: Okay to retain existing non-conforming building at this site provided that the existing foundation wall including exterior studs, floor joists, and roof framing are being retained at this site. | Torr Electric
GP-2023-00661 | 2023-02-27 | 4584 W 1ST AVENUE, Vancouver, BC V6R 1H8 | Gas Permit | Residential | Renovation | Completed | Residential - Black iron piping to 3 x bbq boxes >BP: Interior and exterior alterations to the existing 4-storey one-family dwelling. Scope of work: - Re-configure floor layout on all 4 storey - Relocate and replace all interior stairs - Replace front entry stairs and entry door | 0788459 BC Ltd
EP-2023-01661 | 2023-02-28 | 4584 W 1ST AVENUE, Vancouver, BC V6R 1H8 | Electrical Permit | Residential | Renovation | Completed | Installation / Repair - Residential - rough in for low voltage: data, distributed audio >BP: Interior and exterior alterations to the existing 4-storey one-family dwelling. Scope of work: - Re-configure floor layout on all 4 storey - Relocate and replace all interior stairs - Replace front entry stairs and entry door *** This permit has been reviewed under the 2019 Vancouver Building By-law (#12511). *** Revision#1, Jan 13, 2023 - J. Chen - Adding sprinklers to the entire building (NFPA 13D) - Reconstructing exterior entry stairs with new concrete retaining walls at front. - Adding paved patio at front and walkway to the back. - Replacing rear deck with new stairs and landing. - Adding interior concrete footings and walls to support existing foundations. - Structural repairs to concrete slab, framing and roof deck due to rot. - Reconfiguring interior layout, basement stairs, and location and size of windows. - Replacing roof deck membrane & assembly. - Adding new skylights above staircase. - Replacing stucco cladding to Hardie panel siding with rainscreen. ECO Notes: Okay to retain existing non-conforming building at this site provided that the existing foundation wall including exterior studs, floor joists, and roof framing are being retained at this site. | CGM Electronics (2002) Ltd
PP-2023-00618 | 2023-02-21 | 4584 W 1ST AVENUE, Vancouver, BC V6R 1H8 | Plumbing Permit | Residential | Renovation | Completed | Residential - To install 1 (one) outside sump. | Adam Kosel
EP-2023-05916 | 2023-06-30 | 4584 W 1ST AVENUE, Vancouver, BC V6R 1H8 | Electrical Permit | Residential | Renovation | Expired | Temporary Power - Residential - To provide temporary power. | Torr Electric
EP-2023-11126 | 2024-01-24 | 4588 W 1ST AVENUE, Vancouver, BC V6R 1H8 | Electrical Permit | Residential | New | Issued | Installation / Repair - Residential - ¦ 1FD- 200A ¦ 4588 W 1st Ave One Family Dwelling (Primary building of this permit) This is a new single dwelling: single-phase service, all outlets, roughing and connection, lighting system, and all electrical equipment connection. In rough in procedure also pre-wire the data and TV communication cables. 2 Electrical Meter system with 400 A service Main House Service:200A LWH: 150A *An approved mechanical permit is required for the installation of air conditioning or heat pump unit before a final electrical inspection will be performed >BP: To construct a 2.5 storey + cellar single detached house with an attached garage ($916,625) with an open parking pad, providing a total of 2 parking spaces, having vehicular access from the Street and Rear Lane. 1. Covenant registered at the Land Title Office under CB462725 2. No Strata Titling permitted 3. No External Mechanical Unit proposed 4. Heat Pump Proposed – Exterior component located in rear yard 5. Bar sink located in Cellar 6. Schedule B: (Li Qing Shi) P.Eng (778.772.7508) Structural, Architectural item 1.5 7. Schedule B: (Jian Zhong Jin) P.Eng (604.362.7021) Geotechnical 8. HPO: Residential Builder- (Llano Developments Inc.) ***This permit is issued under the VBBL 2019, with updated energy requirements as per bylaw # 12997 effective Jan 01, 2022.*** | AIGO TECHNOLOGY INC
EP-2023-11055 | 2023-12-10 | 4588 W 1ST AVENUE, Vancouver, BC V6R 1H8 | Electrical Permit | Residential | New | Issued | Temporary Power - Residential - To provide temporary power. | AIGO TECHNOLOGY INC
PP-2022-01964 | 2022-06-08 | 7 W 20TH AVENUE, Vancouver, BC V5Y 2C2 | Plumbing Permit | Residential | New | Completed | Residential - 1" backflow for lawn irrigation >BP: 2 STOREY 1FD + SS +### PART 5 DESIGN##2-CAR DETACHED GARAGE To construct a 2 storey one-family dwelling with a secondary suite located in the Basement ($818,000.00) with a detached accessory building (garage) ($10,000), at the rear providing 2 parking spaces, having vehicular access from the lane. **#############PART5 DESIGN PART 5 DESIGN########## 1. Covenant registered at the Land Title Office under CA8661743 2. No Strata Titling permitted 3. A/C Unit proposed in Rear Yard. 4. Bar sink located in Basement 5. Schedule B: (Jeff Allester) P.Eng (604.228.0518) Structural 6. Schedule B: (Paullus K.F. Young) P.Eng (604.841.7748) Geotechnical 7. BC Housing (Trasolini Dagg Construction Corp) This is a 2 storey building pursuant to the Zoning and Development By-Law ******THIS PERMIT HAS BEEN ISSUED UNDER THE REQUIREMENTS OF VBBL 2019.****** All rooms adjacent to East and West exposing building face shall be sprinklered. "Combustible projections or roof soffits on an exposing building face shall not project to less than .45m from the property line and shall be in compliance with VBBL 2019 9.10.15.5.(9) The entire building, INCLUDING THE ATTACHED GARAGE (if applicable), to be sprinklered to NFPA 13D. Any alterations or conversions to the attached garage (if applicable) to habitable living space shall not be permitted without first obtaining the approval of the Director of Planning and the Chief Building Official. Addressing Notes: #1 - 7 W 20th Av - One Family Dwelling #2 - 7 W 20th Av - Secondary Suite | Cameron Carleton Beals
GP-2022-00254 | 2022-01-27 | 7 W 20TH AVENUE, Vancouver, BC V5Y 2C2 | Gas Permit | Residential | New | Completed | Residential - Install one natural gas fireplace To construct a 2 storey one-family dwelling with a secondary suite located in the Basement with a detached accessory building (garage) , at the rear providing 2 parking spaces, having vehicular access from the lane. 1. Covenant registered at the Land Title Office under CA8661743 2. No Strata Titling permitted 3. A/C Unit proposed in Rear Yard. 4. Bar sink located in Basement 5. Schedule B: (Jeff Allester) P.Eng (604.228.0518) Structural 6. Schedule B: (Paullus K.F. Young) P.Eng (604.841.7748) Geotechnical 7. BC Housing (Trasolini Dagg Construction Corp) | Vancouver Gas Fireplaces Ltd
GP-2022-03192 | 2022-10-17 | 2998 W 20TH AVENUE, Vancouver, BC V6L 1H5 | Gas Permit | Residential | Renovation | Completed | Residential - Remove the old low efficiency boiler and water heater, and install a high efficiency boiler and indirect water heater | MAXPOWER HOME TECH LTD
GP-2023-03502 | 2023-11-10 | 683 W 20TH AVENUE, Vancouver, BC V5Z 1X9 | Gas Permit | Commercial | Renovation | Completed | Commercial - Kitchenaid 30" Gas Cooktop | Han Appliances & Refrigeration Ltd
EP-2022-01251 | 2022-02-17 | 769 W 20TH AVENUE, Vancouver, BC V5Z 1Y2 | Electrical Permit | Residential | Renovation | Completed | Installation / Repair - Residential - Security and CCTV finishing >BP: Exterior/Interior alteration to provide improvements to all floors, install new rear deck/planters at rear and remove the unauthorized suite in this existing one family dwelling building on this site. Exterior work include repairing building envelope. PART 5 PROJECT. Letter of assurance rcvd: Arch P Cunnington 604.737.0235 Struct N Ridder 604.731.7412 D1 on file Note: - ENTIRE BUILDING TO BE SPRINKLERED TO NFPA 13D REQUIREMENTS Revision #1 Adding two car garage at rear of site with additional hardscape increase size of of rear deck size, reduce patio, remove window from north elevation, wall assembly details updated to reflect existing walls, second floor ceiling to remain | Venture One Services Inc
EP-2022-03552 | 2022-05-13 | 769 W 20TH AVENUE, Vancouver, BC V5Z 1Y2 | Electrical Permit | Residential | Addition | Completed | Installation / Repair - Residential - GARAGE ONLY - Security roughin and finishing >BP: Exterior/Interior alteration to provide improvements to all floors, install new rear deck/planters at rear and remove the unauthorized suite in this existing one family dwelling building on this site. Exterior work include repairing building envelope. PART 5 PROJECT. Letter of assurance rcvd: Arch P Cunnington 604.737.0235 Struct N Ridder 604.731.7412 D1 on file Note: - ENTIRE BUILDING TO BE SPRINKLERED TO NFPA 13D REQUIREMENTS Revision #1 Adding two car garage at rear of site with additional hardscape increase size of of rear deck size, reduce patio, remove window from north elevation, wall assembly details updated to reflect existing walls, second floor ceiling to remain | Venture One Services Inc
EP-2022-03889 | 2022-05-12 | 769 W 20TH AVENUE, Vancouver, BC V5Z 1Y2 | Electrical Permit | Residential | Addition | Completed | Installation / Repair - Residential - Garage electrical instalation Lighting Plug Heater EV charger -The electric service upgraded by the permit to 200amps. >BP: Exterior/Interior alteration to provide improvements to all floors, install new rear deck/planters at rear and remove the unauthorized suite in this existing one family dwelling building on this site. Exterior work include repairing building envelope. PART 5 PROJECT. Letter of assurance rcvd: Arch P Cunnington 604.737.0235 Struct N Ridder 604.731.7412 D1 on file Note: - ENTIRE BUILDING TO BE SPRINKLERED TO NFPA 13D REQUIREMENTS Revision #1 Adding two car garage at rear of site with additional hardscape increase size of of rear deck size, reduce patio, remove window from north elevation, wall assembly details updated to reflect existing walls, second floor ceiling to remain | Prowatt Electric Inc
EP-2022-02873 | 2022-04-11 | 829 W 20TH AVENUE, Vancouver, BC V5Z 1Y3 | Electrical Permit | Residential | Addition | Completed | Installation / Repair - Residential - Installation of 1 x ADC camera in the back area of the house | Price's Alarm Systems Ltd.
EP-2023-11093 | 2023-12-11 | 831 W 20TH AVENUE, Vancouver, BC V5Z 1Y3 | Electrical Permit | Residential | New | Issued | Temporary Power - Residential - To provide temporary power. | Fowlstone Electric Ltd
EP-2024-00240 | NULL | 831 W 20TH AVENUE, Vancouver, BC V5Z 1Y3 | Electrical Permit | Residential | New | Application Incomplete | Installation / Repair - Residential - Rough wire security cameras and security alarm >BP: ***PART 5 PASSIVE*** To construct a 2 storey + basement one-family dwelling (Passive House) with a secondary suite ($838,250) located in the basement with an open parking pad and semi enclosed carport, providing 2 parking spaces, having vehicular access from the 20' Lane. | Highwire AV Solutions Inc
SP-2023-02290 | 2023-12-20 | 831 W 20TH AVENUE, Vancouver, BC V5Z 1Y3 | Sprinkler Permit | Residential | New | Issued | Residential - Installation of new fire sprinkler system >BP: ***PART 5 PASSIVE*** To construct a 2 storey + basement one-family dwelling (Passive House) with a secondary suite located in the basement with an open parking pad and semi enclosed carport, providing 2 parking spaces, having vehicular access from the 20' Lane. Note: This Building Permit will remain in a suspended status until the associated (green) Demolition Permit BP-2021-04862 is completed. Note: This is a 2 storey building pursuant to the Zoning and Development By-Law 1- Covenant registered at the Land Title Office under CA9376329 2- No strata titling permitted 3- No A/C unit proposed 4- Schedule A: Michael Wartman AIBC (604-790-1688) Commitment 5- Schedule B: Michael Wartman AIBC (604-790-1688) Architectural 6- Schedule B: Florencio Bautista P.Eng. (604-484-2859) Structural 7- Schedule B: Paul A. Davies P.Eng (604-395-2300) Geotechnical 8- Schedule D: Michael Wartman AIBC (604-790-1688) Commitment 9- HPO: Residential Builder - Estata Enterprises Ltd. | Fire Busters Inc
PP-2022-04181 | 2022-11-21 | 831 W 20TH AVENUE, Vancouver, BC V5Z 1Y3 | Plumbing Permit | Residential | New | Issued | Residential - Sump (Outside services) | Khela Excavating Ltd.
EP-2022-10117 | 2022-11-29 | 831 W 20TH AVENUE, Vancouver, BC V5Z 1Y3 | Electrical Permit | Residential | New | Expired | Temporary Power - Residential - To provide temporary power. | Bryan Fajkovic
EP-2022-05259 | 2022-06-20 | 831 W 20TH AVENUE, Vancouver, BC V5Z 1Y3 | Electrical Permit | Residential | New | Expired | Temporary Power - Residential - To provide temporary power. | Bryan Fajkovic
MP-2023-00848 | 2023-05-15 | 831 W 20TH AVENUE, Vancouver, BC V5Z 1Y3 | Mechanical Permit | NULL | NULL | Issued | NULL | Sean Michael Regan
EP-2023-02023 | 2023-04-04 | 831 W 20TH AVENUE, Vancouver, BC V5Z 1Y3 | Electrical Permit | Residential | New | Issued | Installation / Repair - Residential - New construction of main house with secondary suite + laneway house. All electrical work including BC Hydro service, distribution, branch circuits, lighting, appliances, etc *An approved mechanical permit is required for the installation of air conditioning or heat pump unit at the time of installation before an electrical inspection will be performed *Passive house a standard electric clothes dryer cannot be used (the venting would break the passive seal) so they will be using a special dryer in both the main house and secondary suite (cut sheet attached for reference) that only draws a maximum of 1440 watts, so I have removed both of them from the calculation as they are less than 1500w. >BP: ***PART 5 PASSIVE*** To construct a 2 storey + basement one-family dwelling (Passive House) with a secondary suite ($838,250) located in the basement with an open parking pad and semi enclosed carport, providing 2 parking spaces, having vehicular access from the 20' Lane. Note: This Building Permit will remain in a suspended status until the associated (green) Demolition Permit BP-2021-04862 is completed. Note: This is a 2 storey building pursuant to the Zoning and Development By-Law 1- Covenant registered at the Land Title Office under CA9376329 2- No strata titling permitted 3- No A/C unit proposed 4- Schedule A: Michael Wartman AIBC (604-790-1688) Commitment 5- Schedule B: Michael Wartman AIBC (604-790-1688) Architectural 6- Schedule B: Florencio Bautista P.Eng. (604-484-2859) Structural 7- Schedule B: Paul A. Davies P.Eng (604-395-2300) Geotechnical 8- Schedule D: Michael Wartman AIBC (604-790-1688) Commitment 9- HPO: Residential Builder - Estata Enterprises Ltd. | Fowlstone Electric Ltd
PP-2023-00777 | 2023-03-07 | 831 W 20TH AVENUE, Vancouver, BC V5Z 1Y3 | Plumbing Permit | Residential | New | Issued | Residential - New build of a passive house >BP: To construct a 2 storey + basement one-family dwelling (Passive House) with a secondary suite located in the basement with an open parking pad and semi enclosed carport, providing 2 parking spaces, having vehicular access from the 20' Lane. | Sean Michael Regan
EP-2022-08316 | 2022-10-03 | 845 W 20TH AVENUE, Vancouver, BC V5Z 1Y3 | Electrical Permit | Residential | Renovation | Completed | Installation / Repair - Residential - one basement wall area open and the one plug removed and plug wire capped in junction box on the celling. #2 - 845 W 20th Interior alterations to remove one wall in the suite, unit #2 of the existing one family dwelling with secondary suite on this site. | Kaler Electrical Ltd
GP-2021-02765 | 2023-02-01 | 847 W 20TH AVENUE, Vancouver, BC V5Z 1Y3 | Gas Permit | Residential | Renovation | Completed | Residential - Re & Re of existing high efficiency natural gas furnace in mechanical room | Lockhart Plumbing & Heating Ltd
PP-2022-03474 | 2022-10-03 | 869 W 20TH AVENUE, Vancouver, BC V5Z 1Y3 | Plumbing Permit | Residential | New | Completed | Residential - Irrigation back flow >BP: To construct a 2 storey one-family dwelling ($703,730). Envelope and Environmental Separation designed according to Part 5. 1- Covenant registered at the Land Title Office under CA7527483 2- No strata titling permitted 3- (1) A/C unit proposed and heat pump on roof deck. 4- Schedule B, Marian Letavay, P.Eng (604-439-0922) Geotechnical 5- Schedule B, Nick de Ridder, P.Eng (604-731-7412) Structural 6- Schedule B&D1, Clinton Cuddington, P.Eng (604-737-0235) Architectural 7- HPO - Vanglo Sustainable Construction Group Ltd. 8- Solar panels proposed at NW corner of roof deck and south side of roof deck This is a 2 storey building pursuant to the Zoning and Development By-Law | Kore Irrigation Ltd
GP-2022-03498 | 2022-11-09 | 869 W 20TH AVENUE, Vancouver, BC V5Z 1Y3 | Gas Permit | Residential | New | Completed | Residential - piping only to fireplace and cooktop in main house. >DB: To construct a 2 storey one-family dwelling. Envelope and Environmental Separation designed according to Part 5. 1- Covenant registered at the Land Title Office under CA7527483 2- No strata titling permitted 3- (1) A/C unit proposed and heat pump on roof deck. 7- HPO - Vanglo Sustainable Construction Group Ltd. 8- Solar panels proposed at NW corner of roof deck and south side of roof deck This is a 2 storey building pursuant to the Zoning and Development By-Law AMEND: NOV 10/2022 CHANGE BTU'S ON BOILER Note: A/C unit and heat pump proposed on roof deck. It shall conform to Noise By-law #6555 of quite zone requirements. Sound level for the quiet zone of max 45 dBA and max 55dBA during the day. ******THIS PERMIT HAS BEEN ISSUED UNDER THE REQUIREMENTS OF VBBL 2014 AND THE GREEN HOMES PROGRAM****** | A & J GAS SERVICES LTD
EP-2022-08541 | 2022-10-11 | 869 W 20TH AVENUE, Vancouver, BC V5Z 1Y3 | Electrical Permit | Residential | New | Completed | Installation / Repair - Residential - Alarm finishing only. - Complete Security Alarm System >BP: To construct a 2 storey one-family dwelling ($703,730). Envelope and Environmental Separation designed according to Part 5. 1- Covenant registered at the Land Title Office under CA7527483 2- No strata titling permitted 3- (1) A/C unit proposed and heat pump on roof deck. 4- Schedule B, Marian Letavay, P.Eng (604-439-0922) Geotechnical 5- Schedule B, Nick de Ridder, P.Eng (604-731-7412) Structural 6- Schedule B&D1, Clinton Cuddington, P.Eng (604-737-0235) Architectural 7- HPO - Vanglo Sustainable Construction Group Ltd. 8- Solar panels proposed at NW corner of roof deck and south side of roof deck This is a 2 storey building pursuant to the Zoning and Development By-Law | Husky Alarm Integration Ltd
EP-2022-06407 | 2022-07-29 | 3460 W 1ST AVENUE, Vancouver, BC V6R 1G7 | Electrical Permit | Residential | Renovation | Completed | Installation / Repair - Residential - 200 amp service upgrade. | EVANSON ELECTRIC LTD
GP-2022-00812 | 2022-03-14 | 3460 W 1ST AVENUE, Vancouver, BC V6R 1G7 | Gas Permit | Residential | Renovation | Completed | Residential - replace gas water heater | Joyce Heating Services Ltd
GP-2023-00977 | 2023-03-20 | 2823 W 15TH AVENUE, Vancouver, BC V6K 3A1 | Gas Permit | Residential | New | Completed | Residential - Remove existing boiler and HWT. Install Navien Combi unit. Pipe 1/2 Steel gas line on exterior of house from gas meter to boiler. | Andrew James Leask
GP-2023-00277 | 2023-01-24 | 2837 W 15TH AVENUE, Vancouver, BC V6K 3A1 | Gas Permit | Residential | Renovation | Completed | Residential - re re hwt | Thomson Industries Ltd
GP-2022-03413 | 2022-11-02 | 2853 W 15TH AVENUE, Vancouver, BC V6K 3A1 | Gas Permit | Residential | Renovation | Completed | Residential - Installing gas furnace | Reid Brothers Plumbing & Heating Ltd
EP-2022-04598 | 2022-06-02 | 2918 W 15TH AVENUE, Vancouver, BC V6K 3A3 | Electrical Permit | Residential | Tenant Improvement | Completed | Installation / Repair - Residential - 30A EV Circuit to be installed within 15' of 40A Garage sub-panel | MJR Electric Ltd
EP-2022-01765 | 2022-03-03 | 1060 W 15TH AVENUE, Vancouver, BC V6H 1R6 | Electrical Permit | Residential | Renovation | Expired | Temporary Power - Residential - To provide temporary power to this site. | F & S Electrical Ltd
NULL | NULL | 1060 W 15TH AVENUE, Vancouver, BC V6H 1R6 | Sprinkler Permit | NULL | NULL | Draft | Commercial - water station | Westrim Plumbing & Heating Ltd
PP-2023-02989 | 2023-08-23 | 1060 W 15TH AVENUE, Vancouver, BC V6H 1R6 | Plumbing Permit | Residential | New | Completed | Residential - install irrigation system | Zhongmin Zhao DBA Colorful Garden
EP-2023-00422 | 2023-01-18 | 1070 W 15TH AVENUE, Vancouver, BC V6H 1R6 | Electrical Permit | Commercial | NULL | Expired | Movie Set / Filming - To allow for Movie Set/Filming Applicant shall provide completed Contractor Declaration form, and dates of filming and associated location(s) to csinspection.clerks@vancouver.ca prior to the commencement of filming. Visit vancouver.ca/inspections for more details. | Circle Productions Ltd
EP-2023-09296 | 2023-10-16 | 1232 W 15TH AVENUE, Vancouver, BC V6H 1R8 | Electrical Permit | Commercial | Renovation | Completed | Installation / Repair - Commercial - Service upgrade from 100A to 200A. | APP Electric Inc
MP-2022-00411 | 2022-10-14 | 4487 W 16TH AVENUE, Vancouver, BC V6R 3E7 | Mechanical Permit | NULL | NULL | Completed | NULL | Thomson Industries Ltd
EP-2022-08987 | 2022-10-28 | 4487 W 16TH AVENUE, Vancouver, BC V6R 3E7 | Electrical Permit | Residential | Renovation | Completed | Installation / Repair - Residential - Dedicated Circuit for AC Install | Pacific Star Electric Inc
EP-2022-01687 | 2022-03-01 | 4517 W 16TH AVENUE, Vancouver, BC V6R 3E8 | Electrical Permit | Residential | New | Expired | Temporary Power - Residential - To provide temporary power. | Eltec Electric Ltd
PP-2022-01334 | 2022-04-22 | 4517 W 16TH AVENUE, Vancouver, BC V6R 3E8 | Plumbing Permit | Residential | New | Completed | Residential - 1FD - #1 - plumbing To construct a 2 storey + cellar one-family dwelling Note: Parking for this site provided under LWH DB-2020-04087 Note: This is a 2 storey building pursuant to the Zoning and Development By-Law 1- Bar/Sink proposed in cellar 2- A/C unit proposed in rear yard | bcc mechanicals ltd
EP-2022-03535 | 2022-05-03 | 4517 W 16TH AVENUE, Vancouver, BC V6R 3E8 | Electrical Permit | Residential | New | Completed | Installation / Repair - Residential - New house wiring. Main consumer's service 200amps with [2] 200amps per positions meter socket. Main house service 200amps. Laneway house service 100amps. >BP: To construct a 2 storey + cellar one-family dwelling ($702,000.00) Note: Parking for this site provided under LWH DB-2020-04087 Note: This is a 2 storey building pursuant to the Zoning and Development By-Law 1- Bar/Sink proposed in cellar 2- A/C unit proposed in rear yard 3- Schedule B: Heqing Jian P.Eng (778-987-7461) Geotechnical 4- Schedule B: Anthony Wang P.Eng (604-618-6236) Structural 5-HPO: Residential Builder- JB Pacific Homes Ltd. 6- Covenant to be registered prior to the sheathing inspection. ****residential projects will now require schedule B as part of the sprinkler application**** ******THIS PERMIT HAS BEEN ISSUED UNDER THE REQUIREMENTS OF VBBL 2019 (#12511)****** | Eltec Electric Ltd
GP-2022-03950 | 2022-12-12 | 4517 W 16TH AVENUE, Vancouver, BC V6R 3E8 | Gas Permit | Residential | New | Completed | Residential - Install fireplace only >BP: To construct a 2 story + cellar one-family dwelling | JOT MECHANICAL LTD
SP-2022-01169 | 2022-07-25 | 4517 W 16TH AVENUE, Vancouver, BC V6R 3E8 | Sprinkler Permit | Residential | New | Completed | Residential - 1FD - #1 - NEW SPRINKLER INSTALLATION To construct a 2 storey + cellar one-family dwelling. Note: Parking for this site provided under LWH DB-2020-04087 Note: This is a 2 storey building pursuant to the Zoning and Development By-Law 1- Bar/Sink proposed in cellar 2- A/C unit proposed in rear yard | Real Tech Fire Protection Ltd
EP-2022-06362 | 2022-07-28 | 4517 W 16TH AVENUE, Vancouver, BC V6R 3E8 | Electrical Permit | Residential | New | Completed | Installation / Repair - Residential - 1FD - #1 - Class 2 cables rough-in Home networking, structure wiring, security alarm, CCTV, BGM, automation system, and home theater system pre-wire. COMPLETE SECURITY ALARM SYSTEM To construct a 2 storey + cellar one-family dwelling Note: Parking for this site provided under LWH DB-2020-04087 Note: This is a 2 storey building pursuant to the Zoning and Development By-Law 1- Bar/Sink proposed in cellar 2- A/C unit proposed in rear yard | Integrity Enterprise Ltd. DBA AV Digital Systems
GP-2022-01928 | 2022-06-27 | 4517 W 16TH AVENUE, Vancouver, BC V6R 3E8 | Gas Permit | Residential | New | Completed | Residential - fireplace piping only. To construct a 2 storey + cellar one-family dwelling Note: Parking for this site provided under LWH DB-2020-04087 Note: This is a 2 storey building pursuant to the Zoning and Development By-Law 1- Bar/Sink proposed in cellar 2- A/C unit proposed in rear yard 3- Schedule B: Heqing Jian P.Eng (778-987-7461) Geotechnical 4- Schedule B: Anthony Wang P.Eng (604-618-6236) Structural 5-HPO: Residential Builder- JB Pacific Homes Ltd. 6- Covenant to be registered prior to the sheathing inspection. | bcc mechanicals ltd
PP-2023-02450 | 2023-08-10 | 4517 W 16TH AVENUE, Vancouver, BC V6R 3E8 | Plumbing Permit | Residential | New | Completed | Residential - 1FD - Install 3/4" backflow preventer for irrigation system | M&M Industries Ltd
EP-2022-04206 | 2022-05-20 | 4573 W 16TH AVENUE, Vancouver, BC V6R 3E8 | Electrical Permit | Residential | New | Expired | Temporary Power - Residential - To provide temporary power. | Gewang Electric Ltd
EP-2022-04973 | 2022-06-15 | 4573 W 16TH AVENUE, Vancouver, BC V6R 3E8 | Electrical Permit | Residential | New | Completed | Installation / Repair - Residential - Single house new construction. Main Consumer's Service: 200A. 3 Electric Meters. Main House Service: 100A. Secondary Suite Service: 100A. LWH Service: 100A. >BP: To construct a 2 storey one-family dwelling with a secondary suite located in the Basement ($704,790.00) with an open parking pad, providing 1 parking space, having vehicular access from the 20' Lane. 1. Covenant registered at the Land Title Office under CA8983690 2. No Strata Titling permitted 3. A/C proposed – Exterior component located in Rear Yard(North), Interior component located in Upper Floor 4. Schedule B: (Antony Wang) P.Eng (604.618.6236) Structural & Geotechnical 5. HPO: Residential Builder- 0949351 BC Ltd. Note: This is a 2 storey building pursuant to the Zoning and Development By-Law Address Information: Principle Dwelling: #1-4573 W 16 Ave Secondary Suite: #2-4573 W 16 Ave Laneway home: #3-4573 W 16 Ave Addresses have been assigned per the approved plans, access to the rear unit is from the North side. This access must be provided & maintained at all times and the building addresses posted to be visible from the street in accordance with the Building By-law. **THIS PERMIT HAS BEEN ISSUED UNDER THE REQUIREMENTS OF VBBL #12511 (2019) ** ****ALL PROJECT COORINATOR NOTES HAS BEEN ACCEPTED BY THE APPLICANT**** | Gewang Electric Ltd
PP-2022-01320 | 2022-04-20 | 4573 W 16TH AVENUE, Vancouver, BC V6R 3E8 | Plumbing Permit | Residential | New | Completed | Residential - 1FD+ SS - #1 & #2 - This is a new house with 26 fixtures. To construct a 2 storey one-family dwelling with a secondary suite located in the Basement with an open parking pad, providing 1 parking space, having vehicular access from the 20' Lane. 1. Covenant registered at the Land Title Office under CA8983690 2. No Strata Titling permitted 3. A/C proposed – Exterior component located in Rear Yard(North), Interior component located in Upper Floor | AKAL Plumbing & Heating Ltd
SP-2022-01127 | 2022-07-15 | 4573 W 16TH AVENUE, Vancouver, BC V6R 3E8 | Sprinkler Permit | Residential | New | Completed | Residential - NEW HOME To construct a 2 storey one-family dwelling with a secondary suite located in the Basement with an open parking pad, providing 1 parking space, having vehicular access from the 20' Lane. 1. Covenant registered at the Land Title Office under CA8983690 2. No Strata Titling permitted 3. A/C proposed – Exterior component located in Rear Yard(North), Interior component located in Upper Floor 4. Schedule B: (Antony Wang) P.Eng (604.618.6236) Structural & Geotechnical 5. HPO: Residential Builder- 0949351 BC Ltd. | SBMS Construction Ltd
EP-2022-06301 | 2022-07-27 | 4573 W 16TH AVENUE, Vancouver, BC V6R 3E8 | Electrical Permit | Residential | New | Completed | Installation / Repair - Residential - Low Voltage wiring: alarm wiring, camera wiring, telephone, cable and data wiring >BP: To construct a 2 storey one-family dwelling with a secondary suite located in the Basement ($704,790.00) with an open parking pad, providing 1 parking space, having vehicular access from the 20' Lane. 1. Covenant registered at the Land Title Office under CA8983690 2. No Strata Titling permitted 3. A/C proposed – Exterior component located in Rear Yard(North), Interior component located in Upper Floor 4. Schedule B: (Antony Wang) P.Eng (604.618.6236) Structural & Geotechnical 5. HPO: Residential Builder- 0949351 BC Ltd. Note: This is a 2 storey building pursuant to the Zoning and Development By-Law **THIS PERMIT HAS BEEN ISSUED UNDER THE REQUIREMENTS OF VBBL #12511 (2019) ** ****ALL PROJECT COORINATOR NOTES HAS BEEN ACCEPTED BY THE APPLICANT**** Amend: Aug 30, 2022 amend permit for 4573 W 16th Avenue Vancouver ( main house), Laneway house already been completed. | Sally De la Cruz Rajah
GP-2022-02297 | 2022-08-05 | 4573 W 16TH AVENUE, Vancouver, BC V6R 3E8 | Gas Permit | Residential | New | Completed | Residential - 1FD+SS - #1 & #2 - Venting & Hookup Only To construct a 2 storey one-family dwelling with a secondary suite located in the Basement with an open parking pad, providing 1 parking space, having vehicular access from the 20' Lane. 1. Covenant registered at the Land Title Office under CA8983690 2. No Strata Titling permitted 3. A/C proposed – Exterior component located in Rear Yard(North), Interior component located in Upper Floor | REAL LIGHTING & FIREPLACES LTD
GP-2022-02294 | 2022-08-04 | 4573 W 16TH AVENUE, Vancouver, BC V6R 3E8 | Gas Permit | Residential | New | Completed | Residential - 1FD+SS - #1 & #2 - This is a new house with 4 fixtures. To construct a 2 storey one-family dwelling with a secondary suite located in the Basement with an open parking pad, providing 1 parking space, having vehicular access from the 20' Lane. 1. Covenant registered at the Land Title Office under CA8983690 2. No Strata Titling permitted 3. A/C proposed – Exterior component located in Rear Yard(North), Interior component located in Upper Floor | AKAL Plumbing & Heating Ltd
EP-2024-00147 | 2024-01-05 | 4633 W 16TH AVENUE, Vancouver, BC V6R 3E9 | Electrical Permit | Residential | Addition | Issued | Installation / Repair - Residential - Installation of a hardwired Ev charger and branch circuit (7650 W). Existing panel located in garage. | Rocket EV Charging Solutions Inc
GP-2023-00688 | 2023-02-24 | 11 W 17TH AVENUE, Vancouver, BC V5Y 1Z5 | Gas Permit | Residential | Tenant Improvement | Completed | Residential - To re and re boiler and hot water tank. Replace with combination boiler | Lew Plumbing And Heating Ltd
GP-2023-03491 | 2023-11-10 | 43 W 17TH AVENUE, Vancouver, BC V5Y 1Z5 | Gas Permit | Residential | Renovation | Completed | Residential - remove existing water heater and replace with tankless water heater | Emmy Plumbing Heating and Air Conditioning
EP-2023-09907 | 2023-11-02 | 40 W 20TH AVENUE, Vancouver, BC V5Y 2C1 | Electrical Permit | Residential | New | Issued | Installation / Repair - Residential - Installation of security system | ADT Security Services Canada Inc
GP-2023-00654 | 2023-02-22 | 40 W 20TH AVENUE, Vancouver, BC V5Y 2C1 | Gas Permit | Residential | Renovation | Completed | Residential - disconnect and remove old tankess water heater | Hillcrest Plumbing & Heating (1991) Ltd
GP-2023-00614 | 2023-02-21 | 2238 W 19TH AVENUE, Vancouver, BC V6L 1C4 | Gas Permit | Residential | Tenant Improvement | Completed | Residential - Hot Water Tank Replacement | Wah Fai Plumbing & Heating Inc
GP-2023-00057 | 2023-01-20 | 2256 W 19TH AVENUE, Vancouver, BC V6L 1C4 | Gas Permit | Residential | New | Completed | Residential - Furnace Installation | Pro Ace Heating & Air Conditioning Services Ltd
GP-2022-03434 | 2022-11-03 | 2306 W 19TH AVENUE, Vancouver, BC V6L 1C6 | Gas Permit | Residential | Renovation | Completed | Residential - Re&re Furnace | Milani Plumbing Heating & Air Conditioning Ltd
PP-2023-03830 | 2023-10-31 | 3472 W 1ST AVENUE, Vancouver, BC V6R 1G7 | Plumbing Permit | Residential | New | Issued | Residential - Install two outside sumps without pumps AMEND: NOV 16/2023 Change one sump to pumped (storm) | Octiscapes Site Services Ltd
EP-2023-09828 | 2023-10-30 | 3472 W 1ST AVENUE, Vancouver, BC V6R 1G7 | Electrical Permit | Residential | Renovation | Issued | Temporary Power - Residential - To provide temporary power. | WESTPEAK ELECTRICAL LTD
PP-2024-00030 | 2024-01-05 | 3472 W 1ST AVENUE, Vancouver, BC V6R 1G7 | Plumbing Permit | Residential | Renovation | Issued | Residential - new plumbing >BP: To construct a 2.5 storey + cellar one-family ($1,650,000) with a 2 car detached accessory building (garage) ($10,000), at the rear providing 2 parking spaces, having vehicular access from the lane. 1. No Strata Titling permitted 2. Entire building to be sprinklered 13D 3. Heat Pump proposed – Exterior component located in rear yard, Interior component located in Crawl space 4. Schedule A: (Mark W. Emanuel) P.Eng (604.872.1211) 5. Schedule D: (Mark W. Emanuel) P.Eng (604.872.1211) 6. Schedule B: (Mark W. Emanuel) P.Eng (604.872.1211) Architectural 7. Schedule B: (Kurt Geussepe Quines) P.Eng (604.484.2859) Structural 8. Schedule B: (Paul A. Davies) P.Eng (604.770.0355) Geotechnical 9. HPO: Residential Builder- Lightfoot Construction Ltd | Greywater Plumbing And Heating Inc
EP-2022-09616 | 2022-11-14 | 3527 W 1ST AVENUE, Vancouver, BC V6R 1G9 | Electrical Permit | Residential | Renovation | Expired | Temporary Power - Residential - To provide temporary power. | F & S Electrical Ltd
PP-2022-03322 | 2022-09-22 | 3527 W 1ST AVENUE, Vancouver, BC V6R 1G9 | Plumbing Permit | Residential | New | Issued | Residential - SUMP | Octiscapes Site Services Ltd
EP-2023-01752 | 2023-05-10 | 3527 W 1ST AVENUE, Vancouver, BC V6R 1G9 | Electrical Permit | Residential | Renovation | Completed | Installation / Repair - Residential - Full house re-wire. House is gutted to the studs. Heat pump for heating on main house. Electric baseboards for basement suite. No gas in the home. 1 6000w hot water tank. Wiring to all appliances, lighting and fixtures. *An approved mechanical permit is required for the installation of air conditioning or heat pump unit at the time of installation before an electrical inspection will be performed >BP: Interior/exterior alterations to provide tenant improvements to convert the existing multiple conversion dwelling building building containing three dwelling units to multiple conversion dwelling containing two dwelling units (one of which will be used as a secondary suite) and replace existing single car garage with double car garage at the rear. The entire building to be sprinklered to NFPA-13D Structural and Geotechnical schedule B signed and sealed by Shaozhe Guo, 778.926.0525 Revision #1 - February 27, 2023 - Revised site plan to show proper location of house moved 10' towards street to be accurate with survey - validate 32 sq. ft. of floor area in basement under porch at rear - replace 8 windows (same location and size) - shown on revised elevation plans and install one new window on north elevation - floor assembly for front porch revised to match structural plans | F & S Electrical Ltd
PP-2023-00539 | 2023-02-15 | 3527 W 1ST AVENUE, Vancouver, BC V6R 1G9 | Plumbing Permit | Residential | New | Completed | Residential - Rough In & Finish drainage / water pipe to the following fixtures >BP: Interior/exterior alterations to provide tenant improvements to convert the existing multiple conversion dwelling building building containing three dwelling units to multiple conversion dwelling containing two dwelling units (one of which will be used as a secondary suite) and replace existing single car garage with double car garage at the rear. | McKellar Plumbing & Heating Ltd
SP-2023-00796 | 2023-05-08 | 3527 W 1ST AVENUE, Vancouver, BC V6R 1G9 | Sprinkler Permit | Residential | New | Completed | Residential - New sprinkler system for SFD >BP: Interior/exterior alterations to provide tenant improvements to convert the existing multiple conversion dwelling building building containing three dwelling units to multiple conversion dwelling containing two dwelling units (one of which will be used as a secondary suite) and replace existing single car garage with double car garage at the rear. The entire building to be sprinklered to NFPA-13D | Allright Sprinklers Ltd
MP-2023-00849 | 2023-05-15 | 3527 W 1ST AVENUE, Vancouver, BC V6R 1G9 | Mechanical Permit | NULL | NULL | Completed | NULL | Centigrade Mechanical Ltd
EP-2023-05069 | 2023-06-08 | 3527 W 1ST AVENUE, Vancouver, BC V6R 1G9 | Electrical Permit | Residential | Renovation | Completed | Installation / Repair - Residential - Install extra Low voltage only, Tel, data, AV, CCTV. >BP: Interior/exterior alterations to provide tenant improvements to convert the existing multiple conversion dwelling building building containing three dwelling units to multiple conversion dwelling containing two dwelling units (one of which will be used as a secondary suite) and replace existing single car garage with double car garage at the rear. | Hook It Up Solutions Ltd
NULL | NULL | 3562 W 1ST AVENUE, Vancouver, BC V6R 1G8 | Mechanical Permit | NULL | NULL | Withdrawn | NULL | Titanium HVAC Inc
GP-2022-03096 | 2022-10-12 | 3633 W 1ST AVENUE, Vancouver, BC V6R 1H1 | Gas Permit | Residential | Renovation | Completed | Residential - re-re hwt | Ferenc Nagy
GP-2022-00075 | 2022-01-19 | 3669 W 1ST AVENUE, Vancouver, BC V6R 1H1 | Gas Permit | Residential | Renovation | Completed | Residential - Install one natural gas fireplaces insert | Vancouver Gas Fireplaces Ltd
GP-2022-02444 | 2022-08-18 | 2739 W 19TH AVENUE, Vancouver, BC V6L 1E2 | Gas Permit | Residential | Renovation | Completed | Residential - Re&Re Boiler BTU 90.000 | Milani Plumbing Heating & Air Conditioning Ltd
EP-2022-07806 | 2022-09-16 | 1345 W 15TH AVENUE, Vancouver, BC V6H 3R3 | Electrical Permit | Residential | Renovation | Completed | Installation / Repair - Residential - REPLACE FAILING 600A 250V MAIN SWITCH | Cobing Building Solutions Ltd
EP-2022-08919 | NULL | 1345 W 15TH AVENUE, Vancouver, BC V6H 3R3 | Electrical Permit | Residential | Renovation | Withdrawn | Installation / Repair - Residential - -Re in Re Bathroom Fan -Move Dimmer from pendants to Kitchen Pots and place pendants on regular decora switch. -Replace MR16 Halogen tails in 4x Potlights - 4x Tube Fluorescent. Change Ballast and Tubes to 2700K LED. | AJ's Electrical Contractors LTD
GP-2022-01220 | 2022-04-22 | 1350 W 15TH AVENUE, Vancouver, BC V6H 1S3 | Gas Permit | Residential | Renovation | Completed | Residential - New Gas furnace replacement RE & RE | Pro West Heating & Air Conditioning Ltd
EP-2021-07449 | 2022-09-13 | 1385 W 15TH AVENUE, Vancouver, BC V6H 1S2 | Electrical Permit | Commercial | New | Completed | Installation / Repair - Commercial - INSTALL, WIRE ONLY: (15 ) stats for (35) EBB's / KFHs...........(3) controls for ERV's...........(4) stats for FC-1,2,3,4..Interlock w /CU-1,2 >BP: Major renovation and Minor Vertical Addition to this existing 11 storey highrise residential building including the following: Level P1 – convert 5 parking stalls to bike storage (Major Renovation) Level 1 – enclose a covered exterior patio to create an amenity room (Minor Vertical Addition) Level 2 – convert 1 existing 2-bedroom suite into two studio suites (Major Renovation) Level 9 - convert 2 existing 2-bedroom suites into a single 4- bedroom suite (Minor Renovation) Level 10 – interior and exterior renovation of existing penthouse suite (Minor Renovation) Voluntary installation of new sprinkler and standpipe system, parkade level already sprinklered and to be left as is. Voluntary installation of new fire alarm system. | Modern Systems Management Ltd
PP-2023-01995 | 2023-06-12 | 1385 W 15TH AVENUE, Vancouver, BC V6H 1S2 | Plumbing Permit | Commercial | Renovation | Issued | Commercial - Renovation Levels 7 & 8 >BP: Major renovation and Minor Vertical Addition to this existing 11 storey highrise residential building including the following: Level P1 – convert 5 parking stalls to bike storage (Major Renovation) Level 1 – enclose a covered exterior patio to create an amenity room (Minor Vertical Addition) Level 2 – convert 1 existing 2-bedroom suite into two studio suites (Major Renovation) Level 9 - convert 2 existing 2-bedroom suites into a single 4- bedroom suite (Minor Renovation) Level 10 – interior and exterior renovation of existing penthouse suite (Minor Renovation) Voluntary installation of new sprinkler and standpipe system, parkade level already sprinklered and to be left as is. Voluntary installation of new fire alarm system. Reviewed under the 2019 VBBL. Related to AL-2020-00133. This permit was issued as part of a digital trial. The applicant is responsible for printing out the accepted drawings and having them available on site for any required inspections. Stage 1 - full construction accepted Mar.19/21 Revision #1 - Level P2 - add sprinkler room Level P1 - remove existing pool room and expand & renovate the lower lobby Levels 3 to 6 - add sprinklers, replace existing windows, except for Suites 302 to 602 Levels 7 & 8 - interior reconstruction of existing 2 suites per floor Replace all existing windows except Suites 302 to 602 Accepted May 2/23 | Tap Roots Plumbing and Heating Ltd
PP-2023-01549 | 2023-05-04 | 1385 W 15TH AVENUE, Vancouver, BC V6H 1S2 | Plumbing Permit | Commercial | Renovation | Completed | Commercial - ***** Permit is for Water Service only ***** >BP: Major renovation and Minor Vertical Addition to this existing 11 storey highrise residential building including the following: Level P1 – convert 5 parking stalls to bike storage (Major Renovation) Level 1 – enclose a covered exterior patio to create an amenity room (Minor Vertical Addition) Level 2 – convert 1 existing 2-bedroom suite into two studio suites (Major Renovation) Level 9 - convert 2 existing 2-bedroom suites into a single 4- bedroom suite (Minor Renovation) Level 10 – interior and exterior renovation of existing penthouse suite (Minor Renovation) Voluntary installation of new sprinkler and standpipe system, parkade level already sprinklered and to be left as is. Voluntary installation of new fire alarm system. Reviewed under the 2019 VBBL. Related to AL-2020-00133. | Tap Roots Plumbing and Heating Ltd
EP-2023-07192 | 2023-08-09 | 1385 W 15TH AVENUE, Vancouver, BC V6H 1S2 | Electrical Permit | Commercial | New | Completed | Installation / Repair - Commercial - Install heat trace on sprinkler main. Electrical connection by others. >BP: Major renovation and Minor Vertical Addition to this existing 11 storey highrise residential building including the following: Level P1 – convert 5 parking stalls to bike storage (Major Renovation) Level 1 – enclose a covered exterior patio to create an amenity room (Minor Vertical Addition) Level 2 – convert 1 existing 2-bedroom suite into two studio suites (Major Renovation) Level 9 - convert 2 existing 2-bedroom suites into a single 4- bedroom suite (Minor Renovation) Level 10 – interior and exterior renovation of existing penthouse suite (Minor Renovation) Voluntary installation of new sprinkler and standpipe system, parkade level already sprinklered and to be left as is. Voluntary installation of new fire alarm system. Reviewed under the 2019 VBBL. Related to AL-2020-00133. This permit was issued as part of a digital trial. The applicant is responsible for printing out the accepted drawings and having them available on site for any required inspections. Stage 1 - full construction accepted Mar.19/21 Revision #1 - Level P2 - add sprinkler room Level P1 - remove existing pool room and expand & renovate the lower lobby Levels 3 to 6 - add sprinklers, replace existing windows, except for Suites 302 to 602 Levels 7 & 8 - interior reconstruction of existing 2 suites per floor Replace all existing windows except Suites 302 to 602 Accepted May 2/23 | Centurion Electric Ltd
EP-2023-07514 | 2023-08-17 | 1385 W 15TH AVENUE, Vancouver, BC V6H 1S2 | Electrical Permit | Commercial | Addition | Completed | Installation / Repair - Commercial - Install heat trace to domestic cold water in water entry room; all electrical connections by others. >BP: Major renovation and Minor Vertical Addition to this existing 11 storey highrise residential building including the following: Level P1 – convert 5 parking stalls to bike storage (Major Renovation) Level 1 – enclose a covered exterior patio to create an amenity room (Minor Vertical Addition) Level 2 – convert 1 existing 2-bedroom suite into two studio suites (Major Renovation) Level 9 - convert 2 existing 2-bedroom suites into a single 4- bedroom suite (Minor Renovation) Level 10 – interior and exterior renovation of existing penthouse suite (Minor Renovation) Voluntary installation of new sprinkler and standpipe system, parkade level already sprinklered and to be left as is. Voluntary installation of new fire alarm system. Reviewed under the 2019 VBBL. Related to AL-2020-00133. This permit was issued as part of a digital trial. The applicant is responsible for printing out the accepted drawings and having them available on site for any required inspections. Stage 1 - full construction accepted Mar.19/21 Revision #1 - Level P2 - add sprinkler room Level P1 - remove existing pool room and expand & renovate the lower lobby Levels 3 to 6 - add sprinklers, replace existing windows, except for Suites 302 to 602 Levels 7 & 8 - interior reconstruction of existing 2 suites per floor Replace all existing windows except Suites 302 to 602 Accepted May 2/23 | Artech Electric Ltd
MP-2023-01475 | 2023-08-10 | 1385 W 15TH AVENUE, Vancouver, BC V6H 1S2 | Mechanical Permit | NULL | NULL | Issued | NULL | Tap Roots Plumbing and Heating Ltd
EP-2023-09699 | 2023-11-20 | 1385 W 15TH AVENUE, Vancouver, BC V6H 1S2 | Electrical Permit | Commercial | Renovation - Dwelling Unit(s) only | Issued | Installation / Repair - Commercial - Low Voltage. Network and Coax for Unit 801 and 802 | Campus Computers (Victoria) Ltd
EP-2023-09179 | 2023-12-08 | 1405 W 15TH AVENUE, Vancouver, BC V6H 3R2 | Electrical Permit | Residential | Tenant Improvement | Issued | Installation / Repair - Residential - Electric Vehicle Charging Infrastructure - Wiring installation for electric vehicle supply equipment (EVSE). BC Hydro EV Infrastructure Plan implementation. Install EV panel, run conduits to 63 parking stalls. Run wires for EVSE JB. No EV charger installation. | Open Electrical Solutions Inc
EP-2024-00158 | 2024-01-26 | 1550 W 15TH AVENUE, Vancouver, BC V6J 2K6 | Electrical Permit | Commercial | Addition | Issued | Installation / Repair - Commercial - Supply and install (1) 200A 120/208V add to the existing FPE breaker in the main switchgear Supply and install 4C #250 ACWU feed from the main switchboard to the new EV Panel location in the electrical room Supply and install (1) 200A Meter base for BC Hydro metering Supply and install (1) 200A 120/208V 3PH 42 cct panel in the electrical room with (9) 2P 40A breakers Supply and install 500' of 2" EMT Conduit "Main trunks" down the parking lanes Supply and install EMT Conduit "Final runs" to (19) parking stalls Provide 40A Circuits to each parking stall Supply and install (3) WIFI Access points Supply and install conduit and Cat6 Cabling to each WIFI Access point Supply and install (1) POE Switch. Provide conduit for WIFI to connect the chargers to the network | TDR Electric Inc
EP-2022-08122 | 2022-09-27 | 1630 W 15TH AVENUE, Vancouver, BC V6J 2K7 | Electrical Permit | Commercial | Renovation | Completed | Installation / Repair - Commercial - Lighting fixture swap on existing wiring and lighting control system. | HighAngle Electrical Inc
NULL | NULL | 2786 W 16TH AVENUE, Vancouver, BC V6K 4M1 | Plumbing Permit | Commercial | NULL | Draft | Commercial - Cooling Tower Replacement | Haakon Industries (Canada) Ltd.
EP-2022-03567 | NULL | 2786 W 16TH AVENUE, Vancouver, BC V6K 4M1 | Electrical Permit | Commercial | Renovation | Withdrawn | Installation / Repair - Commercial - Replacing cooling tower | Bisco Electrical Contracting Ltd.
EP-2022-03488 | 2022-05-30 | 2786 W 16TH AVENUE, Vancouver, BC V6K 4M1 | Electrical Permit | Commercial | Tenant Improvement | Completed | Installation / Repair - Commercial - New 208v 3 phase 2kw sump heater being wired -New breaker being installed in exiting panel for heater -Existing cooling tower fan contactor being replaced - 230v 3 phase 5hp 15A motor -New spray pump being wired using existing disconnect and contactor - 230v 3 phase 0.75hp 2.2 A. Also a new panel for the controls and wire an exiting 120v circuit into it. | Bisco Electrical Contracting Ltd.
EP-2022-08160 | 2022-09-27 | 2786 W 16TH AVENUE, Vancouver, BC V6K 4M1 | Electrical Permit | Commercial | Tenant Improvement | Completed | Installation / Repair - Commercial - Replace one hydronic heating loop pump. | Haakon Industries (Canada) Ltd.
EP-2023-01607 | 2023-03-14 | 66 W 17TH AVENUE, Vancouver, BC V5Y 1Z4 | Electrical Permit | Residential | Renovation | Completed | Installation / Repair - Residential - New 200A Overhead Service: second drop to install EV charger and 2 Led Flood Lights Bc Hydro has approved the work over the phone *2nd Service to address | Kato Electrical Inc
NULL | NULL | 72 W 17TH AVENUE, Vancouver, BC V5Y 1Z4 | Electrical Permit | Residential | Addition | Withdrawn | Installation / Repair - Residential - Tesla EV Charger to be installed inside garage, on 30A circuit | Trudel, Daniel, DBA: Electrum Charging Solutions Inc.
EP-2022-09675 | 2022-11-17 | 72 W 17TH AVENUE, Vancouver, BC V5Y 1Z4 | Electrical Permit | Residential | Tenant Improvement | Completed | Installation / Repair - Residential - Tesla EV charger will be installed in the garage, on a 30A 240V circuit. | Trudel, Daniel, DBA: Electrum Charging Solutions Inc.
GP-2022-00703 | 2022-03-04 | 102 W 17TH AVENUE, Vancouver, BC V5Y 1Z6 | Gas Permit | Residential | Renovation | Completed | Residential - Replace hot water tank | Good Guys Heating Cooling Plumbing
PP-2022-00038 | 2022-01-13 | 115 W 17TH AVENUE, Vancouver, BC V5Y 1Z7 | Plumbing Permit | Residential | New | Issued | Residential - fixture | East West Plumbing (2007) Ltd
EP-2022-09199 | 2022-10-28 | 115 W 17TH AVENUE, Vancouver, BC V5Y 1Z7 | Electrical Permit | Residential | New | Expired | Temporary Power - Residential - To provide temporary power. | G N ELECTRIC LTD
EP-2023-09119 | 2023-11-15 | 115 W 17TH AVENUE, Vancouver, BC V5Y 1Z7 | Electrical Permit | Residential | Addition | Issued | Installation / Repair - Residential - ¦ 1FD + 1SS- 100A SERVICE DISCONNECT/ RE-CONNECT ¦ Re feed exisiting house from new Laneway. | Livewire Energy Services Ltd.
PP-2022-03178 | 2022-09-14 | 116 W 17TH AVENUE, Vancouver, BC V5Y 1Z6 | Plumbing Permit | Residential | Renovation | Issued | Residential - 1x gravity sump, drain tile, rain water leader, dampproofing, sanitary and storm AMEND: SEPT 27/2022 add 1 x outside pump sump permit should now have 1 x outside gravity sump and 1 x outside pump sump on it. ENGINEER LETTER UPLOADED | J & R Excavation & Demolition Ltd.
EP-2022-07571 | 2022-09-09 | 116 W 17TH AVENUE, Vancouver, BC V5Y 1Z6 | Electrical Permit | Residential | Renovation | Completed | Installation / Repair - Residential - structured wiring, surveillance system, security alarm system >BP: exterior and interior alterations to this existing one family dwelling. OK for field review as per Jamie Zhang, Aug.19/21 DBI to determine on site whether Structural drawings and schedule B are required Work to be done includes: - Rebuild the rear deck Upper floor: - Add a new Powder room for Master bedroom - Add W/D and Linen - Update the bathroom - Add a new door for bedroom Main Floor: - Add a new Powder room and remove the existing bathroom - New kitchen layout and window - Add a new door within opening and remove the existing door Basement Floor: - New bathroom with shower - New Sink - New window at rear | Vancouver Audiospace Home Control Ltd
EP-2022-05839 | 2022-07-12 | 116 W 17TH AVENUE, Vancouver, BC V5Y 1Z6 | Electrical Permit | Residential | Renovation | Completed | Installation / Repair - Residential - wiring of the house and garage with new plugs, switches,lights and potlights and a new 200amp service to the garage and carried through to the main house >BP: exterior and interior alterations to this existing one family dwelling. OK for field review as per Jamie Zhang, Aug.19/21 DBI to determine on site whether Structural drawings and schedule B are required Work to be done includes: - Rebuild the rear deck Upper floor: - Add a new Powder room for Master bedroom - Add W/D and Linen - Update the bathroom - Add a new door for bedroom Main Floor: - Add a new Powder room and remove the existing bathroom - New kitchen layout and window - Add a new door within opening and remove the existing door Basement Floor: - New bathroom with shower - New Sink - New window at rear | David Stein
GP-2022-01889 | 2022-06-23 | 116 W 17TH AVENUE, Vancouver, BC V5Y 1Z6 | Gas Permit | Residential | New | Completed | Residential - To install water heater 2 fireplace range BBQ There is pipping for 2 fireplace exterior and interior alterations to this existing one family dwelling | JOT MECHANICAL LTD
PP-2022-01207 | 2022-04-08 | 116 W 17TH AVENUE, Vancouver, BC V5Y 1Z6 | Plumbing Permit | Residential | Renovation | Completed | Residential - Plumbing exterior and interior alterations to this existing one family dwelling. Work to be done includes: - Rebuild the rear deck Upper floor: - Add a new Powder room for Master bedroom - Add W/D and Linen - Update the bathroom - Add a new door for bedroom Main Floor: - Add a new Powder room and remove the existing bathroom - New kitchen layout and window - Add a new door within opening and remove the existing door Basement Floor: - New bathroom with shower - New Sink - New window at rear | Avante Plumbing & Heating Ltd
NULL | NULL | 133 W 17TH AVENUE, Vancouver, BC V5Y 1Z7 | Mechanical Permit | NULL | NULL | Withdrawn | NULL | NULL
EP-2022-08947 | 2022-10-24 | 133 W 17TH AVENUE, Vancouver, BC V5Y 1Z7 | Electrical Permit | Residential | Tenant Improvement | Completed | Installation / Repair - Residential - Electrical to heat pump -This is a ground-mounted air source heat pump in the rear yard MP-2022-00452 | 0994152 BC Ltd
GP-2022-03240 | 2022-10-20 | 133 W 17TH AVENUE, Vancouver, BC V5Y 1Z7 | Gas Permit | Residential | Tenant Improvement | Completed | Residential - Decommissioning gas furnace | 0994152 BC Ltd
MP-2022-00452 | 2022-10-21 | 133 W 17TH AVENUE, Vancouver, BC V5Y 1Z7 | Mechanical Permit | NULL | NULL | Completed | NULL | 0994152 BC Ltd
EP-2022-09056 | NULL | 133 W 17TH AVENUE, Vancouver, BC V5Y 1Z7 | Electrical Permit | Residential | Tenant Improvement | Withdrawn | Installation / Repair - Residential - Electrical to heat pump -This is a ground-mounted air source heat pump in the rear yard | 0994152 BC Ltd
GP-2022-01162 | 2022-04-12 | 154 W 17TH AVENUE, Vancouver, BC V5Y 1Z6 | Gas Permit | Residential | Renovation | Completed | Residential - Re&Re Tankless BTU:199.000 | Milani Plumbing Heating & Air Conditioning Ltd
GP-2022-02800 | 2022-09-23 | 159 W 17TH AVENUE, Vancouver, BC V5Y 1Z7 | Gas Permit | Residential | Addition | Completed | Residential - a furnace and a gas hot water tank replacement | Vanheat Services Ltd
MP-2023-00012 | 2023-01-20 | 165 W 17TH AVENUE, Vancouver, BC V5Y 1Z7 | Mechanical Permit | NULL | NULL | Completed | NULL | 365 Mechanical
EP-2023-01693 | 2023-03-01 | 165 W 17TH AVENUE, Vancouver, BC V5Y 1Z7 | Electrical Permit | Residential | Addition | Completed | Installation / Repair - Residential - Service upgrade for house and Laneway House. Main house have 100 amp service and laneway house didn't have any service before. we are installing 200 amp service for each homes. main service 400 amp. | Power Can Electrical Corp
GP-2022-02990 | 2022-10-04 | 4048 W 16TH AVENUE, Vancouver, BC V6R 3E1 | Gas Permit | Residential | Tenant Improvement | Completed | Residential - Re: Re: Installing a 96% Armstrong furnace with 2 pipe for exhaust and fresh air exiting the house. | 1051750 BC Ltd
GP-2023-01410 | 2023-05-01 | 4067 W 16TH AVENUE, Vancouver, BC V6R 3E2 | Gas Permit | Residential | Renovation | Completed | Residential - Replacing existing broken instant water heater | Pars Mechanical Corp
PP-2023-02495 | 2023-07-13 | 2433 W 19TH AVENUE, Vancouver, BC V6L 1C8 | Plumbing Permit | Residential | New | Issued | Residential - sump | Canadian Excavating Ltd
EP-2023-06245 | 2023-07-12 | 2433 W 19TH AVENUE, Vancouver, BC V6L 1C8 | Electrical Permit | Residential | New | Issued | Temporary Power - Residential - To provide temporary power. | F & S Electrical Ltd
PP-2023-03128 | 2023-09-05 | 3691 W 18TH AVENUE, Vancouver, BC V6S 1B3 | Plumbing Permit | Residential | New | Completed | Residential - install irrigation system | Zhongmin Zhao DBA Colorful Garden
EP-2023-10259 | 2023-11-14 | 3715 W 18TH AVENUE, Vancouver, BC V6S 1B3 | Electrical Permit | Residential | Renovation | Issued | Installation / Repair - Residential - Repair existing service, after the fallen tree. | VS Electric Ltd
MP-2023-01936 | 2023-10-30 | 3756 W 18TH AVENUE, Vancouver, BC V6S 1B2 | Mechanical Permit | NULL | NULL | Issued | NULL | Ashton Service Group/Ashton Mechanical Ltd.
EP-2023-01955 | 2023-04-04 | 3756 W 18TH AVENUE, Vancouver, BC V6S 1B2 | Electrical Permit | Residential | Renovation | Completed | Installation / Repair - Residential - Add circuit for heat pump *An approved mechanical permit is required for the installation of air conditioning or heat pump unit at the time of installation before an electrical inspection will be performed | Douglas Millington o/a Moose Electric
GP-2022-02281 | 2022-08-03 | 3756 W 18TH AVENUE, Vancouver, BC V6S 1B2 | Gas Permit | Residential | Renovation | Issued | Residential - decommission and remove furnace from site | Ashton Service Group/Ashton Mechanical Ltd.
GP-2022-01163 | 2022-04-12 | 3768 W 18TH AVENUE, Vancouver, BC V6S 1B2 | Gas Permit | Residential | Renovation | Completed | Residential - replace gas furnace | Joyce Heating Services Ltd
GP-2022-01471 | 2022-05-11 | 3777 W 18TH AVENUE, Vancouver, BC V6S 1B3 | Gas Permit | Residential | Renovation | Completed | Residential - Hot water tank replacement | Reid Brothers Plumbing & Heating Ltd
EP-2023-01818 | 2023-03-03 | 3781 W 18TH AVENUE, Vancouver, BC V6S 1B3 | Electrical Permit | Residential | Renovation | Issued | Temporary Power - Residential - To provide temporary power. | Gold Medal Electric Ltd
GP-2023-02426 | 2023-08-18 | 3812 W 18TH AVENUE, Vancouver, BC V6S 1B5 | Gas Permit | Residential | Renovation | Completed | Residential - Replace gas furnace | BNA Systems Inc and/or Kirkland Metal Shop Ltd
EP-2023-07567 | 2023-08-18 | 3819 W 18TH AVENUE, Vancouver, BC V6S 1B4 | Electrical Permit | Residential | New | Issued | Temporary Power - Residential - To provide temporary power. | JIU DING ELECTRIC LTD
PP-2023-03443 | 2023-09-28 | 3819 W 18TH AVENUE, Vancouver, BC V6S 1B4 | Plumbing Permit | Residential | New | Issued | Residential - Sump | Power Excavating Ltd
EP-2023-09305 | 2023-11-21 | 3819 W 18TH AVENUE, Vancouver, BC V6S 1B4 | Electrical Permit | Residential | New | Issued | Installation / Repair - Residential - New house electrical wiring *An approved mechanical permit is required for the installation of air conditioning or heat pump unit before a final electrical inspection will be performed >BP: To construct a 2 storey + basement one-family dwelling with a secondary suite ($721,450) located in the basement with a detached accessory building (LWH), at the rear providing 2 parking spaces and 1 open parking pad, having vehicular access from the lane. Note: This is a 2 storey building pursuant to the Zoning and Development By-Law 1- Covenant registered at the Land Title Office under CB419018 2- No strata titling permitted 3- Bar sink proposed 4- External mechanical unit proposed 5- Schedule B: Jason Hui P.Eng (778.319.3403) Structural & Geotechnical 6 HPO: Residential Builder – Canstone Development Ltd 7- As shown by an asterisk (*) on the building permit floor plans and/or elevations, exit protection is required to be provided in accordance with Articles 9.9.4.4., 9.9.4.6., and/or 9.37.2.8. of the 2019 VBBL ******THIS PERMIT HAS BEEN ISSUED UNDER THE REQUIREMENTS OF VBBL #12511 (2019)****** ***This permit is issued under the VBBL 2019, with updated energy requirements as per bylaw # 12997 effective Jan 01, 2022.*** | JIU DING ELECTRIC LTD
MP-2023-02085 | 2023-11-26 | 3819 W 18TH AVENUE, Vancouver, BC V6S 1B4 | Mechanical Permit | NULL | NULL | Issued | NULL | Easyway Plumbing & Heating Ltd
PP-2023-04116 | 2023-11-23 | 3819 W 18TH AVENUE, Vancouver, BC V6S 1B4 | Plumbing Permit | Residential | New | Issued | Residential - plumbing >BP: To construct a 2 storey + basement one-family dwelling with a secondary suite located in the basement with a detached accessory building (LWH), at the rear providing 2 parking spaces and 1 open parking pad, having vehicular access from the lane. Note: This is a 2 storey building pursuant to the Zoning and Development By-Law 1- Covenant registered at the Land Title Office under CB419018 2- No strata titling permitted 3- Bar sink proposed 4- External mechanical unit proposed 5- Schedule B: Jason Hui P.Eng (778.319.3403) Structural & Geotechnical 6 HPO: Residential Builder – Canstone Development Ltd 7- As shown by an asterisk (*) on the building permit floor plans and/or elevations, exit protection is required to be provided in accordance with Articles 9.9.4.4., 9.9.4.6., and/or 9.37.2.8. of the 2019 VBBL | Easyway Plumbing & Heating Ltd
GP-2022-00883 | 2022-03-21 | 2785 W 18TH AVENUE, Vancouver, BC V6L 1B4 | Gas Permit | Residential | Renovation | Completed | Residential - Re&Re Furnace BTU: 70,000 | Milani Plumbing Heating & Air Conditioning Ltd
PP-2023-04327 | 2023-12-14 | 440 W 20TH AVENUE, Vancouver, BC V5Y 2C8 | Plumbing Permit | Residential | New | Issued | Residential - 1FD+SS - #1 & #2 - Sentry and storm con with sump | AKAL DEMOLITION & EXCAVATING LTD
EP-2023-05253 | 2023-06-12 | 440 W 20TH AVENUE, Vancouver, BC V5Y 2C8 | Electrical Permit | Residential | New | Issued | Temporary Power - Residential - To provide temporary power. | G G S ELECTRICAL LTD
EP-2023-08268 | 2023-09-21 | 3708 W 1ST AVENUE, Vancouver, BC V6R 1H4 | Electrical Permit | Residential | Tenant Improvement | Completed | Installation / Repair - Residential - ¦ 1FD: EV ¦ EV charger install | UES Electrical Services Incorporated
GP-2023-00993 | 2023-03-21 | 3731 W 1ST AVENUE, Vancouver, BC V6R 1H3 | Gas Permit | Residential | Renovation | Completed | Residential - Re&re furnace | Milani Plumbing Heating & Air Conditioning Ltd
EP-2023-02196 | 2023-03-15 | 3731 W 1ST AVENUE, Vancouver, BC V6R 1H3 | Electrical Permit | Residential | Renovation | Completed | Installation / Repair - Residential - Electrical supply for heat pump. MP-2023-00374 | Milani Electric Limited
MP-2023-00374 | 2023-03-14 | 3731 W 1ST AVENUE, Vancouver, BC V6R 1H3 | Mechanical Permit | NULL | NULL | Completed | NULL | Milani Electric Limited
GP-2023-01909 | 2023-06-23 | 3744 W 1ST AVENUE, Vancouver, BC V6R 1H4 | Gas Permit | Residential | New | Completed | Residential - Wolf 30" freestanding gas range | Han Appliances & Refrigeration Ltd
EP-2023-03369 | 2023-04-19 | 3755 W 1ST AVENUE, Vancouver, BC V6R 1H3 | Electrical Permit | Residential | Addition | Completed | Installation / Repair - Residential - Installation of security system | ADT Security Services Canada Inc
GP-2022-02401 | 2022-08-15 | 4408 W 1ST AVENUE, Vancouver, BC V6R 4J4 | Gas Permit | Residential | Renovation | Completed | Residential - replacement gas boiler installed | Oakdale Plumbing and Heating Ltd
GP-2022-03612 | 2022-11-18 | 4415 W 1ST AVENUE, Vancouver, BC V6R 4H9 | Gas Permit | Residential | Renovation | Completed | Residential - Install one gas fire log | Vancouver Gas Fireplaces Ltd
EP-2022-10266 | 2023-01-09 | 4416 W 1ST AVENUE, Vancouver, BC V6R 4J4 | Electrical Permit | Residential | Renovation | Issued | Installation / Repair - Residential - Reno of a single family dwelling. Upgrade to a 200amp service -This is an extensive renovation with new lighting, switching and plugs through the majority of the house. -- -A mechanical permit is required for the heat pump installation before an electrical inspection will be performed -Building permit to be amended to include the installation of heat pump --- >BP: Interior alterations to repair fire damage and to remove and restore all work without permit on this site to its last approved conditions. Scope of work includes changing the second floor laundry room to an ensuite bathroom and infilling one of the doors to the existing second floor north-west bathroom. | Kuban Electric Ltd
GP-2023-00893 | 2023-03-14 | 4416 W 1ST AVENUE, Vancouver, BC V6R 4J4 | Gas Permit | Residential | Addition | Issued | Residential - Installation of 2 gas fireplaces venting and hook up only. >BP: Interior alterations to repair fire damage and to remove and restore all work without permit on this site to its last approved conditions. | Urban Fireplaces Ltd
EP-2023-01598 | 2023-02-27 | 4416 W 1ST AVENUE, Vancouver, BC V6R 4J4 | Electrical Permit | Residential | Renovation | Issued | Installation / Repair - Residential - Class II Circuits, Low voltage installation to include: Security camera, new audio/video wiring, In-Ceiling speakers >BP: Interior alterations to repair fire damage and to remove and restore all work without permit on this site to its last approved conditions. Scope of work includes changing the second floor laundry room to an ensuite bathroom and infilling one of the doors to the existing second floor north-west bathroom. Ok for field review per J. Zhang Mar 28/22 Notes: - Schedule B, Structural, Scott Ash-Anderson, P.Eng, 604-228-0518. - This building is sprinklered. DBI to determine on site if a separate sprinkler permit is required. - REUP Submitted by Ke Jiang, 604-562-0387. Scope of work to include energy upgrade in accordance with Article 11.2.1.4 of the 2019 Vancouver Building By-law and as per the Energy Efficiency Upgrade Details noted in the Energuide Report. | Pure Image Technology Solutions Ltd
PP-2023-00597 | 2023-02-21 | 4416 W 1ST AVENUE, Vancouver, BC V6R 4J4 | Plumbing Permit | Residential | Renovation | Issued | Residential - update basement, main & top floor Install new plumbing fixtures >BP: Interior alterations to repair fire damage and to remove and restore all work without permit on this site to its last approved conditions. Scope of work includes changing the second floor laundry room to an ensuite bathroom and infilling one of the doors to the existing second floor north-west bathroom. | McKellar Plumbing & Heating Ltd
EP-2023-06132 | 2023-07-10 | 4416 W 1ST AVENUE, Vancouver, BC V6R 4J4 | Electrical Permit | Residential | Addition | Completed | Installation / Repair - Residential - Alarm system throughout premises. >BP: Exterior and interior alterations to convert existing crawl space to habitable space including a new foundation wall, add two new windows on the east elevation, enlarge one window on the north elevation, interior alterations to all floors and new roof deck heat pumps for this existing one family dwelling on this site. This permit is to replace BP-2022-01592 that was previously issued for fire damage and now includes the above. Ok for SIPS per M. Lee - Sep 22/22 Validate overall floor space to 3675.99sf per S. Erichsen - Sep 22/22 Notes: - Schedule B, Structural, Scott Ash-Anderson, P.Eng, 604-228-0518. - This building is sprinklered. A separate sprinkler permit is required for all related work. - REUP Submitted by Tommy Youngsung Byun, 604-562-0387. Scope of work to include energy upgrade in accordance with Article 11.2.1.4 of the 2019 Vancouver Building By-law and as per the Energy Efficiency Upgrade Details noted in the Energuide Report. - Selected upgrades: new heat pump and air sealing. | Provident Security Corp
GP-2023-02014 | 2023-07-06 | 4416 W 1ST AVENUE, Vancouver, BC V6R 4J4 | Gas Permit | Residential | Renovation | Issued | Residential - Remove & replace 1 fireplace & 1 range >BP: Exterior and interior alterations to convert existing crawl space to habitable space including a new foundation wall, add two new windows on the east elevation, enlarge one window on the north elevation, interior alterations to all floors and new roof deck heat pumps for this existing one family dwelling on this site. Amend- August 23, 2023 Added wording on permit: Disconnect & reconnect 1 fireplace 30,000 BTUS | McKellar Plumbing & Heating Ltd
SP-2023-00949 | 2023-06-09 | 4416 W 1ST AVENUE, Vancouver, BC V6R 4J4 | Sprinkler Permit | Residential | Renovation | Issued | Residential - 8 relocates >BP: Exterior and interior alterations to convert existing crawl space to habitable space including a new foundation wall, add two new windows on the east elevation, enlarge one window on the north elevation, interior alterations to all floors and new roof deck heat pumps for this existing one family dwelling on this site. | Brent C Williams
GP-2022-01354 | 2022-05-03 | 4443 W 1ST AVENUE, Vancouver, BC V6R 4H9 | Gas Permit | Residential | Tenant Improvement | Completed | Residential - UPGRADE A HWT AND BOILER TO A TANKLESS COMBI UNIT | Hillcrest Plumbing & Heating (1967) Ltd
NULL | NULL | 500 W 20TH AVENUE, Vancouver, BC V5Z 1X7 | Sprinkler Permit | Commercial | New | Withdrawn | Commercial - Install fire hydrant line | Ajac Construction & Excavation Inc
PP-2022-01692 | 2022-05-27 | 500 W 20TH AVENUE, Vancouver, BC V5Z 1X7 | Plumbing Permit | Commercial | New | Completed | Commercial - install fire hydrant line | Ajac Construction & Excavation Inc
EP-2023-06111 | 2023-07-10 | 500 W 20TH AVENUE, Vancouver, BC V5Z 1X7 | Electrical Permit | Commercial | Renovation | Completed | Installation / Repair - Commercial - Panel remediation. Remove splices from panel enclosures. | SEAFORTH SYSTEMS LTD.
EP-2022-10128 | 2022-11-30 | 500 W 20TH AVENUE, Vancouver, BC V5Z 1X7 | Electrical Permit | Commercial | Renovation | Completed | Installation / Repair - Commercial - voice & data cabling | 4th Utility Inc
EP-2022-09329 | 2022-11-03 | 500 W 20TH AVENUE, Vancouver, BC V5Z 1X7 | Electrical Permit | Commercial | Addition | Completed | Installation / Repair - Commercial - Installation of a ULC listed dialer for the monitoring of the fire panel only >DB: Interior alteration for voluntary seismic upgrade and sprinkler the modular classrooms to this existing elementary school Revision 1 - Minor amendment to the washrooms on basement level - issued 2020-08-04 - COVID 2019 Revision 2 - Minor amendments include: Replace existing exterior cladding, doors and windows to replicated existing, Provide new gutter and downspout and new canopy, Revise t-bar ceiling to drywall ceiling finish, and Change of Mech/Plumb Engineer of Record, from M. Oshoway to Y. Mosaferi, effective January 14, 2022. - issued August 11, 2022 | Chubb Fire & Security Canada Corp
PP-2022-02161 | 2022-06-20 | 500 W 20TH AVENUE, Vancouver, BC V5Z 1X7 | Plumbing Permit | Commercial | New | Completed | Commercial - Draintile & sump install (Drain Tile on DB-2019-03511) | Ajac Construction & Excavation Inc
MP-2023-00326 | 2023-03-09 | 4408 W 14TH AVENUE, Vancouver, BC V6R 2Y3 | Mechanical Permit | NULL | NULL | Issued | NULL | Kits Plumbing and Heating Ltd
EP-2022-05157 | 2022-06-23 | 4418 W 14TH AVENUE, Vancouver, BC V6R 2Y3 | Electrical Permit | Residential | Renovation | Completed | Installation / Repair - Residential - Power to a new AC UNIT | RBM Electric Ltd
EP-2022-00604 | 2022-01-27 | 4448 W 14TH AVENUE, Vancouver, BC V6R 2Y3 | Electrical Permit | Residential | New | Completed | Installation / Repair - Residential - Low Voltage: Alarm,Intercom, Telephone, Data, TV, Cameras, Vacuum Speakers Rough in And Complete. Site Contact Kal 604-657-5032 >BP: To construct a 2 storey one-family dwelling with a secondary suite located in the Basement ($720,750) with a detached accessory building (garage), at the rear providing 2 parking spaces with an open parking pad having vehicular access from the lane. 1. Covenant registered at the Land Title Office under CA9262351 2. No Strata Titling permitted 3. A/C proposed – Exterior component located in rear, Interior component located in second floor. 5. Bar sink located in basement. 6. Schedule B: (Y.K. Sharma) P.Eng (778.863.7076) Structural & Geotechnical 7. HPO: Residential Builder- Bill's Developments Ltd. Note: This is a 2 storey building pursuant to the Zoning and Development By-Law Note: This Building Permit will remain in a suspended status until the associated (green) Demolition Permit BP-2021-03739 is completed. Address Information: Principle Dwelling: #1-4448 W 14th Av Secondary Suite: #2-4448 W 14th Av Addresses have been assigned per the approved plans, access to the rear unit is from the south side. This access must be provided & maintained at all times and the building addresses posted to be visible from the street in accordance with the Building By-law. **THIS PERMIT HAS BEEN ISSUED UNDER THE REQUIREMENTS OF VBBL #12511 (2019) ** | Ads Security Systems Ltd
GP-2022-00280 | 2022-02-01 | 4448 W 14TH AVENUE, Vancouver, BC V6R 2Y3 | Gas Permit | Residential | New | Completed | Residential - To install boiler range fireplace 2 BBQ There is pipping for 1 BBQ and fireplace To construct a 2 storey one-family dwelling with a secondary suite located in the Basement with a detached accessory building (garage), at the rear providing 2 parking spaces with an open parking pad having vehicular access from the lane. 1. Covenant registered at the Land Title Office under CA9262351 2. No Strata Titling permitted 3. A/C proposed – Exterior component located in rear, Interior component located in second floor. 5. Bar sink located in basement. 6. Schedule B: (Y.K. Sharma) P.Eng (778.863.7076) Structural & Geotechnical 7. HPO: Residential Builder- Bill's Developments Ltd. | JOT MECHANICAL LTD
EP-2022-00510 | 2022-01-25 | 4448 W 14TH AVENUE, Vancouver, BC V6R 2Y3 | Electrical Permit | Residential | New | Completed | Installation / Repair - Residential - All electrical wiring for single family dwelling with secondary suite. 200 Amp main with duplex meter base >BP: To construct a 2 storey one-family dwelling with a secondary suite located in the Basement ($720,750) with a detached accessory building (garage), at the rear providing 2 parking spaces with an open parking pad having vehicular access from the lane. 1. Covenant registered at the Land Title Office under CA9262351 2. No Strata Titling permitted 3. A/C proposed – Exterior component located in rear, Interior component located in second floor. 5. Bar sink located in basement. 6. Schedule B: (Y.K. Sharma) P.Eng (778.863.7076) Structural & Geotechnical 7. HPO: Residential Builder- Bill's Developments Ltd. Note: This is a 2 storey building pursuant to the Zoning and Development By-Law Note: This Building Permit will remain in a suspended status until the associated (green) Demolition Permit BP-2021-03739 is completed. Address Information: Principle Dwelling: #1-4448 W 14th Av Secondary Suite: #2-4448 W 14th Av Addresses have been assigned per the approved plans, access to the rear unit is from the south side. This access must be provided & maintained at all times and the building addresses posted to be visible from the street in accordance with the Building By-law. **THIS PERMIT HAS BEEN ISSUED UNDER THE REQUIREMENTS OF VBBL #12511 (2019) ** | N & M Electric Ltd
SP-2022-00242 | 2022-02-23 | 4448 W 14TH AVENUE, Vancouver, BC V6R 2Y3 | Sprinkler Permit | Residential | New | Completed | Residential - Install sprinklers in sfd To construct a 2 storey one-family dwelling with a secondary suite located in the Basement with a detached accessory building (garage), at the rear providing 2 parking spaces with an open parking pad having vehicular access from the lane. 1. Covenant registered at the Land Title Office under CA9262351 2. No Strata Titling permitted 3. A/C proposed – Exterior component located in rear, Interior component located in second floor. 5. Bar sink located in basement. 6. Schedule B: (Y.K. Sharma) P.Eng (778.863.7076) Structural & Geotechnical 7. HPO: Residential Builder- Bill's Developments Ltd. | Gold Key Fire Protection Ltd
GP-2022-00293 | 2022-02-03 | 4448 W 14TH AVENUE, Vancouver, BC V6R 2Y3 | Gas Permit | Residential | New | Completed | Residential - Venting & Hookup Only To construct a 2 storey one-family dwelling with a secondary suite located in the Basement with a detached accessory building (garage), at the rear providing 2 parking spaces with an open parking pad having vehicular access from the lane. 1. Covenant registered at the Land Title Office under CA9262351 2. No Strata Titling permitted 3. A/C proposed – Exterior component located in rear, Interior component located in second floor. 5. Bar sink located in basement. 6. Schedule B: (Y.K. Sharma) P.Eng (778.863.7076) Structural & Geotechnical 7. HPO: Residential Builder- Bill's Developments Ltd. | REAL LIGHTING & FIREPLACES LTD
PP-2022-01877 | 2022-06-02 | 4448 W 14TH AVENUE, Vancouver, BC V6R 2Y3 | Plumbing Permit | Residential | New | Completed | Residential - Irrigation >BP: To construct a 2 storey one-family dwelling with a secondary suite located in the Basement ($720,750) with a detached accessory building (garage), at the rear providing 2 parking spaces with an open parking pad having vehicular access from the lane. 1. Covenant registered at the Land Title Office under CA9262351 2. No Strata Titling permitted 3. A/C proposed – Exterior component located in rear, Interior component located in second floor. 5. Bar sink located in basement. 6. Schedule B: (Y.K. Sharma) P.Eng (778.863.7076) Structural & Geotechnical 7. HPO: Residential Builder- Bill's Developments Ltd. Note: This is a 2 storey building pursuant to the Zoning and Development By-Law Note: This Building Permit will remain in a suspended status until the associated (green) Demolition Permit BP-2021-03739 is completed. Address Information: Principle Dwelling: #1-4448 W 14th Av Secondary Suite: #2-4448 W 14th Av Addresses have been assigned per the approved plans, access to the rear unit is from the south side. This access must be provided & maintained at all times and the building addresses posted to be visible from the street in accordance with the Building By-law. **THIS PERMIT HAS BEEN ISSUED UNDER THE REQUIREMENTS OF VBBL #12511 (2019) ** | Bluewater Mechanical Ltd
GP-2023-02795 | 2023-09-25 | 4463 W 14TH AVENUE, Vancouver, BC V6R 2Y2 | Gas Permit | Residential | Renovation | Completed | Residential - RE&RE hot water tank | Milani Plumbing Heating & Air Conditioning Ltd
MP-2022-00634 | 2022-12-01 | 4153 W 16TH AVENUE, Vancouver, BC V6R 3E4 | Mechanical Permit | NULL | NULL | Completed | NULL | Lower Mainland Refrigeration Systems Ltd
GP-2022-03873 | 2022-12-06 | 4153 W 16TH AVENUE, Vancouver, BC V6R 3E4 | Gas Permit | Residential | Renovation | Completed | Residential - Navien tankless water heater >Interior alterations to provide improvements to this existing one family dwelling on this site and to validate the layout of the basement and rear sliding door entry and porch extension. Scope of work includes new rear porch stair configuration, HRV unit, replacing the fireplace, new insulation in the attic and crawlspace and the addition of heat pump in the rear yard. REVISION #1: - Correct Existing Floor Plan and Elevation to show rear door and window as per last approved record drawings - Show Rear porch extension, new porch stairs and folding door entry at the rear. OK for filed review as per Rosa Astorino - January 26, 2022 Notes: - Schedule B, Structural and Geotechnical (permanent), Sharat Chande, P.Eng, 604-723-7534. - This building is sprinklered. A separate sprinkler permit is required. - REUP: Submitted by Sham Dhari, 778-230-0632. Scope of work to include energy upgrade in accordance with Article 11.2.1.4 of the 2019 Vancouver Building By-law and as per the Energy Efficiency Upgrade Details noted in the Energuide Report. | Morrison Mechanical Ltd
GP-2022-01318 | 2022-04-28 | 4153 W 16TH AVENUE, Vancouver, BC V6R 3E4 | Gas Permit | Residential | Renovation | Completed | Residential - INSTALL 1 GAS FIREPLACE ON AN OUTSIDE WALL AND CONSIST OF A 3' UP AND OUT THE WALL VENTING /USING EXISTING GAS LINE >BP: Interior alterations to provide improvements to this existing one family dwelling on this site and to validate the layout of the basement and rear sliding door entry and deck to the main floor. Scope of work includes new HRV unit, replacing the fireplace, new insulation in the attic and crawlspace and the addition of heat pump in the rear yard. OK for filed review as per Rosa Astorino - January 26, 2022 Notes: - Schedule B, Structural and Geotechnical (permanent), Sharat Chande, P.Eng, 604-723-7534. - This building is sprinklered. A separate sprinkler permit is required. - REUP: Submitted by Sham Dhari, 778-230-0632. Scope of work to include energy upgrade in accordance with Article 11.2.1.4 of the 2019 Vancouver Building By-law and as per the Energy Efficiency Upgrade Details noted in the Energuide Report. | The LM Fireplace Warehouse Ltd.
PP-2022-01575 | 2022-05-25 | 4153 W 16TH AVENUE, Vancouver, BC V6R 3E4 | Plumbing Permit | Residential | Renovation | Completed | Residential - New master bathroom layout deleting bathroom upstairs new kitchen add new bathroom in basement delete some plumbing in basement new pex throughout >Interior alterations to provide improvements to this existing one family dwelling on this site and to validate the layout of the basement and rear sliding door entry and deck to the main floor. Scope of work includes new HRV unit, replacing the fireplace, new insulation in the attic and crawlspace and the addition of heat pump in the rear yard. | Morrison Mechanical Ltd
EP-2022-00753 | 2022-03-07 | 4153 W 16TH AVENUE, Vancouver, BC V6R 3E4 | Electrical Permit | Residential | Renovation | Completed | Installation / Repair - Residential - 1. BC Hydro service upgrade from 100A to 200A; 2. Install heat pump, electric vehicle charging systems and water on demand heater; 3. Remove some old lights and install new lights; 4. Install dimmer switches for the lights; 5. Relocate existing plugs and install additional plugs; 6. Relocate and install Washer and dryer; 7. Relocate and install new ceiling fan. We need connect a sauna on top floor and install smoke detectors in each floor. Also, we need run some speaker cables and network cables. Total project value has been increased to $28000. Interior alterations to provide improvements to this existing one family dwelling on this site and to validate the layout of the basement and rear sliding door entry and deck to the main floor. Scope of work includes new HRV unit, replacing the fireplace, new insulation in the attic and crawlspace and the addition of heat pump in the rear yard. OK for filed review as per Rosa Astorino - January 26, 2022 Notes: - Schedule B, Structural and Geotechnical (permanent), Sharat Chande, P.Eng, 604-723-7534. - This building is sprinklered. A separate sprinkler permit is required. - REUP: Submitted by Sham Dhari, 778-230-0632. Scope of work to include energy upgrade in accordance with Article 11.2.1.4 of the 2019 Vancouver Building By-law and as per the Energy Efficiency Upgrade Details noted in the Energuide Repo >>>AMENDMENT: MARCH 25th - see specific location(too many characters to type in this space) | Happyman Electric Ltd
SP-2022-00135 | 2022-05-12 | 4153 W 16TH AVENUE, Vancouver, BC V6R 3E4 | Sprinkler Permit | Residential | Renovation | Completed | Residential - Omit sidewalls from walls being removed. Move pendent too close to another sprinkler due to wall removed. Add toilet connection to meet current code. >BP: Interior alterations to provide improvements to this existing one family dwelling on this site. Scope of work: Re and re kitchen, bathrooms, flooring and lighting. Addition of heat pump in rear yard. OK for filed review as per Rosa Astorino - January 26, 2022 | Rising Force Fire Sprinkler Installations and Service Inc
PP-2023-00244 | 2023-01-24 | 4183 W 16TH AVENUE, Vancouver, BC V6R 3E4 | Plumbing Permit | Residential | New | Completed | Residential - plumbing roughen and finish >BP: To construct a 2 storey one-family dwelling with a secondary suite located in the Basement ($701,750) with an open parking pad, providing 1 parking space, having vehicular access from the 20' Lane. Note: The entire building, INCLUDING THE ATTACHED GARAGE (if applicable), to be sprinklered to NFPA 13D 1. Covenant registered at the Land Title Office under CB91642 2. No A/C Unit proposed 3. Schedule B: (Henry.S.N Hsu) P.Eng (604.322-7158) Structural & Geotechnical 4. HPO: Residential Builder- Ronse Massey Developments Inc. | ARCO PLUMBING & HEATING LTD
EP-2022-05528 | 2022-06-29 | 4183 W 16TH AVENUE, Vancouver, BC V6R 3E4 | Electrical Permit | Residential | New | Expired | Temporary Power - Residential - To provide temporary power. | F & S Electrical Ltd
PP-2022-03454 | 2022-10-06 | 4183 W 16TH AVENUE, Vancouver, BC V6R 3E4 | Plumbing Permit | Residential | New | Completed | Residential - Sump | Canadian Excavating Ltd
EP-2023-01420 | 2023-03-16 | 4183 W 16TH AVENUE, Vancouver, BC V6R 3E4 | Electrical Permit | Residential | New | Completed | Installation / Repair - Residential - Single house with secondary suite wiring *An approved mechanical permit is required for the installation of air conditioning or heat pump unit at the time of installation before an electrical inspection will be performed *Building permit to be amended to included installation of heat pump or air conditioning. For building permit inquiries contact: 311 or 604-873-7611 >BP: To construct a 2 storey one-family dwelling with a secondary suite located in the Basement ($701,750) with an open parking pad, providing 1 parking space, having vehicular access from the 20' Lane. Note: The entire building, INCLUDING THE ATTACHED GARAGE (if applicable), to be sprinklered to NFPA 13D 1. Covenant registered at the Land Title Office under CB91642 2. No A/C Unit proposed 3. Schedule B: (Henry.S.N Hsu) P.Eng (604.322-7158) Structural & Geotechnical 4. HPO: Residential Builder- Ronse Massey Developments Inc. Note: This is a 2 storey building pursuant to the Zoning and Development By-Law AMEND May 11, 2023 -"Laneway House - Gas Range 120V 15A" | Cathay Services Ltd
MP-2023-00215 | 2023-02-16 | 4183 W 16TH AVENUE, Vancouver, BC V6R 3E4 | Mechanical Permit | NULL | NULL | Completed | NULL | ARCO PLUMBING & HEATING LTD
GP-2023-00980 | 2023-03-21 | 4183 W 16TH AVENUE, Vancouver, BC V6R 3E4 | Gas Permit | Residential | New | Completed | Residential - Installation of 1 gas fireplace - venting and hook up only. >BP: To construct a 2 storey one-family dwelling with a secondary suite located in the Basement ($701,750) with an open parking pad, providing 1 parking space, having vehicular access from the 20' Lane. | Urban Fireplaces Ltd
GP-2023-01140 | 2023-04-05 | 4183 W 16TH AVENUE, Vancouver, BC V6R 3E4 | Gas Permit | Residential | New | Completed | Residential - 1FD+SS - #1 & #2 - gas roughen and finish >DB: To construct a 2 storey one-family dwelling with a secondary suite located in the Basement with an open parking pad, providing 1 parking space, having vehicular access from the 20' Lane. Note: The entire building, INCLUDING THE ATTACHED GARAGE (if applicable), to be sprinklered to NFPA 13D 1. Covenant registered at the Land Title Office under CB91642 2. Rev#1: A/C Unit proposed in rear yard | ARCO PLUMBING & HEATING LTD
SP-2023-00559 | 2023-04-03 | 4183 W 16TH AVENUE, Vancouver, BC V6R 3E4 | Sprinkler Permit | Residential | New | Completed | Residential - 1FD+SS - #1 & #2 - To install fire sprinkler system >DB: To construct a 2 storey one-family dwelling with a secondary suite located in the Basement with an open parking pad, providing 1 parking space, having vehicular access from the 20' Lane. Note: The entire building, INCLUDING THE ATTACHED GARAGE (if applicable), to be sprinklered to NFPA 13D 1. Covenant registered at the Land Title Office under CB91642 2. Rev#1: A/C Unit proposed in rear yard | Max Fire Pro Ltd
EP-2023-03931 | 2023-05-09 | 4183 W 16TH AVENUE, Vancouver, BC V6R 3E4 | Electrical Permit | Residential | New | Completed | Installation / Repair - Residential - Low voltage installation for a new house alarm system installation, TV and data wiring camera system installation, home automation installation >BP: To construct a 2 storey one-family dwelling with a secondary suite located in the Basement ($701,750) with an open parking pad, providing 1 parking space, having vehicular access from the 20' Lane. | Opticnet Communications Inc
MP-2024-00051 | 2024-01-11 | 4183 W 16TH AVENUE, Vancouver, BC V6R 3E4 | Mechanical Permit | NULL | NULL | Completed | NULL | Lumi HVAC Ltd
GP-2022-00018 | 2022-01-05 | 4209 W 16TH AVENUE, Vancouver, BC V6R 3E5 | Gas Permit | Residential | Renovation | Completed | Residential - Tankless water heater Re&Re | Flame Co Heating Services Ltd
EP-2023-08780 | NULL | 863 W 16TH AVENUE, Vancouver, BC V5Z 1S9 | Electrical Permit | Commercial | Addition | Application Incomplete | Installation / Repair - Commercial - A/C wiring | Tek Climate Heating & Air Conditioning Ltd
GP-2023-03815 | 2023-12-01 | 2841 W 18TH AVENUE, Vancouver, BC V6L 1B7 | Gas Permit | Residential | Renovation | Issued | Residential - Decommission and remove old gas furnace and install new furnace | Ashton Service Group/Ashton Mechanical Ltd.
GP-2023-02443 | 2023-08-21 | 2849 W 18TH AVENUE, Vancouver, BC V6L 1B7 | Gas Permit | Residential | Renovation | Completed | Residential - 1 gas fireplace venting and hook up only | Urban Fireplaces Ltd
MP-2023-00969 | 2023-05-31 | 2849 W 18TH AVENUE, Vancouver, BC V6L 1B7 | Mechanical Permit | NULL | NULL | Completed | NULL | 0994152 BC Ltd
EP-2023-03678 | 2023-05-02 | 2849 W 18TH AVENUE, Vancouver, BC V6L 1B7 | Electrical Permit | Residential | Tenant Improvement | Completed | Installation / Repair - Residential - Electrical to outdoor Heat Pump *An approved mechanical permit is required for the installation of air conditioning or heat pump unit at the time of installation before an electrical inspection will be performed | 0994152 BC Ltd
GP-2022-02891 | 2022-09-26 | 3622 W 17TH AVENUE, Vancouver, BC V6S 1A2 | Gas Permit | Residential | Tenant Improvement | Completed | Residential - We are installing a 95% Armstrong Air furnace with 2 pipe for fresh air and exhaust with condensation pump | 1051750 BC Ltd
PP-2023-03842 | 2023-11-01 | 3826 W 17TH AVENUE, Vancouver, BC V6S 1A4 | Plumbing Permit | Residential | New | Issued | Residential - Sump | BESTWAY EXCAVATING & DEMOLITION 2008 LTD
EP-2023-09759 | 2023-10-27 | 3826 W 17TH AVENUE, Vancouver, BC V6S 1A4 | Electrical Permit | Residential | New | Issued | Temporary Power - Residential - To provide temporary power. | Higo Electric Ltd
GP-2022-00509 | 2022-02-16 | 3858 W 17TH AVENUE, Vancouver, BC V6S 1A4 | Gas Permit | Residential | Renovation | Completed | Residential - gas range disconnect the old one, reconnect the new one | Fast Track Appliances Ltd
EP-2024-00544 | 2024-01-31 | 3874 W 17TH AVENUE, Vancouver, BC V6S 1A4 | Electrical Permit | Residential | Renovation | Issued | Installation / Repair - Residential - ¦ 1FD + 1SS: 200A SERVICE UPGRADE ¦ EV ¦ over head service upgrade from 100a to 200a , new 200a panel , meter base and grounding plate. >BP: Interior 7 exterior alterations and a change of use from single detached house to single detached house with secondary suite with two off street parking (one in accessory garage) with access from the lane. Work to include the removal of existing fireplace and chimney. Letter of assurance submitted by: Zhi Yi You, P.Eng, Structural Schedule B OK for SIPS per W.Wong | Green Mountain Multitech Ltd
GP-2023-00325 | 2023-01-27 | 3890 W 17TH AVENUE, Vancouver, BC V6S 1A4 | Gas Permit | Residential | Addition | Completed | Residential - replace a boiler and hot water tank | SUNFLOWER HOME SERVICE LTD
PP-2022-00435 | 2022-02-10 | 2815 W 19TH AVENUE, Vancouver, BC V6L 1E4 | Plumbing Permit | Residential | New | Completed | Residential - 2FD+2 LOCK OFF UNITS - EAST UNIT - 2815 W 19TH AV - #1 & #2 WEST UNIT - 2817 W 19TH AV - #1 & #2 Plumbing To construct a 2 storey two-family dwelling with (2) Lock-offs located in the Basement with a detached accessory building (garage) and 1 open parking at the rear providing a total of 3 parking spaces, having vehicular access from the lane. 1. Covenant registered at the Land Title Office under CA9485196 to CA9485197 2. A/C proposed – Exterior component located in Rear yard, Interior component located in closet on Upper Floor. | Lally Plumbing & Heating Ltd
SP-2022-00266 | 2022-03-01 | 2815 W 19TH AVENUE, Vancouver, BC V6L 1E4 | Sprinkler Permit | Residential | New | Completed | Residential - 2FD & 2 LOCKOFF UNITS - EAST UNIT - 2815 W 19TH AV - #1 & #2 WEST UNIT - 2817 W 19TH AV - #1 & #2 Installation Of Sprinkler Heads To construct a 2 storey two-family dwelling with (2) Lock-offs located in the Basement ($853,090.00) with a detached accessory building (garage) and 1 open parking at the rear providing a total of 3 parking spaces, having vehicular access from the lane. 1. Covenant registered at the Land Title Office under CA9485196 to CA9485197 2. A/C proposed – Exterior component located in Rear yard, Interior component located in closet on Upper Floor. | RAHELU PLUMBING & HEATING LTD.
EP-2022-01826 | 2022-03-10 | 2815 W 19TH AVENUE, Vancouver, BC V6L 1E4 | Electrical Permit | Residential | New | Completed | Installation / Repair - Residential - Its 200 amp new installation overhead. its a duplex so 125 amp goes each unit. all electrical new wiring, roughing and finish. >BP: To construct a 2 storey two-family dwelling with (2) Lock-offs located in the Basement ($853,090.00) with a detached accessory building (garage) and 1 open parking at the rear providing a total of 3 parking spaces, having vehicular access from the lane. 1. Covenant registered at the Land Title Office under CA9485196 to CA9485197 2. A/C proposed – Exterior component located in Rear yard, Interior component located in closet on Upper Floor. 3. Schedule B: (MD. SHAHIDUL ALAM) P.Eng (604-653-7475) Structural & Geotechnical 4. HPO: Residential Builder- KHERA HOMES LTD. Note: This is a 2 storey building pursuant to the Zoning and Development By-Law **THIS PERMIT HAS BEEN ISSUED UNDER THE REQUIREMENTS OF VBBL #12511 (2019)** | AECOM ELECTRIC LTD
GP-2022-00731 | 2022-03-08 | 2815 W 19TH AVENUE, Vancouver, BC V6L 1E4 | Gas Permit | Residential | New | Completed | Residential - Gas fireplace piping only To construct a 2 storey two-family dwelling with (2) Lock-offs located in the Basement with a detached accessory building (garage) and 1 open parking at the rear providing a total of 3 parking spaces, having vehicular access from the lane. 1. Covenant registered at the Land Title Office under CA9485196 to CA9485197 2. A/C proposed – Exterior component located in Rear yard, Interior component located in closet on Upper Floor. 3. Schedule B: (MD. SHAHIDUL ALAM) P.Eng (604-653-7475) Structural & Geotechnical 4. HPO: Residential Builder- KHERA HOMES LTD. | Lally Plumbing & Heating Ltd
GP-2022-01122 | 2022-04-11 | 2831 W 19TH AVENUE, Vancouver, BC V6L 1E4 | Gas Permit | Residential | Addition | Completed | Residential - RE & RE FURNACE | B C Furnace Service Ltd
EP-2022-04874 | 2022-06-13 | 2840 W 19TH AVENUE, Vancouver, BC V6L 1E5 | Electrical Permit | Residential | New | Completed | Installation / Repair - Residential - Replacing 100amp meter base and mask. Installing fusable disconnect for 100amp service. | Super Power Electric Ltd
MP-2023-00261 | 2023-02-27 | 2857 W 19TH AVENUE, Vancouver, BC V6L 1E4 | Mechanical Permit | NULL | NULL | Completed | NULL | Microwind Contracting Ltd
EP-2022-08075 | 2022-09-27 | 2857 W 19TH AVENUE, Vancouver, BC V6L 1E4 | Electrical Permit | Residential | New | Completed | Installation / Repair - Residential - rough wiring and finishing of new house To construct a 2 storey + basement one-family with a detached accessory building (garage) , at the rear providing 3 parking spaces, having vehicular access from the lane. 1. No A/C Unit proposed 2. Schedule B: (TSUNG-HUA YANG, P.Eng. - 604-729-0585) Structural & Geotechnical 3. HPO: Residential Builder- Total Reliance Development Corporation | OPTIMUM ELECTRICAL LTD
EP-2022-05139 | 2022-06-16 | 2857 W 19TH AVENUE, Vancouver, BC V6L 1E4 | Electrical Permit | Residential | New | Expired | Temporary Power - Residential - To provide temporary power. | OPTIMUM ELECTRICAL LTD
PP-2022-02689 | 2022-08-03 | 2857 W 19TH AVENUE, Vancouver, BC V6L 1E4 | Plumbing Permit | Residential | New | Completed | Residential - Sump | ON TIME EXCAVATING & DEMOLITION LTD
SP-2023-00051 | 2023-01-13 | 2857 W 19TH AVENUE, Vancouver, BC V6L 1E4 | Sprinkler Permit | Residential | New | Completed | Residential - New sprinkler system. >BP: To construct a 2 storey + basement one-family ($703,687.50) with a detached accessory building (garage) ($10,000), at the rear providing 3 parking spaces, having vehicular access from the lane. 1. No A/C Unit proposed 2. Schedule B: (TSUNG-HUA YANG, P.Eng. - 604-729-0585) Structural & Geotechnical 3. HPO: Residential Builder- Total Reliance Development Corporation Note: This is a 2 storey building pursuant to the Zoning and Development By-Law >The entire building to be sprinklered to NFPA 13D **THIS PERMIT HAS BEEN ISSUED UNDER THE REQUIREMENTS OF VBBL #12511 (2019)** | Haven Fire Protection Ltd
EP-2023-00031 | 2023-01-04 | 2857 W 19TH AVENUE, Vancouver, BC V6L 1E4 | Electrical Permit | Residential | New | Completed | Installation / Repair - Residential - Rough in and plating of security, tv, network, telephone, intercom >BP: To construct a 2 story + basement one-family ( with a detached accessory building (garage) , at the rear providing 3 parking spaces, having vehicular access from the lane. 1. No A/C Unit proposed 2. Schedule B: (TSUNG-HUA YANG, P.Eng. - 604-729-0585) Structural & Geotechnical 3. HPO: Residential Builder- Total Reliance Development Corporation | Tuong Su
GP-2022-03302 | 2022-10-27 | 2857 W 19TH AVENUE, Vancouver, BC V6L 1E4 | Gas Permit | Residential | New | Completed | Residential - 1FD - Gas fitting >DB: To construct a 2 storey + basement one-family with a detached accessory building (garage), at the rear providing 3 parking spaces, having vehicular access from the lane. 1. No A/C Unit proposed | KSS Mechanical Ltd
PP-2022-03872 | 2022-10-27 | 2857 W 19TH AVENUE, Vancouver, BC V6L 1E4 | Plumbing Permit | Residential | New | Completed | Residential - 1FD - Plumbing >DB: To construct a 2 storey + basement one-family with a detached accessory building (garage), at the rear providing 3 parking spaces, having vehicular access from the lane. 1. No A/C Unit proposed | KSS Mechanical Ltd
MP-2022-00491 | 2022-10-30 | 2857 W 19TH AVENUE, Vancouver, BC V6L 1E4 | Mechanical Permit | NULL | NULL | Completed | NULL | KSS Mechanical Ltd
PP-2023-03563 | 2023-10-11 | 2857 W 19TH AVENUE, Vancouver, BC V6L 1E4 | Plumbing Permit | Residential | New | Completed | Residential - Lawn Irrigation System | J F P irrigation Ltd
PP-2022-04456 | 2022-12-14 | 2867 W 19TH AVENUE, Vancouver, BC V6L 1E4 | Plumbing Permit | Residential | Addition | Completed | Residential - plumbing >BP: Interior, exterior alterations to this existing one family dwelling including change of use from one family dwelling to one family dwelling with secondary suite. Scope of work: add secondary suite to basement enclose second floor balcony | G & D Hayer Plumbing Ltd
EP-2022-10537 | 2022-12-14 | 2867 W 19TH AVENUE, Vancouver, BC V6L 1E4 | Electrical Permit | Residential | Addition | Completed | Installation / Repair - Residential - Install 12 pot lights in master bedroom closet. Relocate plugs >BP: Interior, exterior alterations to this existing one family dwelling including change of use from one family dwelling to one family dwelling with secondary suite. Scope of work: add secondary suite to basement enclose second floor balcony | Santec Electric Inc
SP-2022-02083 | 2022-12-15 | 2867 W 19TH AVENUE, Vancouver, BC V6L 1E4 | Sprinkler Permit | Residential | Renovation | Completed | Residential - 2 head remove and bulider change the truss(roof) and then 2 head back install same spot >BP: Interior, exterior alterations to this existing one family dwelling including change of use from one family dwelling to one family dwelling with secondary suite. Scope of work: add secondary suite to basement enclose second floor balcony | SBMS Construction Ltd
GP-2022-02291 | 2022-08-04 | 2868 W 19TH AVENUE, Vancouver, BC V6L 1E5 | Gas Permit | Residential | Renovation | Completed | Residential - Removing and replacing a defective gas hot water tank and a hydronic heating boiler with a Navien tankless unit. The unit will be direct vented to the exterior terminating at the roof. | PHM PLumbing & Heating LTD
EP-2022-02577 | 2022-03-30 | 2984 W 19TH AVENUE, Vancouver, BC V6L 1E6 | Electrical Permit | Residential | New | Expired | Temporary Power - Residential - To provide temporary power. | Bindi Electrical Services Ltd
PP-2022-04245 | 2022-11-25 | 2984 W 19TH AVENUE, Vancouver, BC V6L 1E6 | Plumbing Permit | Residential | New | Issued | Residential - Sump | Canadian Excavating Ltd
PP-2023-00598 | 2023-02-21 | 2984 W 19TH AVENUE, Vancouver, BC V6L 1E6 | Plumbing Permit | Residential | New | Completed | Residential - Rough In & finish drainage, venting & water pipe throughout home >BP: To construct a 2 storey + basement one-family dwelling with a secondary suite ($704,900) located in the basement with a detached accessory building (garage), at the rear providing 2 parking spaces and 1 surface parking, having vehicular access from the lane. Note: This is a 2 storey building pursuant to the Zoning and Development By-Law 1- Covenant registered at the Land Title Office under CB54632 2- No strata titling permitted 3-- A/C unit proposed 5- Schedule B: Jason Hui P Eng (778) 319-3403 Architectural, Structural & Geotechnical 6- HPO: Residential Builder – Rishi Holding Ltd # 21202 7- Entire Building to have NFPA 13-D >>>>Amend: May 30th -to add 3 deck drains | McKellar Plumbing & Heating Ltd
GP-2023-00611 | 2023-02-24 | 2984 W 19TH AVENUE, Vancouver, BC V6L 1E6 | Gas Permit | Residential | New | Issued | Residential - Rough In gas piping to 4 fixtures 1 Boiler, 1 BBQ & 2 Fireplaces >BP: To construct a 2 storey + basement one-family dwelling with a secondary suite ($704,900) located in the basement with a detached accessory building (garage), at the rear providing 2 parking spaces and 1 surface parking, having vehicular access from the lane. | McKellar Plumbing & Heating Ltd
MP-2023-00304 | 2023-03-07 | 2984 W 19TH AVENUE, Vancouver, BC V6L 1E6 | Mechanical Permit | NULL | NULL | Completed | NULL | McKellar Plumbing & Heating Ltd
GP-2023-00807 | 2023-03-08 | 2984 W 19TH AVENUE, Vancouver, BC V6L 1E6 | Gas Permit | Residential | New | Completed | Residential - 1 Boiler, 1 BBQ & 1 Fireplace Rough In and Finish gas piping >BP: To construct a 2 storey + basement one-family dwelling with a secondary suite ($704,900) located in the basement with a detached accessory building (garage), at the rear providing 2 parking spaces and 1 surface parking, having vehicular access from the lane. Amend: Remove 1 Fireplace - May 29, 2023 (SK) | McKellar Plumbing & Heating Ltd
EP-2023-03477 | 2023-04-21 | 2984 W 19TH AVENUE, Vancouver, BC V6L 1E6 | Electrical Permit | Residential | New | Issued | Temporary Power - Residential - To provide temporary power. | Bindi Electrical Services Ltd
EP-2023-02758 | 2023-04-20 | 2984 W 19TH AVENUE, Vancouver, BC V6L 1E6 | Electrical Permit | Residential | New | Issued | Installation / Repair - Residential - Main house rough wiring and service 200 amp main service, legal suite included. No laneway house. >BP: To construct a 2 storey + basement one-family dwelling with a secondary suite ($704,900) located in the basement with a detached accessory building (garage), at the rear providing 2 parking spaces and 1 surface parking, having vehicular access from the lane. Note: This is a 2 storey building pursuant to the Zoning and Development By-Law 1- Covenant registered at the Land Title Office under CB54632 2- No strata titling permitted 3-- A/C unit proposed 5- Schedule B: Jason Hui P Eng (778) 319-3403 Architectural, Structural & Geotechnical 6- HPO: Residential Builder – Rishi Holding Ltd # 21202 7- Entire Building to have NFPA 13-D | Bindi Electrical Services Ltd
EP-2023-05096 | 2023-06-08 | 2984 W 19TH AVENUE, Vancouver, BC V6L 1E6 | Electrical Permit | Residential | New | Issued | Installation / Repair - Residential - Running low voltage wiring Data, Tel and coax. Wireless access points and IP cameras for single detached home. 36 data line drops, 12 rj6 coax, 8 14/2 speaker lines. >BP: To construct a 2 storey + basement one-family dwelling with a secondary suite ($704,900) located in the basement with a detached accessory building (garage), at the rear providing 2 parking spaces and 1 surface parking, having vehicular access from the lane. Note: This is a 2 storey building pursuant to the Zoning and Development By-Law 1- Covenant registered at the Land Title Office under CB54632 2- No strata titling permitted 3-- A/C unit proposed 5- Schedule B: Jason Hui P Eng (778) 319-3403 Architectural, Structural & Geotechnical 6- HPO: Residential Builder – Rishi Holding Ltd # 21202 7- Entire Building to have NFPA 13-D Address Note: #1-2984 W 19th Av - Principal Dwelling (1st-2nd floor, north side basement) #2-2984 W 19th Av - Secondary Suite (south side basement) Address and suite numbers assigned as per approved plans for Fire and Emergency response. The address number is to be posted to the building to be visible from the street and the suite numbers are to be posted at the suite entries in accordance with the Building By-law prior to final inspection. ****ALL PROJECT COORDINATOR NOTES HAS BEEN ACCEPTED BY THE APPLICANT**** ******THIS PERMIT HAS BEEN ISSUED UNDER THE REQUIREMENTS OF VBBL #12511 (2019)****** | Crew Electric Inc
EP-2023-05119 | 2023-06-08 | 2984 W 19TH AVENUE, Vancouver, BC V6L 1E6 | Electrical Permit | Residential | New | Issued | Installation / Repair - Residential - Alarm and vacuum installations. >BP: To construct a 2 storey + basement one-family dwelling with a secondary suite ($704,900) located in the basement with a detached accessory building (garage), at the rear providing 2 parking spaces and 1 surface parking, having vehicular access from the lane. Note: This is a 2 storey building pursuant to the Zoning and Development By-Law 1- Covenant registered at the Land Title Office under CB54632 2- No strata titling permitted 3-- A/C unit proposed 5- Schedule B: Jason Hui P Eng (778) 319-3403 Architectural, Structural & Geotechnical 6- HPO: Residential Builder – Rishi Holding Ltd # 21202 7- Entire Building to have NFPA 13-D ****ALL PROJECT COORDINATOR NOTES HAS BEEN ACCEPTED BY THE APPLICANT**** ******THIS PERMIT HAS BEEN ISSUED UNDER THE REQUIREMENTS OF VBBL #12511 (2019)****** | Best Built-In Centre Ltd
GP-2023-01795 | 2023-06-12 | 2984 W 19TH AVENUE, Vancouver, BC V6L 1E6 | Gas Permit | Residential | New | Issued | Residential - 1 Fireplace >BP: To construct a 2 storey + basement one-family dwelling with a secondary suite | JOT MECHANICAL LTD
SP-2023-01182 | 2023-07-04 | 2984 W 19TH AVENUE, Vancouver, BC V6L 1E6 | Sprinkler Permit | Residential | New | Issued | Residential - Install sprinklers in SFD >BP: To construct a 2 storey + basement one-family dwelling with a secondary suite located in the basement with a detached accessory building (garage), at the rear providing 2 parking spaces and 1 surface parking, having vehicular access from the lane. Note: This is a 2 storey building pursuant to the Zoning and Development By-Law 1- Covenant registered at the Land Title Office under CB54632 2- No strata titling permitted 3-- A/C unit proposed 5- Schedule B: Jason Hui P Eng (778) 319-3403 Architectural, Structural & Geotechnical 6- HPO: Residential Builder – Rishi Holding Ltd # 21202 7- Entire Building to have NFPA 13-D | Gold Key Fire Protection Ltd
MP-2023-01160 | 2023-06-22 | 2984 W 19TH AVENUE, Vancouver, BC V6L 1E6 | Mechanical Permit | NULL | NULL | Completed | NULL | Ultimate Choice Air Conditioning & Renovations Ltd
PP-2023-03429 | 2023-09-27 | 2984 W 19TH AVENUE, Vancouver, BC V6L 1E6 | Plumbing Permit | Residential | New | Issued | Residential - Installation of 3/4" backflow preventer for irrigation system. | M&M Industries Ltd
EP-2023-01314 | 2023-02-16 | 3072 W 19TH AVENUE, Vancouver, BC V6L 1E7 | Electrical Permit | Residential | Tenant Improvement | Completed | Installation / Repair - Residential - Electrical to outdoor heat pump *MP-2023-00206 | 0994152 BC Ltd
MP-2023-00206 | 2023-02-15 | 3072 W 19TH AVENUE, Vancouver, BC V6L 1E7 | Mechanical Permit | NULL | NULL | Completed | NULL | 0994152 BC Ltd
GP-2023-00554 | 2023-02-15 | 3072 W 19TH AVENUE, Vancouver, BC V6L 1E7 | Gas Permit | Residential | Tenant Improvement | Completed | Residential - removal of old hot water tank and installation of tankless water heater | 0994152 BC Ltd
EP-2023-00550 | 2023-01-24 | 3072 W 19TH AVENUE, Vancouver, BC V6L 1E7 | Electrical Permit | Residential | Renovation | Completed | Installation / Repair - Residential - Upgrade from 100A to 200A power. New 200A service to garage then underground to the house. No addition work to be done in the home just the service. | F & S Electrical Ltd
GP-2023-04213 | 2023-12-28 | 4478 W 14TH AVENUE, Vancouver, BC V6R 2Y3 | Gas Permit | Residential | Addition | Completed | Residential - re and re hwt | Christopher Sterling
GP-2023-00007 | 2023-01-05 | 3762 W 15TH AVENUE, Vancouver, BC V6R 2Z8 | Gas Permit | Residential | Renovation | Completed | Residential - hot water tank replacement | Reid Brothers Plumbing & Heating Ltd
EP-2023-10110 | 2023-11-24 | 3505 W 15TH AVENUE, Vancouver, BC V6R 2Z3 | Electrical Permit | Residential | Addition | Issued | Installation / Repair - Residential - Move service from main house to laneway. Service stays same 100 amp | O J ELECTRIC LTD
NULL | NULL | 3534 W 15TH AVENUE, Vancouver, BC V6R 2Z4 | Mechanical Permit | NULL | NULL | Withdrawn | NULL | MCKIM MECHANICAL
MP-2022-00691 | 2022-12-12 | 3534 W 15TH AVENUE, Vancouver, BC V6R 2Z4 | Mechanical Permit | NULL | NULL | Completed | NULL | MCKIM MECHANICAL
EP-2022-09171 | 2022-11-09 | 3534 W 15TH AVENUE, Vancouver, BC V6R 2Z4 | Electrical Permit | Residential | Renovation | Completed | Installation / Repair - Residential - Install new circuits for kitchen counter Rewire existing circuits to new locations Run new circuits as needed Install new lighting to living room Rewire 2 bathrooms for new lighting Supply and install power for new heat pump >BP: Interior alterations to provide improvements to this existing one family dwelling on this site. Scope of work includes layout alterations to the kitchen on the main floor and new electrical fire place on the upper floor. Ok for field review as per Kirat Kang - July 12, 2022 Revision #1 1) To add AC unit for the upper bedroom and den. | City Spark Electrical Ltd
PP-2022-03785 | 2022-10-21 | 3534 W 15TH AVENUE, Vancouver, BC V6R 2Z4 | Plumbing Permit | Residential | Renovation | Completed | Residential - Renovation adding new fixtures >BP: Interior alterations to provide improvements to this existing one family dwelling on this site. Scope of work includes layout alterations to the kitchen on the main floor and new electrical fire place on the upper floor. | MCKIM MECHANICAL
EP-2023-06725 | 2023-08-18 | 888 W 16TH AVENUE, Vancouver, BC V5Z 1T1 | Electrical Permit | Commercial | Addition | Issued | Installation / Repair - Commercial - Installation of EVEMS and EVSE. EV Charging Outlets will be added to an existing Parkade with an EVEMS. | Fowlstone Electric Ltd
EP-2023-08520 | 2023-09-20 | 888 W 16TH AVENUE, Vancouver, BC V5Z 1T1 | Electrical Permit | Commercial | NULL | Issued | Annual / Operating - Maintenance of existing operating electrical equipment in compliance with the Electrical By-law No. 5563. EVEMS System - Annual Operating Permit | Fowlstone Electric Ltd
EP-2023-08735 | 2023-09-27 | 977 W 16TH AVENUE, Vancouver, BC V5Z 1T3 | Electrical Permit | Commercial | Renovation | Issued | Installation / Repair - Commercial - Voluntary replacement of existing Mirtone 8000 fire alarm panel with a Mircom FX-2000 fire alarm control system. Note: The issuance of this permit is based on Bulletin 2018-004-BU/EL. | Elite Fire Protection Ltd
GP-2022-00112 | 2022-01-14 | 4044 W 15TH AVENUE, Vancouver, BC V6R 3A3 | Gas Permit | Residential | Renovation | Completed | Residential - Wolf 30" Gas Range | Han Appliances & Refrigeration Ltd
EP-2022-03597 | 2022-05-05 | 4079 W 15TH AVENUE, Vancouver, BC V6R 3A2 | Electrical Permit | Residential | Renovation | Completed | Installation / Repair - Residential - Smoke alarms wiring and installation, furnace switch relocation. | Wirechief Electric Ltd
SP-2022-00653 | 2022-05-02 | 4085 W 15TH AVENUE, Vancouver, BC V6R 3A2 | Sprinkler Permit | Residential | New | Completed | Residential - To Install 35 sprinkler heads To construct a 2storey + basement one-family dwelling with a secondary suite located in the basement with a detached accessory building (garage), at the rear providing 2 parking spaces, having vehicular access from the lane. Note: This is a 2 storey building pursuant to the Zoning and Development By-Law 1- No strata titling permitted 2- A/C unit proposed at rear yard. 3- Schedule B: Antony Wang P.Eng (604-618-6236) Structural & Geotechnical 4- HPO: Residential Builder - Canstone Development Ltd | General Sprinkler Systems Ltd
GP-2022-01365 | 2022-05-03 | 4085 W 15TH AVENUE, Vancouver, BC V6R 3A2 | Gas Permit | Residential | New | Completed | Residential - New gas installation for boiler, bbq and cooktop | AVATAR PLUMBING AND HEATING LTD
EP-2022-03527 | 2022-05-02 | 4085 W 15TH AVENUE, Vancouver, BC V6R 3A2 | Electrical Permit | Residential | New | Completed | Installation / Repair - Residential - Security Alarm,CCTV,Tel/TV/Data,intercom,music,vacuum >BP: To construct a 2storey + basement one-family dwelling with a secondary suite ($791,250) located in the basement with a detached accessory building (garage), at the rear providing 2 parking spaces, having vehicular access from the lane. Note: This Building Permit will remain in a suspended status until the associated (green) Demolition Permit BP-2021-02896 is completed. Note: This is a 2 storey building pursuant to the Zoning and Development By-Law 1- No strata titling permitted 2- A/C unit proposed at rear yard. 3- Schedule B: Antony Wang P.Eng (604-618-6236) Structural & Geotechnical 4- HPO: Residential Builder - Canstone Development Ltd | AIGO TECHNOLOGY INC
NULL | NULL | 4085 W 15TH AVENUE, Vancouver, BC V6R 3A2 | Plumbing Permit | Residential | New | Draft | Residential - New complete plumbing rough-in and fixture install | NULL
EP-2022-01818 | 2022-03-08 | 4085 W 15TH AVENUE, Vancouver, BC V6R 3A2 | Electrical Permit | Residential | New | Completed | Installation / Repair - Residential - New house electrical wiring >BP: To construct a 2storey + basement one-family dwelling with a secondary suite ($791,250) located in the basement with a detached accessory building (garage), at the rear providing 2 parking spaces, having vehicular access from the lane. Note: This is a 2 storey building pursuant to the Zoning and Development By-Law 1- No strata titling permitted 2- A/C unit proposed at rear yard. 3- Schedule B: Antony Wang P.Eng (604-618-6236) Structural & Geotechnical 4- HPO: Residential Builder - Canstone Development Ltd Address and suite numbers assigned as per approved plans for Fire and Emergency response. The address number is to be posted on the building to be visible from the street and the suite numbers are to be posted at the suite entries in accordance with the Building By-law prior to final inspection. ******THIS PERMIT HAS BEEN ISSUED UNDER THE REQUIREMENTS OF VBBL #12511 (2019)****** | JIU DING ELECTRIC LTD
PP-2022-00840 | 2022-03-11 | 4085 W 15TH AVENUE, Vancouver, BC V6R 3A2 | Plumbing Permit | Residential | New | Completed | Residential - 1FD+SS - #1 & #2 - New house plumbing rough-in and fixture installation To construct a 2storey + basement one-family dwelling with a secondary suite located in the basement with a detached accessory building (garage), at the rear providing 2 parking spaces, having vehicular access from the lane. Note: This is a 2 storey building pursuant to the Zoning and Development By-Law 1- No strata titling permitted 2- A/C unit proposed at rear yard. | AVATAR PLUMBING AND HEATING LTD
PP-2022-00165 | 2022-01-20 | 4085 W 15TH AVENUE, Vancouver, BC V6R 3A2 | Plumbing Permit | Residential | New | Completed | Residential - Sumps | Power Excavating Ltd
PP-2022-02909 | 2022-08-22 | 4085 W 15TH AVENUE, Vancouver, BC V6R 3A2 | Plumbing Permit | Residential | New | Completed | Residential - 1FD+SS - #1 & #2 - irrigation system | Lucky Five Eight Plumbing & Heating Ltd
GP-2023-02452 | 2023-08-21 | 4088 W 15TH AVENUE, Vancouver, BC V6R 3A3 | Gas Permit | Residential | Renovation | Completed | Residential - re re furnace | Thomson Industries Ltd
EP-2023-02818 | 2023-03-31 | 4113 W 15TH AVENUE, Vancouver, BC V6R 3A4 | Electrical Permit | Residential | Addition | Completed | Installation / Repair - Residential - Service upgrade from 100 AMP to 200 AMP. Install main service mast in the garage and install new 200 AMP panel in the garage. Pull cable to the main house and make existing 100 AMP panel into a sub-panel. | Amor Energy Corporation
GP-2022-00113 | 2022-01-14 | 4004 W 17TH AVENUE, Vancouver, BC V6S 1A6 | Gas Permit | Residential | New | Completed | Residential - Wolf 36 Inch gas cook top | Han Appliances & Refrigeration Ltd
GP-2022-00252 | 2022-01-27 | 4020 W 17TH AVENUE, Vancouver, BC V6S 1A6 | Gas Permit | Residential | Tenant Improvement | Completed | Residential - Furnace Replacement. | Wah Fai Plumbing & Heating Inc
GP-2023-02360 | 2023-09-08 | 4040 W 17TH AVENUE, Vancouver, BC V6S 1A6 | Gas Permit | Residential | Renovation | Issued | Residential - Replace a furnace | SUNFLOWER HOME SERVICE LTD
GP-2022-00576 | 2022-02-23 | 4048 W 17TH AVENUE, Vancouver, BC V6S 1A6 | Gas Permit | Residential | Renovation | Completed | Residential - install gas line for kitchen stove hook up and tankless water heater | Joyce Heating Services Ltd
EP-2024-00445 | 2024-01-17 | 4054 W 17TH AVENUE, Vancouver, BC V6S 1A6 | Electrical Permit | Residential | New | Issued | Temporary Power - Residential - To provide temporary power. | JIU DING ELECTRIC LTD
EP-2023-00328 | 2023-01-15 | 4054 W 17TH AVENUE, Vancouver, BC V6S 1A6 | Electrical Permit | Residential | New | Expired | Temporary Power - Residential - To provide temporary power. | JIU DING ELECTRIC LTD
EP-2022-10244 | 2023-03-28 | 4078 W 17TH AVENUE, Vancouver, BC V6S 1A6 | Electrical Permit | Residential | Renovation | Completed | Installation / Repair - Residential - Dedicated circuit for AC | Pacific Star Electric Inc
MP-2022-00563 | 2022-12-07 | 4078 W 17TH AVENUE, Vancouver, BC V6S 1A6 | Mechanical Permit | NULL | NULL | Completed | NULL | Reliance Comfort Limited Partnership
MP-2022-00213 | 2022-09-13 | 108 W 19TH AVENUE, Vancouver, BC V5Y 2B4 | Mechanical Permit | NULL | NULL | Completed | NULL | Moore And Russell Heating And Air Conditioning Ltd
EP-2022-05838 | 2022-09-21 | 108 W 19TH AVENUE, Vancouver, BC V5Y 2B4 | Electrical Permit | Residential | Addition | Completed | Installation / Repair - Residential - Electrical install of the heat pump | Moore And Russell Heating And Air Conditioning Ltd
EP-2022-05732 | 2022-07-13 | 127 W 19TH AVENUE, Vancouver, BC V5Y 2B5 | Electrical Permit | Residential | Renovation | Completed | Installation / Repair - Residential - Kitchen and Bathroom Rewire >BP: To provide interior/exterior alterations to this existing one family dwelling to convert it to a one family dwelling with a secondary suite. Scope of work to include: - crawl space conversion; - convert the entire basement to a secondary suite; - add a new peak roof on top of the existing roof over the front porch; - remove and replace the bay window at the rear on the main floor to a double swing doors with side-lites; - minor interior layout changes on main floor; - RE & RE in the bathrooms on the top floor. Structural Schedule B submitted by Tim Lam - 604.255.7670 REUP submitted by Peter Cho, City Green Solutions, Upgrades selected and detailed on ID 0.1 Revision #1 - Remove door into walk-in closet on upper floor - Change the main bathroom swing door into a pocket door on upper floor - Replace spindles and refinish handrail on main and upper floor - Change the rear french doors to sliding glass doors of the same size on main floor - Retain existing roof line on main and upper floors - Remove the kitchen in the basement and no conversion to secondary suite - Move the bedroom door in the basement | Hilco Electric (2006) Ltd
GP-2022-01987 | 2022-07-14 | 127 W 19TH AVENUE, Vancouver, BC V5Y 2B5 | Gas Permit | Residential | Renovation | Completed | Residential - Re-locate existing range 1/2" black iron gas line to new range location. Add 1/2" black iron gas line for new BBQ box >BP: To provide interior/exterior alterations to this existing one family dwelling to convert it to a one family dwelling with a secondary suite. Scope of work to include: - crawl space conversion; - convert the entire basement to a secondary suite; - add a new peak roof on top of the existing roof over the front porch; - remove and replace the bay window at the rear on the main floor to a double swing doors with side-lites; - minor interior layout changes on main floor; - RE & RE in the bathrooms on the top floor. Structural Schedule B submitted by Tim Lam - 604.255.7670 REUP submitted by Peter Cho, City Green Solutions, Upgrades selected and detailed on ID 0.1 Revision #1 - Remove door into walk-in closet on upper floor - Change the main bathroom swing door into a pocket door on upper floor - Replace spindles and refinish handrail on main and upper floor - Change the rear french doors to sliding glass doors of the same size on main floor - Retain existing roof line on main and upper floors - Remove the kitchen in the basement and no conversion to secondary suite - Move the bedroom door in the basement | D'AMATO PLUMBING & HEATING
PP-2022-02333 | 2022-07-05 | 127 W 19TH AVENUE, Vancouver, BC V5Y 2B5 | Plumbing Permit | Residential | Renovation | Completed | Residential - Renovation including Re & Re of plumbing fixtures for (2) bathrooms and (1) kitchen >BP: To provide interior/exterior alterations to this existing one family dwelling to convert it to a one family dwelling with a secondary suite. Scope of work to include: - crawl space conversion; - convert the entire basement to a secondary suite; - add a new peak roof on top of the existing roof over the front porch; - remove and replace the bay window at the rear on the main floor to a double swing doors with side-lites; - minor interior layout changes on main floor; - RE & RE in the bathrooms on the top floor. Structural Schedule B submitted by Tim Lam - 604.255.7670 REUP submitted by Peter Cho, City Green Solutions, Upgrades selected and detailed on ID 0.1 Revision #1 - Remove door into walk-in closet on upper floor - Change the main bathroom swing door into a pocket door on upper floor - Replace spindles and refinish handrail on main and upper floor - Change the rear french doors to sliding glass doors of the same size on main floor - Retain existing roof line on main and upper floors - Remove the kitchen in the basement and no conversion to secondary suite - Move the bedroom door in the basement | D'AMATO PLUMBING & HEATING
SP-2022-01140 | 2022-07-20 | 127 W 19TH AVENUE, Vancouver, BC V5Y 2B5 | Sprinkler Permit | Residential | Renovation | Completed | Residential - Replace a flowswitch. Add one fire sprinkler installed in new hvac closet on upper floor top of the stairs. 4 sprinklers in basement to omit, move, add or changeout. To provide interior/exterior alterations to this existing one family dwelling to convert it to a one family dwelling with a secondary suite. Scope of work to include: - crawl space conversion; - convert the entire basement to a secondary suite; - add a new peak roof on top of the existing roof over the front porch; - remove and replace the bay window at the rear on the main floor to a double swing doors with side-lites; - minor interior layout changes on main floor; - RE & RE in the bathrooms on the top floor. | Rising Force Fire Sprinkler Installations and Service Inc
GP-2022-00115 | 2022-01-14 | 127 W 19TH AVENUE, Vancouver, BC V5Y 2B5 | Gas Permit | Residential | Renovation | Completed | Residential - GE 30" Gas range | Han Appliances & Refrigeration Ltd
EP-2023-08527 | 2023-10-04 | 138 W 19TH AVENUE, Vancouver, BC V5Y 2B4 | Electrical Permit | Residential | Tenant Improvement | Completed | Installation / Repair - Residential - Installation of a 4.05kW array with 3 - Tesla Powerwall Batteries (reference with EM-Pro case: 2010-00-370098---no BP required) | Terratek Energy Solutions Inc
GP-2023-00824 | 2023-03-07 | 153 W 19TH AVENUE, Vancouver, BC V5Y 2B5 | Gas Permit | Residential | Renovation | Completed | Residential - Old furnace replacement with new high-efficiency furnace and venting | Perfect Air Solutions Ltd
GP-2022-03520 | 2022-11-10 | 426 W 18TH AVENUE, Vancouver, BC V5Y 2B1 | Gas Permit | Residential | Tenant Improvement | Completed | Residential - RE & RE OF A FURNACE | Hillcrest Plumbing & Heating (1967) Ltd
GP-2022-03003 | 2022-10-05 | 426 W 18TH AVENUE, Vancouver, BC V5Y 2B1 | Gas Permit | Residential | Tenant Improvement | Completed | Residential - Replace old furnace with high efficiency furnace | Hillcrest Plumbing & Heating (1967) Ltd
EP-2022-05287 | 2022-08-16 | 439 W 18TH AVENUE, Vancouver, BC V5Y 2A9 | Electrical Permit | Residential | Addition | Completed | Installation / Repair - Residential - Dedicated circuit for AC install -The AC is new, see attachment for location mechanical permit to be pulled by Thomson industries | Pacific Star Electric Inc
EP-2023-06408 | 2023-07-17 | 2136 W 1ST AVENUE, Vancouver, BC V6K 1E8 | Electrical Permit | Commercial | NULL | Issued | Annual / Operating - Maintenance of existing operating electrical equipment. Undertake to regularly assess, operate, and maintain the electrical equipment on a regular basis in compliance with the Electrical By-law No. 5563. | Terminal City Electric Ltd
EP-2022-05191 | 2022-08-18 | 2137 W 1ST AVENUE, Vancouver, BC V6K 1E7 | Electrical Permit | Commercial | Renovation | Completed | Installation / Repair - Commercial - Install a sub-panel at the electrical room 100A 120/240 V 1phase 3 wires to Supply power for two EV chargers 7680W /each total load of 15kW, According to BC hydro' Load Data The Remaining electrical service capacity is 35kW, ( See attachment ). The EV Chargers' location is on another side of the electrical room wall So there is no building work involved. BC Hydro has pre-approval for EV charger rebate # SC -010457. And Strata have approved this work see attached for Strata Special GM draft Minutes. | SNG Electric Ltd
EP-2022-09415 | 2022-11-07 | 2165 W 1ST AVENUE, Vancouver, BC V6K 1E7 | Electrical Permit | Residential | Tenant Improvement | Completed | Installation / Repair - Residential - Replace fire alarm panel that had a fatal failure during routine maintenance and testing. Note: This permit has been issued based on Bulletin 2018-004-BU/EL. This fire alarm system upgrade is limited only to the replacement of existing panel without altering the existing wiring or outlet boxes. | 0777792 BC Ltd
NULL | NULL | 2225 W 1ST AVENUE, Vancouver, BC V6K 1E9 | Gas Permit | Residential | Renovation - Dwelling Unit(s) only | Draft | Residential - Gas stove Re/Re | NULL
PP-2023-01455 | 2023-04-26 | 2298 W 1ST AVENUE, Vancouver, BC V6K 1G1 | Plumbing Permit | Commercial | New | Completed | Commercial - install new DCVA / Premises isolation | Montalbano Plumbing Services Ltd
EP-2023-03249 | 2023-04-26 | 2324 W 1ST AVENUE, Vancouver, BC V6K 1G3 | Electrical Permit | Commercial | Renovation | Completed | Installation / Repair - Commercial - Electrical service upgrade for cell site. This is service upgrade pertains to a sub-panel only, BC Hydro supply will not be affected. New BCH meter will not be required as service is metered from an information meter only. Existing service: 120/208V, 3ph, 100A Being upgraded to 120/208V, 3ph, 200A | Mott Electric General Partnership
EP-2022-00920 | 2022-02-07 | 2324 W 1ST AVENUE, Vancouver, BC V6K 1G3 | Electrical Permit | Residential | Renovation | Completed | Installation / Repair - Residential - Unit #101 Replaced electrical panel with a SQD 60A 16 circuits. Installed two 20A circuits for kitchen counter receptacles. Installed AFCI circuit for microwave. NOTE: there will be no alterations to the walls Installed dishwasher circuit. Re-wired bathroom. Replaced all light fixtures, switches and receptacles. Note | ACTIVE ELECTRIC LTD.
PP-2023-01918 | 2023-05-30 | 2350 W 1ST AVENUE, Vancouver, BC V6K 1G2 | Plumbing Permit | Commercial | New | Completed | Commercial - install of DCVA on potable water as requested by COV | Inline Sales & Service Ltd
EP-2022-02798 | 2022-04-08 | 2355 W 1ST AVENUE, Vancouver, BC V6K 1G4 | Electrical Permit | Residential | Renovation - Dwelling Unit(s) only | Completed | Installation / Repair - Residential - Suite wiring restoration after fire. -We will be installing 4 potlights, 3 smoke detectors, bathroom fan, washer/dryer circuits/receptacles. -Install New 100 Amp Main Electrical Panel with New AFCI & Regular Circuit Breakers >BP: #103, Common Hallway, Laundry Interior alterations to repair fire damage at dwelling unit #103, common hallway and laundry room at this multiple dwelling building on this site. OK for Field Review per W.Wong, May 14, 2021 Note to applicant: The services of a structural engineer may be required, based upon site inspection by the District Building Inspector. No Sprinkler permit required per District Building Inspector. letters of assurance submitted by: Scott Gordon, Reg. Architect, 604-220-8272, Architectural Schedule B. Notes; o Contractor and Owner are responsible for protecting street trees and private trees that are protected under The Protection of Trees Bylaw (if there are any) in proximity to any work per City of Vancouver Protection of Trees Bylaw and tree protection standards; all landscaping / street trees impacted by construction work to be made good (equal or better). o No tree removals (private trees that are protected under the Protection of Trees Bylaw) are approved with this permit. o Any necessary pruning of trees to be done by an ISA certified arborist, if required with this permit. o No heavy machinery or storage of materials or equipment permitted under the canopy dripline or within Critical Root Zone, whichever greater, of existing trees (street trees or private trees that are protected under The Protection of Trees Bylaw). o No construction allowed within the Critical Root Zone of existing trees (street trees or private trees that are protected under The Protection of Trees Bylaw). | Santec Electric Inc
MP-2023-01978 | 2023-11-03 | 3616 W 15TH AVENUE, Vancouver, BC V6R 2Z5 | Mechanical Permit | NULL | NULL | Issued | NULL | Crystal Refrigeration & Air Conditioning Ltd
PP-2023-03596 | 2023-10-12 | 4687 W 15TH AVENUE, Vancouver, BC V6R 3B5 | Plumbing Permit | Residential | New | Completed | Residential - to install a DCVA for lawn irrigation | University Sprinkler Systems Incorporated
EP-2023-02219 | 2023-03-16 | 4687 W 15TH AVENUE, Vancouver, BC V6R 3B5 | Electrical Permit | Residential | New | Completed | Installation / Repair - Residential - New duplex electrical work and service. >BP: To construct a 2 storey two-family dwelling ($701,277.5) with a detached accessory building (2 car garage) at the rear providing 2 parking spaces, having vehicular access from the lane. 1. No A/C Unit proposed 2. Entire building to be sprinklered 13D 3. A/C proposed – Exterior component located in front and rear yard, Interior component located in attic floor’s closest 4. Schedule B: (Antony Wang) P.Eng (604.618.6236) Structural 5. Schedule B: (Antony Wang) P.Eng (604.618.6236) Geotechnical 6. HPO: Residential Builder- Altima Contracting Ltd. Note: This is a 2 storey building pursuant to the Zoning and Development By-Law **THIS PERMIT HAS BEEN ISSUED UNDER THE REQUIREMENTS OF VBBL #12511 (2019) ** | Friend Electrical Ltd
GP-2023-00951 | 2023-03-17 | 4687 W 15TH AVENUE, Vancouver, BC V6R 3B5 | Gas Permit | Residential | New | Completed | Residential - To install 2 boiler 2 range 2 BBQ There is pipping for 2 BBQ >BP: To construct a 2 storey two-family dwelling with a detached accessory building (2 car garage) at the rear providing 2 parking spaces, having vehicular access from the lane. 1. No A/C Unit proposed 2. Entire building to be sprinklered 13D 3. A/C proposed – Exterior component located in front and rear yard, Interior component located in attic floor’s closest 4. Schedule B: (Antony Wang) P.Eng (604.618.6236) Structural 5. Schedule B: (Antony Wang) P.Eng (604.618.6236) Geotechnical 6. HPO: Residential Builder- Altima Contracting Ltd. | JOT MECHANICAL LTD
EP-2023-01885 | 2023-03-13 | 4687 W 15TH AVENUE, Vancouver, BC V6R 3B5 | Electrical Permit | Residential | New | Completed | Installation / Repair - Residential - Prewire and Finish of Central Vacuum, DATA/Networking, Cable/TV, Sound and Security >BP: To construct a 2 storey two-family dwelling with a detached accessory building (2 car garage) at the rear providing 2 parking spaces, having vehicular access from the lane. 1. No A/C Unit proposed 2. Entire building to be sprinklered 13D 3. A/C proposed – Exterior component located in front and rear yard, Interior component located in attic floor’s closest 4. Schedule B: (Antony Wang) P.Eng (604.618.6236) Structural 5. Schedule B: (Antony Wang) P.Eng (604.618.6236) Geotechnical 6. HPO: Residential Builder- Altima Contracting Ltd. | Sandhu Security Solutions Ltd
SP-2023-00330 | 2023-02-27 | 4687 W 15TH AVENUE, Vancouver, BC V6R 3B5 | Sprinkler Permit | Residential | New | Completed | Residential - Complete Sprinkler DUplex >BP: To construct a 2 storey two-family dwelling with a detached accessory building (2 car garage) at the rear providing 2 parking spaces, having vehicular access from the lane. 1. No A/C Unit proposed 2. Entire building to be sprinklered 13D 3. A/C proposed – Exterior component located in front and rear yard, Interior component located in attic floor’s closest 4. Schedule B: (Antony Wang) P.Eng (604.618.6236) Structural 5. Schedule B: (Antony Wang) P.Eng (604.618.6236) Geotechnical 6. HPO: Residential Builder- Altima Contracting Ltd. Nov 22/2023 Final Documents provided | Cartier Mechanical Ltd
PP-2022-04004 | 2022-11-07 | 4687 W 15TH AVENUE, Vancouver, BC V6R 3B5 | Plumbing Permit | Residential | New | Completed | Residential - sump | East West Excavating 2022 ltd
EP-2022-08819 | 2022-10-17 | 4687 W 15TH AVENUE, Vancouver, BC V6R 3B5 | Electrical Permit | Residential | New | Expired | Temporary Power - Residential - To provide temporary power. | Friend Electrical Ltd
EP-2022-05683 | 2022-07-13 | 4687 W 15TH AVENUE, Vancouver, BC V6R 3B5 | Electrical Permit | Residential | New | Expired | Temporary Power - Residential - To provide temporary power. Valid July 06/2022 until July 05/2023 | Friend Electrical Ltd
GP-2023-03847 | 2023-12-04 | 123 W 16TH AVENUE, Vancouver, BC | Gas Permit | Residential | Addition | Completed | Residential - Replacement of furnace | BCRC Plumbing and Heating Ltd
GP-2022-03258 | 2022-10-24 | 3858 W 16TH AVENUE, Vancouver, BC V6R 3C7 | Gas Permit | Residential | Renovation | Completed | Residential - replace gas furnace | High Mark Mechanical Services Ltd
EP-2023-06709 | 2023-08-09 | 3125 W 15TH AVENUE, Vancouver, BC V6K 3A7 | Electrical Permit | Residential | Renovation | Completed | Installation / Repair - Residential - Installation of AC Unit and fused disconnect MP-2023-01373 | ACS ELECTRICAL LTD
MP-2023-01373 | 2023-07-27 | 3125 W 15TH AVENUE, Vancouver, BC V6K 3A7 | Mechanical Permit | NULL | NULL | Completed | NULL | One Track Heating & Air Conditioning Inc.
GP-2023-02441 | 2023-08-21 | 564 W 18TH AVENUE, Vancouver, BC V5Z 1V6 | Gas Permit | Residential | Renovation - Dwelling Unit(s) only | Issued | Residential - REPLACEMENT OF BOILER SYSTEM (HOT WATER HEATING) | Good Guys Heating Cooling Plumbing
PP-2023-01755 | 2023-05-17 | 568 W 18TH AVENUE, Vancouver, BC V5Z 1V6 | Plumbing Permit | Residential | Renovation | Completed | Residential - kitchen renovation >DB: Exterior and interior alterations to add approximately a 43 sf addition to the rear of this existing single detached house with secondary suite building on this site. Work to add a rear deck. | Reactive Plumbing & Heating Ltd
EP-2023-03020 | 2023-04-11 | 568 W 18TH AVENUE, Vancouver, BC V5Z 1V6 | Electrical Permit | Residential | Renovation | Completed | Installation / Repair - Residential - Increase to 200amps 120/240v, 200 amp overhead to detached garage. Underground to house New panel/breakers New main Electrode -Kitchen Rewire main level >BP: Exterior and interior alterations to add approximately a 43 sf addition to the rear of this existing single detached house with secondary suite building on this site. Work to add a rear deck. OK for DB per S. Dugaro Feb 3, 2023 Letters of assurance submitted: Sch B (Struct): Shi Li Qing, P.Eng., 778.772.7508 | DLP Electrical Ltd
EP-2022-06825 | 2022-08-16 | 588 W 18TH AVENUE, Vancouver, BC V5Z 1V6 | Electrical Permit | Residential | Renovation | Completed | Installation / Repair - Residential - Dedicated Circuit for AC install. Note: A mechanical permit is required. | Pacific Star Electric Inc
GP-2023-02623 | 2023-09-07 | 2468 W 18TH AVENUE, Vancouver, BC V6L 1B1 | Gas Permit | Residential | Renovation | Completed | Residential - RE & RE 1 GAS FIREPLACE | The LM Fireplace Warehouse Ltd.
NULL | NULL | 2509 W 18TH AVENUE, Vancouver, BC V6L 1B2 | Gas Permit | Residential | Renovation | Withdrawn | Residential - High Efficiency Boiler Installation | Hillcrest Plumbing & Heating (1991) Ltd
GP-2022-03161 | 2022-10-14 | 2509 W 18TH AVENUE, Vancouver, BC V6L 1B2 | Gas Permit | Residential | Renovation | Completed | Residential - High Efficient Boiler Installation | Hillcrest Plumbing & Heating (1991) Ltd
GP-2023-02802 | 2023-09-25 | 2713 W 18TH AVENUE, Vancouver, BC V6L 1B4 | Gas Permit | Residential | Tenant Improvement | Issued | Residential - RE & RE OF A BOILER | Hillcrest Plumbing & Heating (1967) Ltd
GP-2022-03472 | 2022-11-07 | 3576 W 17TH AVENUE, Vancouver, BC V6S 1A1 | Gas Permit | Residential | Renovation | Completed | Residential - To Replace 1 Furnace Re/Re | ALL TIME HEATING PLUMBING & AIR CONDITIONING
GP-2023-00868 | 2023-03-10 | 469 W 18TH AVENUE, Vancouver, BC V5Y 2A9 | Gas Permit | Residential | Renovation - Dwelling Unit(s) only | Completed | Residential - RE & RE HOT WATER SYSTEM March 17/2023-AMEND CORRECT ADDRESS FOR FINAL GAS INSPECTION IS 469 W 18th AVENUE, VAN incorrect address was submitted for the inspection | 484081 BC LTD
EP-2023-02819 | 2023-03-30 | 3808 W 19TH AVENUE, Vancouver, BC V6S 1C8 | Electrical Permit | Residential | New | Issued | Temporary Power - Residential - To provide temporary power. | Fairley Electric Ltd
GP-2023-01666 | NULL | 3808 W 19TH AVENUE, Vancouver, BC V6S 1C8 | Gas Permit | Residential | New | Cancelled | Residential - Suite has 1 boiler and 1 stove. >BP: To construct a 2.5 storey + basement one-family dwelling with a secondary suite | A & J GAS SERVICES LTD
GP-2023-01664 | 2023-05-30 | 3808 W 19TH AVENUE, Vancouver, BC V6S 1C8 | Gas Permit | Residential | New | Issued | Residential - 3 Ranges, 2 Fireplaces, 2 Boilers, 1 BBQ & 1 Dryer Piping only to fireplaces. >BP: To construct a 2.5 storey + basement one-family dwelling with a secondary suit Amend: May 30, 2023- Added 1 more range and 1 more bioler (SK) | A & J GAS SERVICES LTD
PP-2022-03042 | 2022-08-31 | 3808 W 19TH AVENUE, Vancouver, BC V6S 1C8 | Plumbing Permit | Residential | New | Issued | Residential - 1FD+SS - #1 & #2 - New house plumbing >BP: To construct a 2.5 storey + basement one-family dwelling with a secondary suite located in the basement with a parking pad at rear providing a parking space, having vehicular access from the lane. The entire building, INCLUDING THE ATTACHED GARAGE (if applicable), to be sprinklered to NFPA 13D. Note: This is a 2.5 storey building pursuant to the Zoning and Development By-Law 1- Covenant registered at the Land Title Office under CA9470204 2- No strata titling permitted 3- A/C unit proposed in rear 4- No 8’ bar sink proposed | CRK Plumbing and Heating Ltd
MP-2022-00539 | 2022-11-08 | 3808 W 19TH AVENUE, Vancouver, BC V6S 1C8 | Mechanical Permit | NULL | NULL | Issued | NULL | CRK Plumbing and Heating Ltd
EP-2022-08118 | 2022-09-28 | 3808 W 19TH AVENUE, Vancouver, BC V6S 1C8 | Electrical Permit | Residential | New | Issued | Installation / Repair - Residential - Wire for new single family swelling with basement suite To construct a 2.5 storey + basement one-family dwelling with a secondary suite located in the basement with a parking pad at rear providing a parking space, having vehicular access from the lane. The entire building, INCLUDING THE ATTACHED GARAGE (if applicable), to be sprinklered to NFPA 13D. Note: This is a 2.5 storey building pursuant to the Zoning and Development By-Law 1- Covenant registered at the Land Title Office under CA9470204 2- No strata titling permitted 3- A/C unit proposed in rear 4- No 8’ bar sink proposed 5- Schedule A: Stefan Jan Wiedemann, Architect (604.313.4241) 6- Schedule B: Stefan Jan Wiedemann, Architect (604.313.4241) 7- Schedule B: Chen, Min-Wei, P.Eng (604.449.7789) Architectural -building envelope 8- Schedule D: Chen, Min-Wei, P.Eng (604-449.7789) 9- Schedule A: George Beck, P.Eng (604.535.1507) 10- Schedule B: George Beck, P.Eng (604.535.1507) Structural 11- Schedule B: Paullus K.F. Young, P.Eng (604.841.7748) Geotechnical 12- HPO: Residential Builder, Vanwest Enterprises Ltd. | Fairley Electric Ltd
PP-2022-02613 | 2022-07-27 | 3808 W 19TH AVENUE, Vancouver, BC V6S 1C8 | Plumbing Permit | Residential | New | Issued | Residential - SUMP | PTL Contracting Ltd
SP-2023-01700 | 2023-09-19 | 3808 W 19TH AVENUE, Vancouver, BC V6S 1C8 | Sprinkler Permit | Residential | New | Issued | Residential - New build >BP: To construct a 2.5 storey + basement one-family dwelling with a secondary suite located in the basement with a parking pad at rear providing a parking space, having vehicular access from the lane. The entire building, INCLUDING THE ATTACHED GARAGE (if applicable), to be sprinklered to NFPA 13D. Note: This is a 2.5 storey building pursuant to the Zoning and Development By-Law 1- Covenant registered at the Land Title Office under CA9470204 2- No strata titling permitted 3- A/C unit proposed in rear 4- No 8’ bar sink proposed ******THIS PERMIT HAS BEEN ISSUED UNDER THE REQUIREMENTS OF VBBL 2019 | CRK Plumbing and Heating Ltd
EP-2023-07969 | 2023-09-01 | 3808 W 19TH AVENUE, Vancouver, BC V6S 1C8 | Electrical Permit | Residential | New | Issued | Installation / Repair - Residential - Rough in and complete security alarm, structured wiring, CCTV, audio and built in Vacuum. >BP: To construct a 2.5 storey + basement one-family dwelling with a secondary suite located in the basement with a parking pad at rear providing a parking space, having vehicular access from the lane. The entire building, INCLUDING THE ATTACHED GARAGE (if applicable), to be sprinklered to NFPA 13D. Note: This is a 2.5 storey building pursuant to the Zoning and Development By-Law 1- Covenant registered at the Land Title Office under CA9470204 2- No strata titling permitted 3- A/C unit proposed in rear 4- No 8’ bar sink proposed 5- Schedule A: Stefan Jan Wiedemann, Architect (604.313.4241) 6- Schedule B: Stefan Jan Wiedemann, Architect (604.313.4241) 7- Schedule B: Chen, Min-Wei, P.Eng (604.449.7789) Architectural -building envelope 8- Schedule D: Chen, Min-Wei, P.Eng (604-449.7789) 9- Schedule A: George Beck, P.Eng (604.535.1507) 10- Schedule B: George Beck, P.Eng (604.535.1507) Structural 11- Schedule B: Paullus K.F. Young, P.Eng (604.841.7748) Geotechnical 12- HPO: Residential Builder, Vanwest Enterprises Ltd. "Combustible projections or roof soffits on an exposing building face shall not project to less than .45m from the property line and shall be in compliance with VBBL 2014 9.10.15.5.(9) ******THIS PERMIT HAS BEEN ISSUED UNDER THE REQUIREMENTS OF VBBL 2019 | Total Security & Automation Inc.
GP-2023-03729 | 2023-11-27 | 3808 W 19TH AVENUE, Vancouver, BC V6S 1C8 | Gas Permit | Residential | New | Issued | Residential - two gas fireplaces >BP: To construct a 2.5 storey + basement one-family dwelling with a secondary suite located in the basement with a parking pad at rear providing a parking space, having vehicular access from the lane. | 496302 BC Ltd
EP-2022-02496 | 2022-03-28 | 3808 W 19TH AVENUE, Vancouver, BC V6S 1C8 | Electrical Permit | Residential | New | Expired | Temporary Power - Residential - To provide temporary power. | Fairley Electric Ltd
GP-2023-03894 | 2023-12-06 | 3820 W 19TH AVENUE, Vancouver, BC V6S 1C8 | Gas Permit | Residential | New | Completed | Residential - Installation of high efficiency furnace | Kirkstone Heating Ltd
PP-2022-01890 | 2022-06-03 | 3830 W 19TH AVENUE, Vancouver, BC V6S 1C8 | Plumbing Permit | Residential | Addition | Completed | Residential - INSTALL A BACKFLOW PREVENTER FOR lawn irrigation system >BP: To construct a 2 storey + cellar one-family dwelling with a secondary suite and a detached accessory building (garage), at the rear providing 2 parking spaces, having vehicular access from the lane. 1. Covenant registered at the Land Title Office under BB915785 2. No strata titling permitted 3. Rev #3 - A/C unit proposed in Rear Yard at sunken patio and den 4. Bar sink located in Lower Floor Laundry Room 5. Schedule B Clinton Yiu P.Eng 604-255-7670 Structural 6. Schedule B Stuart Hrysio P.Eng 604-513-4190 Geotechnical 7. BC Housing HPO Rex Homes Ltd. 778-990-5766 Note: This is a 2 storey building pursuant to the Zoning and Development By-Law ******THIS PERMIT HAS BEEN ISSUED UNDER THE REQUIREMENTS OF VBBL 2014 AND THE GREEN HOMES PROGRAM****** All rooms adjacent to East and West exposing building face shall be sprinklered. "Combustible projections or roof soffits on an exposing building face shall not project to less than .45m from the property line and shall be in compliance with VBBL 2014 9.10.15.5.(9)" The entire building to be sprinklered to NFPA 13D. Access on the east side, assigned addressing will be as follows: 3830 W 19th Av - Principal Dwelling (1st & 2nd storey, north side of basement) 3828 W 19th Av - Secondary Suite (south side of basement) | FANGXIN PLUMBING
PP-2023-04255 | 2023-12-06 | 3835 W 19TH AVENUE, Vancouver, BC V6S 1C7 | Plumbing Permit | Residential | New | Issued | Residential - plumbing >DB: To construct a 2 storey + basement single detached house with a detached accessory building (garage), at the rear providing 2 parking spaces, having vehicular access from the lane. 1. No Strata Titling permitted 2. Mechanical unit proposed – Exterior component located in rear yard, Interior component located in upper level mechanical closet. 3. Bar sink located in Rec Room. Note: This is a 2 storey building pursuant to the Zoning and Development By-Law ***This permit is issued under the VBBL 2019, with updated energy requirements as per bylaw # 12997 effective Jan 01, 2022.*** | WDR CONTRACTING LTD
MP-2023-02247 | 2023-12-18 | 3835 W 19TH AVENUE, Vancouver, BC V6S 1C7 | Mechanical Permit | NULL | NULL | Issued | NULL | WDR CONTRACTING LTD
PP-2023-03173 | 2023-09-07 | 3835 W 19TH AVENUE, Vancouver, BC V6S 1C7 | Plumbing Permit | Residential | New | Issued | Residential - 1FD - Sump | Power Excavating Ltd
EP-2023-09221 | 2023-11-21 | 3835 W 19TH AVENUE, Vancouver, BC V6S 1C7 | Electrical Permit | Residential | New | Issued | Installation / Repair - Residential - New house electrical wiring *An approved mechanical permit is required for the installation of air conditioning or heat pump unit before a final electrical inspection will be performed >BP: To construct a 2 storey + basement single detached house ($900,000) with a detached accessory building (garage) ($10,000), at the rear providing 2 parking spaces, having vehicular access from the lane. 1. No Strata Titling permitted 2. Mechanical unit proposed – Exterior component located in rear yard, Interior component located in upper level mechanical closet. 3. Bar sink located in Rec Room. 4. Schedule B: (A.C.M. Wang) P.Eng (604.618.6236) Structural & Geotechnical 5. Schedule B: (J.D. Henshaw) P.Eng (604.264.1072) Architectural 6. HPO: Residential Builder - Canstone Development Ltd. Note: This is a 2 storey building pursuant to the Zoning and Development By-Law ***This permit is issued under the VBBL 2019, with updated energy requirements as per bylaw # 12997 effective Jan 01, 2022.*** | JIU DING ELECTRIC LTD
EP-2023-06874 | 2023-07-27 | 3835 W 19TH AVENUE, Vancouver, BC V6S 1C7 | Electrical Permit | Residential | New | Issued | Temporary Power - Residential - To provide temporary power. | JIU DING ELECTRIC LTD
SP-2022-00706 | 2022-05-08 | 3876 W 19TH AVENUE, Vancouver, BC V6S 1C8 | Sprinkler Permit | Residential | New | Completed | Residential - Finishing plates ,station and Prv to toilet To construct a 2 storey one-family dwelling with a detached accessory building (garage), at the rear providing 3 parking spaces, having vehicular access from the lane. Note: This is a 2 storey building pursuant to the Zoning and Development By-Law 1- Bar/Sink proposed in the basement 2- A/C unit proposed in the rear yard 3- Schedule B: Antony Wang, P.Eng (604-618-6236) Structural Heqing Jian, P.Eng (778-987-7461) Geotechnical 4- HPO: Residential Builder - JB Pacific Homes Ltd. >>>>>>>>>> Amend: May 12th to continue work started by another contractor: re: SP-2022-00114 -ok to issue email uploaded in documents tab | Real Tech Fire Protection Ltd
EP-2022-01735 | 2022-03-04 | 3876 W 19TH AVENUE, Vancouver, BC V6S 1C8 | Electrical Permit | Residential | New | Completed | Installation / Repair - Residential - Security, alarm, low voltage and automation >BP: To construct a 2 storey one-family dwelling ($871,500) with a detached accessory building (garage), at the rear providing 3 parking spaces, having vehicular access from the lane. | Xon Automation Ltd
GP-2022-00869 | 2022-03-21 | 3876 W 19TH AVENUE, Vancouver, BC V6S 1C8 | Gas Permit | Residential | New | Completed | Residential - Install fireplace only | JOT MECHANICAL LTD
SP-2022-00114 | 2022-01-31 | 3876 W 19TH AVENUE, Vancouver, BC V6S 1C8 | Sprinkler Permit | Residential | New | Completed | Residential - fire sprinkler system ***ROUGH IN ONLY >BP: To construct a 2 storey one-family dwelling ($871,500) with a detached accessory building (garage), at the rear providing 3 parking spaces, having vehicular access from the lane. Note: This is a 2 storey building pursuant to the Zoning and Development By-Law 1- Bar/Sink proposed in the basement 2- A/C unit proposed in the rear yard 3- Schedule B: Antony Wang, P.Eng (604-618-6236) Structural Heqing Jian, P.Eng (778-987-7461) Geotechnical 4- HPO: Residential Builder - JB Pacific Homes Ltd. ******THIS PERMIT HAS BEEN ISSUED UNDER THE REQUIREMENTS OF VBBL #12511 (2019)****** | bcc mechanicals ltd
PP-2022-03643 | 2022-10-13 | 3876 W 19TH AVENUE, Vancouver, BC V6S 1C8 | Plumbing Permit | Residential | New | Completed | Residential - Install 3/4" backflow prevention device for lawn/garden irrigation Amended - Oct 18th,2022 Changed the address from 3879 W 19th to 3876 W 19th. | M&M Industries Ltd
GP-2022-04160 | 2022-12-29 | 3883 W 19TH AVENUE, Vancouver, BC V6S 1C7 | Gas Permit | Residential | New | Issued | Residential - a gas furnace replacement | Vanheat Services Ltd
EP-2023-10452 | 2023-12-06 | 698 W 19TH AVENUE, Vancouver, BC V5Z 1X1 | Electrical Permit | Residential | Renovation | Issued | Installation / Repair - Residential - Upgrade service from 100 amp to 200 amp and installing car charger | Gestec Electric Ltd
EP-2022-00149 | 2022-01-12 | 563 W 20TH AVENUE, Vancouver, BC V5Z 1X8 | Electrical Permit | Residential | New | Completed | Installation / Repair - Residential - Laneway House Extra Low Voltage. Data/Voice/TV Cable, Security Alarm Prewire, Door Bell. >BP: 1.5 STOREY LANEWAY HOME To construct a 2 storey laneway house building ($161,000) with an attached garage and 1 open parking pad, providing a total of 2 parking spaces, having vehicular access from the 20' Lane. Note: This is a 1 ½ storey building pursuant to the Zoning & Development By-law. 1. Covenant registered at the Land Title Office under CA8137504 2. No Strata Titling permitted 3. No A/C Unit proposed 4. Schedule B: (Alan Prahalad) P.Eng (604.831.1431) Structural & Geotechical 5. HPO: Residential Builder- Cyanic Developments Inc. | SECUTECH DEVELOPMENT LTD.
PP-2022-01605 | 2022-05-10 | 563 W 20TH AVENUE, Vancouver, BC V5Z 1X8 | Plumbing Permit | Residential | New | Completed | Residential - new irrigation system >BP: To construct a 2 storey one-family dwelling with a secondary suite located in the Basement ($702,750.00) with an open parking pad, providing 1 parking space, having vehicular access from the 20' Lane. 1. Covenant registered at the Land Title Office under CA8137504 2. No Strata Titling permitted 3. A/C proposed – Exterior component located in Rear Yard (North), Interior component located in Second floor hallway closet 4. Bar sink located in basement media room 5. Schedule B: (Alan Prahalad) P.Eng (604.831.1431) Structural & Geotechical 6. HPO: Residential Builder- Cyanic Development Inc. Note: This is a 2 storey building pursuant to the Zoning and Development By-Law Address Information: Principle Dwelling: #1-563 W 20 Ave Secondary Suite: #2-563 W 20 Ave Laneway home: #3-563 W 20 Ave Addresses have been assigned per the approved plans, access to the rear unit is from the north side. This access must be provided & maintained at all times and the building addresses posted to be visible from the street in accordance with the Building By-law. **THIS PERMIT HAS BEEN ISSUED UNDER THE REQUIREMENTS OF VBBL #12511 (2019)** This Building Permit will remain in a suspended status until the associated (green) Demolition Permit BP-2020-01960 is completed ****ALL NOTES PROJECT COORDINATOR NOTES HAS BEEN ACCEPTED BY APPLICANT**** | Lucky Five Eight Plumbing & Heating Ltd
GP-2023-00796 | 2023-03-07 | 597 W 20TH AVENUE, Vancouver, BC V5Z 1X8 | Gas Permit | Residential | Renovation | Completed | Residential - Installation of 1 gas fireplace - venting and hook up only. | Urban Fireplaces Ltd
GP-2022-01227 | 2022-04-21 | 599 W 20TH AVENUE, Vancouver, BC V5Z 1X8 | Gas Permit | Residential | Tenant Improvement | Completed | Residential - Replace old floor standing heating boiler for new wall mounted high efficiency Rinnai Heating boiler. Used side wall venting and fresh air done in cpvc and system 636 | Vancouver City Plumbing Inc
GP-2023-02112 | 2023-07-14 | 638 W 20TH AVENUE, Vancouver, BC V5Z 1Y1 | Gas Permit | Residential | Renovation | Completed | Residential - Removal of hot water tank, replacement with Navien tankless water heater | Pioneer Plumbing & Heating Inc
GP-2023-02136 | 2023-07-18 | 2918 W 20TH AVENUE, Vancouver, BC V6L 1H5 | Gas Permit | Residential | Tenant Improvement | Completed | Residential - 1 Water Heater RE:RE Hot water replacement | 1051750 BC Ltd
MP-2023-00370 | 2023-03-14 | 2930 W 20TH AVENUE, Vancouver, BC V6L 1H5 | Mechanical Permit | NULL | NULL | Completed | NULL | Ashton Service Group/Ashton Mechanical Ltd.
EP-2023-08390 | 2023-09-25 | 2930 W 20TH AVENUE, Vancouver, BC V6L 1H5 | Electrical Permit | Residential | Renovation | Completed | Installation / Repair - Residential - We will be adding a circuit for a heat pump MP-2023-00370 | Douglas Millington o/a Moose Electric
EP-2023-09060 | 2023-10-23 | 276 W 21ST AVENUE, Vancouver, BC V5Y 2E5 | Electrical Permit | Residential | Renovation | Issued | Installation / Repair - Residential - Renovation of basement & main floor of home. New 200A service from garage. Double meter base one for main house and one for the basement suite. Mechanical Permit *An approved mechanical permit is required for the installation of air conditioning or heat pump unit before final electrical inspection will be performed >BP: Exterior alterations a to the front façade, remove unapproved rear deck and replace with a new 4' x 8' landing, dig out the existing crawl space and install new footings, foundation and slab to create new cellar floor (approx. 573 sq. ft.). Interior alterations to remove interconnecting stair between the cellar and 1st floor, infill floor, new walls and millwork on the 1st floor for a new pantry, powder room and updated kitchen layout; extend existing stair from 1st floor to the cellar (north); new walls, doors, plumbing, electrical, appliances and finishes for a new layout and a new secondary suite in the cellar for a change the use from a one family dwelling to a one family dwelling with a secondary suite (ancillary residential unit) on this inside with lane site. Structural and Geotechnical Temporary and Permanent submitted by K. T. Lam, P. Eng. of Ennova Structural Engineers Inc., Tel: 604 255-7670. Notes: ~ Energy upgrade as per REUP ~ Building Not Sprinklered – No sprinkler permit required. ~ This permit has been issued under the VBBL 2019, with updated energy requirements as per bylaw # 12997 effective Jan 01, 2022. | F & S Electrical Ltd
NULL | NULL | 276 W 21ST AVENUE, Vancouver, BC V5Y 2E5 | Plumbing Permit | Residential | Renovation | Withdrawn | Residential - - new sani sump with pump in back yard (ties into existing twin storm /sani ) - new storm sump with pump in back yard (ties into existing twin storm/ sani) - main floor and basement renovation | NULL
GP-2022-02615 | 2022-08-31 | 285 W 21ST AVENUE, Vancouver, BC V5Y 2E4 | Gas Permit | Residential | Addition | Completed | Residential - re and re gas dryer | Christopher Sterling
GP-2023-03809 | 2023-12-01 | 3196 W 15TH AVENUE, Vancouver, BC V6K 3A6 | Gas Permit | Residential | Renovation | Issued | Residential - Decommission and remove old gas furnace and install new Furnace. | Ashton Service Group/Ashton Mechanical Ltd.
GP-2022-03242 | 2022-10-20 | 3210 W 15TH AVENUE, Vancouver, BC V6K 3A9 | Gas Permit | Residential | Renovation | Completed | Residential - Replace hot water tank with tankless water heater, Two pipe direct venting | Vector Home Services Inc
PP-2023-03601 | 2023-10-12 | 2067 W 16TH AVENUE, Vancouver, BC V6J 2M6 | Plumbing Permit | Commercial | Renovation | Issued | Commercial - MCD - new plumbing for upstairs and downstairs unit >BP: The Major Renovation of an existing 3-storey multi-family residential building containing 3 dwelling units listed on the Vancouver Heritage Registry as a “B” building. Scope of work includes: - Interior renovations to 1st and 3rd floor - exterior work to site grading for required FFAP to rear unit East entry and localized shallow excavation for rear unit West entry, - relocating rear deck stair and railings, and - replacing fence around property. AMEND: NOV 6/2023 Add 6 meter’s of 4” sewer pipe | CRL Mechanical ltd
SP-2023-01978 | 2023-10-26 | 2067 W 16TH AVENUE, Vancouver, BC V6J 2M6 | Sprinkler Permit | Residential | Renovation | Issued | Residential - Relocating sprinkler heads in first floor and top floor of house >BP: The Major Renovation of an existing 3-storey multi-family residential building containing 3 dwelling units listed on the Vancouver Heritage Registry as a “B” building. Scope of work includes: - Interior renovations to 1st and 3rd floor - exterior work to site grading for required FFAP to rear unit East entry and localized shallow excavation for rear unit West entry, - relocating rear deck stair and railings, and - replacing fence around property. | Shore Fire Protection Ltd
EP-2023-02253 | 2023-03-16 | 2145 W 16TH AVENUE, Vancouver, BC V6K 3B1 | Electrical Permit | Residential | Addition | Completed | Installation / Repair - Residential - To replace 100 amp service with a 200 amp service. | West-Side Electric Co Ltd
EP-2023-03193 | 2023-04-13 | 2145 W 16TH AVENUE, Vancouver, BC V6K 3B1 | Electrical Permit | Residential | Addition | Completed | Installation / Repair - Residential - 1x dedicated 40A 240V circuit + 1x dedicated 20A 240V circuit for 2x new heat pumps. A recent 200A overhead service upgrade has been complete. ***Note: A mechanical permit is required for the installation of heat pump. Electrical inspector will not carry out any inspections unless a mechanical permit is obtained. | KOVAC ELECTRICAL GROUP LTD.
MP-2023-00667 | 2023-04-20 | 2145 W 16TH AVENUE, Vancouver, BC V6K 3B1 | Mechanical Permit | NULL | NULL | Completed | NULL | Central Commercial & Residential Services
MP-2023-00800 | 2023-05-09 | 2145 W 16TH AVENUE, Vancouver, BC V6K 3B1 | Mechanical Permit | NULL | NULL | Completed | NULL | Central Commercial & Residential Services
GP-2022-03108 | 2022-10-13 | 2155 W 16TH AVENUE, Vancouver, BC V6K 3B1 | Gas Permit | Residential | Tenant Improvement | Completed | Residential - install 2 new gas fireplaces | Campbell Care Plumbing, Heating & Air Ltd.
NULL | NULL | 2216 W 16TH AVENUE, Vancouver, BC V6K 3B3 | Mechanical Permit | NULL | NULL | Draft | NULL | Avante Plumbing & Heating Ltd
EP-2024-00485 | 2024-01-31 | 2225 W 16TH AVENUE, Vancouver, BC V6K 3B4 | Electrical Permit | Commercial | New | Issued | Temporary Power - Commercial - To provide temporary power. -renewal of EP-2023-00196 -valid: January 11, 2024 - January 10, 2025 | SAAB ELECTRIC LTD
EP-2023-00196 | 2023-01-10 | 2225 W 16TH AVENUE, Vancouver, BC V6K 3B4 | Electrical Permit | Residential | New | Expired | Temporary Power - Residential - To provide temporary power. | SAAB ELECTRIC LTD
GP-2022-03796 | 2022-11-30 | 2225 W 16TH AVENUE, Vancouver, BC V6K 3B4 | Gas Permit | Residential | New | Issued | Residential - gas appliances for triplex >BP: Building 1, To alter and convert this existing One-Family Dwelling to a 3-storey Multiple Conversion Dwelling (Building 1) containing three dwelling units (and to construct an infill One-Family Dwelling (Building 2) for a total of four dwelling units at the rear of the site, providing three parking spaces having vehicular access from the lane - under a separate permit) | M & P Plumbing & Heating Ltd
EP-2022-08113 | 2022-09-28 | 2225 W 16TH AVENUE, Vancouver, BC V6K 3B4 | Electrical Permit | Residential | New | Issued | Installation / Repair - Residential - New wiring for triplex. Main Service: 400 Amps Each Unit: 125 Amps Building 1, To alter and convert this existing One-Family Dwelling to a 3-storey Multiple Conversion Dwelling (Building 1) containing three dwelling units (and to construct an infill One-Family Dwelling (Building 2) for a total of four dwelling units at the rear of the site, providing three parking spaces having vehicular access from the lane - under a separate permit) | SAAB ELECTRIC LTD
PP-2022-02787 | 2022-08-15 | 2225 W 16TH AVENUE, Vancouver, BC V6K 3B4 | Plumbing Permit | Residential | New | Issued | Residential - plumbing Building 1, To alter and convert this existing One-Family Dwelling to a 3-storey Multiple Conversion Dwelling (Building 1) containing three dwelling units (and to construct an infill One-Family Dwelling (Building 2) for a total of four dwelling units at the rear of the site, providing three parking spaces having vehicular access from the lane - under a separate permit) | M & P Plumbing & Heating Ltd
PP-2022-04204 | NULL | 2225 W 16TH AVENUE, Vancouver, BC V6K 3B4 | Plumbing Permit | Commercial | New | Draft | Commercial - To install new plumbing and gas services. | M & P Plumbing & Heating Ltd
EP-2023-01073 | 2023-02-08 | 2225 W 16TH AVENUE, Vancouver, BC V6K 3B4 | Electrical Permit | Residential | Addition | Issued | Installation / Repair - Residential - security,intercom,tel,tv,data wiring & completion, camera wiring only >BP: **************PART5************ *entire site* Building 1, To alter and convert this existing One-Family Dwelling to a 3-storey Multiple Conversion Dwelling (Building 1) containing three dwelling units (and to construct an infill One-Family Dwelling (Building 2) for a total of four dwelling units at the rear of the site, providing three parking spaces having vehicular access from the lane - under a separate permit) Building review Branch Notes: - Building Permit for DP-2019-00887 and DPMA DP-2020-00898 - Main permit for two buildings on this lot. - Both buildings designed under part 5 of VBBL. Schedule B and D provided. - Project value for building #1 is $1,000,000 - Entire building to be sprinklered to NFPA 13R (application submitted under SP-2020-01953 & SP-2020-01952) - Openable window shall conform to requirements under 9.8.8.1(4). - Dwelling units shall comply for ASTC requirements and adjoining construction as per 9.11. - Building will be fully upgraded as stratification is proposed. * Reviewed as per VBBL 2019 and during 2020 Pandemic Crisis. * | Repel Security Systems Ltd
SP-2020-01952 | 2022-01-17 | 2225 W 16TH AVENUE, Vancouver, BC V6K 3B4 | Sprinkler Permit | Commercial | Addition | Issued | Commercial - To install sprinkler to NFPA 13R in this Multiple Conversion Dwelling (Building 1) containing three dwelling units (and to construct an infill One-Family Dwelling (Building 2) for a total of four dwelling units at the rear of the site, providing three parking spaces having vehicular access from the lane - under a separate permit) * Reviewed as per VBBL 2019 and during 2020 Pandemic Crisis. | Haven Fire Protection Ltd
PP-2022-01880 | 2022-06-02 | 2225 W 16TH AVENUE, Vancouver, BC V6K 3B4 | Plumbing Permit | Residential | New | Issued | Residential - sump >BP: Building 1, To alter and convert this existing One-Family Dwelling to a 3-storey Multiple Conversion Dwelling (Building 1) containing three dwelling units (and to construct an infill One-Family Dwelling (Building 2) for a total of four dwelling units at the rear of the site, providing three parking spaces having vehicular access from the lane - under a separate permit) Building review Branch Notes: - Building Permit for DP-2019-00887 and DPMA DP-2020-00898 - Main permit for two buildings on this lot. - Both buildings designed under part 5 of VBBL. Schedule B and D provided. - Project value for building #1 is $1,000,000 - Entire building to be sprinklered to NFPA 13R (application submitted under SP-2020-01953 & SP-2020-01952) - Openable window shall conform to requirements under 9.8.8.1(4). - Dwelling units shall comply for ASTC requirements and adjoining construction as per 9.11. - Building will be fully upgraded as stratification is proposed. * Reviewed as per VBBL 2019 and during 2020 Pandemic Crisis. * | PTL Contracting Ltd
EP-2022-04786 | 2022-06-07 | 70 W 18TH AVENUE, Vancouver, BC V5Y 2A4 | Electrical Permit | Residential | New | Expired | Temporary Power - Residential - To provide temporary power. | Wire-Man Electric Ltd
SP-2023-01297 | NULL | 70 W 18TH AVENUE, Vancouver, BC V5Y 2A4 | Sprinkler Permit | Residential | New | Withdrawn | Residential - Upgrade existing sprinkler system to NFPA 13R from 13D | Your Professional Plumber Ltd
GP-2023-03202 | 2023-10-24 | 71 W 18TH AVENUE, Vancouver, BC V5Y 2A3 | Gas Permit | Residential | Addition | Completed | Residential - 1 Gas insert fireplace installation | Vaglio Fireplace LTD
PP-2023-04022 | 2023-11-16 | 108 W 18TH AVENUE, Vancouver, BC V5Y 2A5 | Plumbing Permit | Residential | New | Issued | Residential - New Plumbing >DB: Exterior and interior alterations to convert this existing 6 Unit Multiple Dwelling Building to a 1 family dwelling with a secondary suite and a one car garage on this site. The scope of work includes interior layout alterations, a new one car garage, new windows/ doors, lower the house to meet part 9 of the Vancouver Building Bylaw requirements. Entire Building to be sprinklered to NFPA 13D | EXCEL MECHANICAL LTD
EP-2023-09801 | 2023-12-13 | 108 W 18TH AVENUE, Vancouver, BC V5Y 2A5 | Electrical Permit | Residential | Renovation | Issued | Installation / Repair - Residential - ¦ 1FD + 1SS- 200A ¦ -Full rewire with 200amp service, new service DCC 12: EV 12KW *Permit privileges revoked until EP-2022-07278 is complete per Clayton Shannon >BP: Exterior and interior alterations to convert this existing 6 Unit Multiple Dwelling Building to a 1 family dwelling with a secondary suite and a one car garage on this site. The scope of work includes interior layout alterations, a new one car garage, new windows/ doors, lower the house to meet part 9 of the Vancouver Building Bylaw requirements. Entire Building to be sprinklered to NFPA 13D Structural schedule B signed and sealed by Jianli Guo, 604.518.1098 Geotechnical schedule B signed and sealed by Thanh Van Le, 604.421.3288 Renovation Energy Upgrade proposal prepared by Farhad Hemmati, 604.369.1630 | Pacific Star Electric Inc
PP-2023-03219 | 2023-09-12 | 108 W 18TH AVENUE, Vancouver, BC V5Y 2A5 | Plumbing Permit | Residential | New | Issued | Residential - storm and sewer install-sump | Mash Construction Ltd.
SP-2023-01794 | 2023-09-28 | 108 W 18TH AVENUE, Vancouver, BC V5Y 2A5 | Sprinkler Permit | Residential | New | Issued | Residential - Installation of new fire sprinkler system >BP: Exterior and interior alterations to convert this existing 6 Unit Multiple Dwelling Building to a 1 family dwelling with a secondary suite and a one car garage on this site. The scope of work includes interior layout alterations, a new one car garage, new windows/ doors, lower the house to meet part 9 of the Vancouver Building Bylaw requirements. Entire Building to be sprinklered to NFPA 13D | Fire Busters Inc
EP-2023-04350 | 2023-05-17 | 108 W 18TH AVENUE, Vancouver, BC V5Y 2A5 | Electrical Permit | Residential | Renovation | Issued | Temporary Power - Residential - To provide temporary power. | Pacific Star Electric Inc
EP-2023-03311 | 2023-04-17 | 108 W 18TH AVENUE, Vancouver, BC V5Y 2A5 | Electrical Permit | Residential | Renovation | Cancelled | Temporary Power - Residential - To provide temporary power. | Pacific Star Electric Inc
NULL | NULL | 108 W 18TH AVENUE, Vancouver, BC V5Y 2A5 | Plumbing Permit | Residential | Renovation | Withdrawn | Residential - SDFA | Cima Mechanical Ltd
GP-2023-02485 | 2023-08-25 | 140 W 18TH AVENUE, Vancouver, BC V5Y 2A5 | Gas Permit | Residential | Renovation | Completed | Residential - install single furnance | Hillcrest Plumbing & Heating (1991) Ltd
GP-2023-04190 | NULL | 145 W 18TH AVENUE, Vancouver, BC V5Y 2A6 | Gas Permit | Residential | Renovation | Application Incomplete | Residential - replace natural gas boiler | Sea To Sky Plumbing & Heating Supplies Ltd
GP-2022-00624 | 2022-02-27 | 151 W 18TH AVENUE, Vancouver, BC V5Y 2A6 | Gas Permit | Residential | Renovation | Completed | Residential - Installation of 1 gas fireplace - venting and hook up only. Exterior and interior alterations to alter the main and second floors, and to add a new third storey addition to this existing one family dwelling with secondary suite on this inside with lane site. | Urban Fireplaces Ltd
MP-2022-00754 | 2023-01-03 | 159 W 18TH AVENUE, Vancouver, BC V5Y 2A6 | Mechanical Permit | NULL | NULL | Completed | NULL | 0994152 BC Ltd
EP-2023-01006 | 2023-02-10 | 159 W 18TH AVENUE, Vancouver, BC V5Y 2A6 | Electrical Permit | Residential | Renovation | Completed | Installation / Repair - Residential - We will be upgrading the current 100A service to a new 200A service. A new meter socket complete with an isolated neutral bar will be installed onto the garage. The secondary service will be installed along the side of the garage, into the ground and back into the house. A new electrical panel will accompany the installation along with a ground plate and #6RW cable. The integrity of the existing circuits will remain the same however there will be a new heat pump circuit addition. Grounding and bonding of the gas and waterlines will be maintained and GFCI receptacles will be installed where required. -We are only running the heat pump circuit from the new electrical panel to the outside disconnect. We do not install the heat pump unit. *An additional electrical permit will be required for the installation of heat pump unit at the time of installation | Emmanuel Jean-Louis and Amy Jean-Louis
EP-2022-03633 | 2022-05-13 | 180 W 18TH AVENUE, Vancouver, BC V5Y 2A5 | Electrical Permit | Residential | Addition | Completed | Installation / Repair - Residential - Supply and install a new 40A 240V circuit for level 2 EV charger. Supply and install a DIVVEE load sharing device where the EV charger is sharing a breaker with the existing dryer. | Hall Electrical Ltd
GP-2023-03922 | 2023-12-07 | 195 W 18TH AVENUE, Vancouver, BC V5Y 2A6 | Gas Permit | Residential | Tenant Improvement | Completed | Residential - Replacement of existing water heater with new 50 gal gas Rheem hot water heater. | Pioneer Plumbing & Heating Inc
GP-2022-04091 | 2022-12-21 | 196 W 18TH AVENUE, Vancouver, BC V5Y 2A5 | Gas Permit | Residential | Tenant Improvement | Completed | Residential - Replace Power vented 60 Gal HWT And upgrade venting from existing abs to 636 gas vent | Vancouver City Plumbing Inc
GP-2023-00510 | 2023-02-13 | 714 W 19TH AVENUE, Vancouver, BC V5Z 1X2 | Gas Permit | Residential | Renovation | Completed | Residential - gas furnace replacement | Vanheat Services Ltd
GP-2022-00592 | 2022-02-25 | 482 W 19TH AVENUE, Vancouver, BC V5Y 2B9 | Gas Permit | Residential | Renovation | Completed | Residential - Installation of combi boiler @ 199,000 BTU | Drips & Drains Plumbing and Heating Ltd
EP-2023-05317 | NULL | 558 W 19TH AVENUE, Vancouver, BC V5Z 1W6 | Electrical Permit | Residential | Addition | Cancelled | Installation / Repair - Residential - Install new small cooling units on side of the house *An approved mechanical permit is required for the installation of air conditioning or heat pump unit at the time of installation before an electrical inspection will be performed | Village Electrical Inc
EP-2022-06005 | 2022-07-19 | 559 W 19TH AVENUE, Vancouver, BC V5Z 1W8 | Electrical Permit | Residential | Tenant Improvement | Completed | Installation / Repair - Residential - -Install ground fault receptacles. -Add dedicated circuits. -Install flex on wires. -Replace fixtures. -Replace breakers. -Replace damaged wire. | BPM Electric Ltd
GP-2024-00180 | NULL | 567 W 19TH AVENUE, Vancouver, BC V5Z 1W8 | Gas Permit | Residential | Renovation - Dwelling Unit(s) only | Application Incomplete | Residential - furnace replacement | Aquaflame Heating & Cooling Ltd
PP-2022-02692 | 2022-08-05 | 570 W 19TH AVENUE, Vancouver, BC V5Z 1W6 | Plumbing Permit | Residential | Renovation - Dwelling Unit(s) only | Completed | Residential - legal suite renovation Exterior and interior alterations to change the layout of the secondary suite for this existing one family dwelling with secondary suite with two off street parking pad spaces provided having vehicular access from the rear lane Exterior work to install 1 new window on north elevation and to replace and/or enclose existing windows Scope of work includes removal of unauthorized room addition under rear deck CF-2020-013039 | SWAN PLUMBING & HEATING INC
EP-2022-08037 | 2022-09-23 | 570 W 19TH AVENUE, Vancouver, BC V5Z 1W6 | Electrical Permit | Residential | Renovation | Completed | Installation / Repair - Residential - addition of the secondary suite and service upgrade Exterior and interior alterations to change the layout of the secondary suite for this existing one family dwelling with secondary suite with two off street parking pad spaces provided having vehicular access from the rear lane Exterior work to install 1 new window on north elevation and to replace and/or enclose existing windows Scope of work includes removal of unauthorized room addition under rear deck *2023.02.23 Amendment -Work description amended: "Exiting service 100A Overhead ,Upgrade to 200A with two positions meter base ,Main dwelling 200A main dis connect, Legal suite main disconnect 100A,same day work with trip ,Underground burial, receptacles , space heating, Electric Hot water tank, Dryer, Electric range (stove). A load calculation has been submitted with more details" -Contractor to request an inspection online for the electrical inspector to review documents provided *2023.03.06 Amendment "Main House Main Disconnect Size 150 Amp" | Majoris Electrical Controls and Systems Ltd
GP-2022-02973 | 2022-10-03 | 570 W 19TH AVENUE, Vancouver, BC V5Z 1W6 | Gas Permit | Residential | Renovation | Completed | Residential - This is a renovation so boiler location changed.All black iron piping include fittings only for boiler.Low pressure natural gas line | POLLY MECHANICAL LTD
EP-2022-01959 | 2022-03-10 | 584 W 19TH AVENUE, Vancouver, BC V5Z 1W6 | Electrical Permit | Residential | Addition | Completed | Installation / Repair - Residential - CHANGE FEEDER CABLE UNDERGROUND SERVICE | Prabhjot Singh Battu
EP-2023-06063 | 2023-08-24 | 588 W 19TH AVENUE, Vancouver, BC V5Z 1W6 | Electrical Permit | Residential | Tenant Improvement | Completed | Installation / Repair - Residential - Install heat pump wiring. Install deck plug. MP-2023-01273 Already finialed before electrical permit issued. WWOP FEES APPLY | BPM Electric Ltd
MP-2023-01273 | 2023-07-12 | 588 W 19TH AVENUE, Vancouver, BC V5Z 1W6 | Mechanical Permit | NULL | NULL | Completed | NULL | Superior Gas Installations & Service Ltd
GP-2023-02080 | 2023-07-11 | 588 W 19TH AVENUE, Vancouver, BC V5Z 1W6 | Gas Permit | Residential | Renovation | Completed | Residential - New furnace re and re | Superior Gas Installations & Service Ltd
EP-2024-00045 | 2024-01-09 | 588 W 19TH AVENUE, Vancouver, BC V5Z 1W6 | Electrical Permit | Residential | Tenant Improvement | Issued | Installation / Repair - Residential - Build new 200 amp electrical service at detached garage, subfeed home. | BPM Electric Ltd
EP-2022-02259 | NULL | 591 W 19TH AVENUE, Vancouver, BC V5Z 1W8 | Electrical Permit | Residential | Addition | Withdrawn | Installation / Repair - Residential - Install wiring & circuitry for 2 proposed A/C units. | Vancouver Static Industries Ltd
EP-2022-01646 | 2022-03-01 | 2879 W 18TH AVENUE, Vancouver, BC V6L 1B7 | Electrical Permit | Residential | Renovation | Completed | Installation / Repair - Residential - Upgrade electrical service from 70 amps to 100 amps. Upgrade grounding and new electrical panel. Amend: May 16, 2022 Upgrade wiring in kitchen due to remodel of all new cabinets. Add additional three plugs outside. Add five plugs to unfinished basement. Add additional eight plugs to main floor. | Al's Electrical Contracting Ltd
GP-2022-02984 | 2022-10-04 | 2879 W 18TH AVENUE, Vancouver, BC V6L 1B7 | Gas Permit | Residential | Tenant Improvement | Completed | Residential - install new gas fireplace | Campbell Care Plumbing, Heating & Air Ltd.
EP-2022-09852 | 2022-11-22 | 2891 W 18TH AVENUE, Vancouver, BC V6L 1B7 | Electrical Permit | Residential | Tenant Improvement | Completed | Installation / Repair - Residential - Re/re of electric water heater. | F & S Electrical Ltd
EP-2023-04999 | 2023-06-06 | 2891 W 18TH AVENUE, Vancouver, BC V6L 1B7 | Electrical Permit | Residential | Renovation | Completed | Installation / Repair - Residential - Upgrade exisitng service from 100 amp to 200 amp >Permit Amendment Sep 05, 2023 -Add wiring of heat pump. NO ADDITIONAL COST *MP-2023-00733: Issued (Heating and Cooling) *Document(s) uploaded to "Application Documents" tab for Electrical Inspector review. Documents are at pending status at time of permit amendment approval | Mountain Point Electrical Inc.
MP-2023-00733 | 2023-04-28 | 2891 W 18TH AVENUE, Vancouver, BC V6L 1B7 | Mechanical Permit | NULL | NULL | Completed | NULL | 1236318 BC Ltd DBA Aquatech Vancouver
GP-2022-01454 | 2022-05-10 | 2891 W 18TH AVENUE, Vancouver, BC V6L 1B7 | Gas Permit | Residential | Renovation | Cancelled | Residential - Hot water tank replacement | Reid Brothers Plumbing & Heating Ltd
GP-2023-01175 | 2023-04-07 | 2898 W 18TH AVENUE, Vancouver, BC V6L 1B6 | Gas Permit | Residential | Addition | Completed | Residential - re and re gas range | Christopher Sterling
EP-2024-00269 | 2024-01-10 | 3175 W 18TH AVENUE, Vancouver, BC V6L 1B8 | Electrical Permit | Residential | New | Issued | Temporary Power - Residential - To provide temporary power. | AIGO TECHNOLOGY INC
PP-2023-01079 | 2023-03-28 | 2025 W 1ST AVENUE, Vancouver, BC V6J 1H1 | Plumbing Permit | Commercial | Renovation | Completed | Commercial - Install backflow preventer for premise isolation. This application is made as a result of a CoV Cross Connection Control inspection report. CROSS CONNECTION LTR UPLOADED | Vancouver Backflow Testing Ltd
GP-2022-04104 | 2022-12-21 | 2025 W 1ST AVENUE, Vancouver, BC V6J 1H1 | Gas Permit | Commercial | Tenant Improvement | Cancelled | Commercial - Re and re of 2 gas stacking dryer units. (4 units total) | Spears Sales & Service Ltd
EP-2022-07274 | 2022-08-30 | 2475 W 1ST AVENUE, Vancouver, BC V6K 1G5 | Electrical Permit | Commercial | Renovation - Dwelling Unit(s) only | Completed | Installation / Repair - Commercial - Unit #5 - to replace electrical panel and add new kitchen circuits | V & N Electric Ltd
EP-2022-02489 | 2022-04-06 | 2475 W 1ST AVENUE, Vancouver, BC V6K 1G5 | Electrical Permit | Commercial | Renovation - Dwelling Unit(s) only | Completed | Installation / Repair - Commercial - To replace unit electrical panel and install new circuits to the kitchen | V & N Electric Ltd
EP-2023-04390 | 2023-06-01 | 2493 W 1ST AVENUE, Vancouver, BC V6K 1G5 | Electrical Permit | Residential | Renovation | Completed | Installation / Repair - Residential - Voluntary Upgrade of Existing Fire Alarm System -Moving the FA panel to the outside wall of the electrical closet in greater boiler room and replacing it with FA 106 R | 0777792 BC Ltd
EP-2022-06582 | 2022-08-08 | 2050 W 1ST AVENUE, Vancouver, BC V6J 1G8 | Electrical Permit | Commercial | Renovation | Issued | Installation / Repair - Commercial - Replacing faulty fire alarm panel, no wiring. Replacing with new fire alarm panel, new control unit is compatible with all the existing devices incorporated in the existing FAS. We are not altering the existing wiring or outlet boxes, work is considered to be a straight replacement of the electrical equipment. Note: This permit has been issued based on Bulletin 2018-004-BU/EL. | AG Electric and Alarm Monitoring Co Ltd
EP-2023-09126 | 2023-10-24 | 2060 W 1ST AVENUE, Vancouver, BC V6J 1G8 | Electrical Permit | Commercial | Renovation | Issued | Installation / Repair - Commercial - Repair of fire damaged electrical including new panel and branch circuits. >BP: #304 - 2060 W 1st Avenue Interior and Exterior repair work to this existing multiple dwelling building on this site. Scope of work includes: 1) Repair affected exterior and interior walls, flooring and ceilings to original condition 2) Install smoke alarms 3) Replace affected damaged windows. OK to process as DTI as per Manuel Meier August 25, 2023 | Wespac Electrical Contractor Ltd
GP-2023-00045 | 2023-01-06 | 2275 W 16TH AVENUE, Vancouver, BC V6K 3B4 | Gas Permit | Residential | Renovation | Completed | Residential - To replace one hot water tank in the same location. | Paolo's Plumbing & Heating Ltd
GP-2023-00240 | 2023-01-19 | 2275 W 16TH AVENUE, Vancouver, BC V6K 3B4 | Gas Permit | Residential | Renovation | Cancelled | Residential - To replace 1 hot water heater in the same location. | Paolo's Plumbing & Heating Ltd
EP-2022-05842 | 2022-07-12 | 2355 W 16TH AVENUE, Vancouver, BC V6K 3B5 | Electrical Permit | Residential | Renovation | Completed | Installation / Repair - Residential - Update power from 100A to 200A | AOK Electric Ltd
EP-2022-08244 | 2022-09-28 | 2356 W 16TH AVENUE, Vancouver, BC V6K 3B6 | Electrical Permit | Residential | New | Expired | Temporary Power - Residential - To provide temporary power. | H.L. ELECTRICAL LTD
EP-2023-09646 | 2023-10-25 | 2356 W 16TH AVENUE, Vancouver, BC V6K 3B6 | Electrical Permit | Residential | New | Issued | Temporary Power - Residential - To provide temporary power. | H.L. ELECTRICAL LTD
PP-2023-03055 | 2023-09-05 | 2356 W 16TH AVENUE, Vancouver, BC V6K 3B6 | Plumbing Permit | Residential | New | Issued | Residential - 2FD+2SS - Install storm sump and connect to city service. | CANLAND EXCAVATING LTD.
PP-2023-04432 | 2024-01-02 | 2356 W 16TH AVENUE, Vancouver, BC V6K 3B6 | Plumbing Permit | Residential | New | Issued | Residential - Plumbing >BP: To construct a 2-storey duplex with 2 secondary suites and a detached accessory building (garage) at the rear providing 2 parking spaces and 2 surface parking, having vehicular access from the lane. The entire building to be sprinklered to 2x NFPA 13D. NOTE: To achieve the required FSR a floor space exclusion of 2% has been applied to this application as per section 10.15.1 of the district schedule, to accommodate improved building performance. Note: This is a 2 storey building pursuant to the Zoning and Development By-Law ******THIS PERMIT HAS BEEN ISSUED UNDER THE REQUIREMENTS OF VBBL 2019****** This permit is issued under the VBBL 2019, with updated energy requirements as per bylaw # 12997 effective Jan 01, 2022. | HKR Plumbing Ltd
GP-2023-03690 | 2023-11-23 | 2361 W 16TH AVENUE, Vancouver, BC | Gas Permit | Residential | Addition | Completed | Residential - re and re gas range | Christopher Sterling
GP-2023-03797 | 2023-11-30 | 2365 W 16TH AVENUE, Vancouver, BC V6K 3B5 | Gas Permit | Residential | Renovation | Completed | Residential - To replace 1 tankless in the same location | Paolo's Plumbing & Heating Ltd
EP-2023-09640 | 2023-11-03 | 569 W 16TH AVENUE, Vancouver, BC V5Z 4N7 | Electrical Permit | Commercial | Renovation | Issued | Installation / Repair - Commercial - install conduit, exit card reader into existing garage exit system | 4th Utility Inc
EP-2022-09061 | 2022-11-15 | 569 W 16TH AVENUE, Vancouver, BC V5Z 4N7 | Electrical Permit | Residential | New | Completed | Installation / Repair - Residential - Install one new EV charger (16640W @208V) on location #1 and relocate an existing EV charger (6240W) from location #1 to the parkway. >>>Amendment Nov 18/22 EP-2022-09061 I made a mistake the address is Regius suits 569 West 16th Ave V5Z4N7 could you change the address on the permit Thank you My phone # 604-786-6576 Angelo Viani did inspection Nov.11/2022 | West-Side Electric Co Ltd
GP-2023-02175 | 2023-07-21 | 3021 W 16TH AVENUE, Vancouver, BC V6K 3C8 | Gas Permit | Residential | Addition | Completed | Residential - re and re gas range | Christopher Sterling
EP-2022-08352 | 2022-10-03 | 3108 W 16TH AVENUE, Vancouver, BC V6K 3E1 | Electrical Permit | Residential | New | Completed | Installation / Repair - Residential - Increase of service main house | Gewang Electric Ltd
PP-2022-01322 | 2022-04-20 | 3108 W 16TH AVENUE, Vancouver, BC V6K 3E1 | Plumbing Permit | Residential | New | Completed | Residential - Install Out side sump | Nihal Excavating & Landscaping Ltd
GP-2023-03124 | 2023-10-19 | 3109 W 16TH AVENUE, Vancouver, BC V6K 3C9 | Gas Permit | Residential | Renovation | Completed | Residential - Hot water tank to be removed and tankless to be installed | GALAXY PLUMBING & HEATING
PP-2022-02716 | 2022-08-05 | 3123 W 16TH AVENUE, Vancouver, BC V6K 3C9 | Plumbing Permit | Residential | New | Completed | Residential - Lawn irrigation | Oriental Landscaping & Home Improvement ltd
EP-2022-01492 | 2022-02-28 | 3123 W 16TH AVENUE, Vancouver, BC V6K 3C9 | Electrical Permit | Residential | Tenant Improvement | Completed | Installation / Repair - Residential - -Installation and Commissioning of Porsche Universal Charger (EVSE) -1x 2P-50A Breaker will be installed in House Panel -EVSE will be installed in the garage (beside House Panel) , confirm with customer exact location -One circuit will be pulled to EVSE location -Porsche Universal Charger to provide 9.6kW to Porsche | Trudel, Daniel, DBA: Electrum Charging Solutions Inc.
GP-2023-00620 | 2023-02-22 | 3136 W 16TH AVENUE, Vancouver, BC V6K 3E1 | Gas Permit | Residential | Renovation | Completed | Residential - replace a hot water tank | SUNFLOWER HOME SERVICE LTD
EP-2022-04369 | 2022-05-26 | 3139 W 16TH AVENUE, Vancouver, BC V6K 3C9 | Electrical Permit | Residential | Tenant Improvement | Cancelled | Installation / Repair - Residential - Electrical install of AC. BP not required. No change to existing service. | Moore And Russell Heating And Air Conditioning Ltd
GP-2022-02942 | 2022-09-29 | 3169 W 16TH AVENUE, Vancouver, BC V6K 3C9 | Gas Permit | Residential | Addition | Completed | Residential - re and re gas dryer | Christopher Sterling
EP-2023-04700 | 2023-06-06 | 3192 W 16TH AVENUE, Vancouver, BC V6K 3E1 | Electrical Permit | Residential | Renovation | Issued | Installation / Repair - Residential - DISCONNECT/RECONNECT and downgrade THE EXISTING 200A to 150A 1-PHASE METER FROM THE EXISTING MAIN HOUSE, TO BE RELOCATED ON THE NEW METER BASE THAT HAS INSTALLED ON NEW LANE WAY HOUSE. | Allone Electric Ltd
EP-2022-09231 | 2022-10-31 | 3237 W 16TH AVENUE, Vancouver, BC V6K 3E2 | Electrical Permit | Residential | Renovation | Issued | Installation / Repair - Residential - Remove illegal rage and fan (CF-2022-008378) | Mcling Enterprises Inc.
GP-2023-04165 | 2023-12-22 | 3426 W 18TH AVENUE, Vancouver, BC V6S 1A7 | Gas Permit | Residential | Renovation | Completed | Residential - Replacement furnace | BC Wide Home Services
EP-2023-09374 | 2023-10-18 | 3935 W 18TH AVENUE, Vancouver, BC V6S 1B6 | Electrical Permit | Residential | New | Completed | Installation / Repair - Residential - Installation of associated wiring for a new solar array on the roof, the system is a grid-tie-only. >BP: To install thirteen (13) flush mounted solar panels on the roof of this existing Single Detached House on this site. OK for Direct To Inspections (DTI) as per Howie Chow, June 9, 2023. Schedule B - Structural provided by Justin T. Mawoko (P.Eng) 289-923-1772. Revision #1 - to provide for the installation of an additional eight (8) flush mounted solar panels on the west portion of the existing roof at this existing Single Detached House, for a total of TWENTY-ONE (21) solar panels. | Haven Solar Inc
MP-2023-00911 | 2023-05-26 | 3935 W 18TH AVENUE, Vancouver, BC V6S 1B6 | Mechanical Permit | NULL | NULL | Completed | NULL | Enviroware Projects Ltd
EP-2023-03290 | 2023-05-03 | 3935 W 18TH AVENUE, Vancouver, BC V6S 1B6 | Electrical Permit | Residential | Renovation - Dwelling Unit(s) only | Completed | Installation / Repair - Residential - Upgrade customer electrical service to 200A, install new panel and breakers at a different location. Install combination meter on customer pole and run wiring underground to new panel. -Install wiring for heatpump *An approved mechanical permit is required for the installation of air conditioning or heat pump unit at the time of installation before an electrical inspection will be performed | Lucent Electrical and Design Ltd
GP-2022-02688 | 2022-09-08 | 3968 W 18TH AVENUE, Vancouver, BC V6S 1B7 | Gas Permit | Residential | Renovation | Completed | Residential - Hot water tank replacement | Reid Brothers Plumbing & Heating Ltd
GP-2023-02796 | 2023-09-25 | 885 W 19TH AVENUE, Vancouver, BC V5Z 1X4 | Gas Permit | Residential | Renovation | Completed | Residential - RE&RE for tankless water heater | Milani Plumbing Heating & Air Conditioning Ltd
GP-2022-01312 | NULL | 261 W 20TH AVENUE, Vancouver, BC V5Y 2C5 | Gas Permit | Residential | Renovation | Withdrawn | Residential - Gas fireplace installation | 496302 BC Ltd
GP-2022-01166 | 2022-04-13 | 261 W 20TH AVENUE, Vancouver, BC V5Y 2C5 | Gas Permit | Residential | New | Completed | Residential - Gas fireplace installation | 496302 BC Ltd
EP-2024-00506 | NULL | 317 W 20TH AVENUE, Vancouver, BC V5Y 2C5 | Electrical Permit | Residential | Renovation - Dwelling Unit(s) only | Applicant Revisions | Installation / Repair - Residential - We will be adding a circuit for a heat pump This application is related to CF-2023-003309 WWOP as per DEI | Douglas Millington o/a Moose Electric
GP-2022-02413 | 2022-08-16 | 317 W 20TH AVENUE, Vancouver, BC V5Y 2C5 | Gas Permit | Residential | Renovation | Completed | Residential - decommission and remove furnace from site, installing mini split | Ashton Service Group/Ashton Mechanical Ltd.
GP-2023-02154 | 2023-07-19 | 327 W 20TH AVENUE, Vancouver, BC V5Y 2C5 | Gas Permit | Residential | Renovation | Completed | Residential - INSTALLATION OF FURNACE | Can Flame Heating Ltd
MP-2022-00301 | 2022-09-29 | 342 W 20TH AVENUE, Vancouver, BC V5Y 2C6 | Mechanical Permit | NULL | NULL | Completed | NULL | Thomson Industries Ltd
EP-2022-09433 | 2022-11-07 | 342 W 20TH AVENUE, Vancouver, BC V5Y 2C6 | Electrical Permit | Residential | Renovation | Completed | Installation / Repair - Residential - Dedicated Circuit for Heat Pump Dedicated Circuit for Heat Strip [Mechanical permit has specs] MP-2022-00301 | Pacific Star Electric Inc
EP-2023-06119 | 2023-07-07 | 395 W 20TH AVENUE, Vancouver, BC V5Y 2C5 | Electrical Permit | Residential | New | Issued | Temporary Power - Residential - To provide temporary power. | F & S Electrical Ltd
GP-2022-00790 | 2022-03-15 | 396 W 20TH AVENUE, Vancouver, BC V5Y 2C6 | Gas Permit | Residential | New | Completed | Residential - Install one natural gas fireplace | Vancouver Gas Fireplaces Ltd
EP-2023-04992 | 2023-06-06 | 2484 W 16TH AVENUE, Vancouver, BC V6K 3B8 | Electrical Permit | Residential | Addition | Completed | Installation / Repair - Residential - Installation of subpanel (60A), swithces, receptacles, and lights for the new garage. >BP: To construct a two (2) car garage (accessory building) having vehicular access from the paved lane at this existing One-Family Dwelling building site. OK for SIPS processing as per Howie Chow, June 3, 2022. Sch B (Struct, Geo): Zhi Yi You, #43374, 778-302-2155, Bouthouse Engineering Inc. E2 - Lighting - Upgrade to incorporate Automatic Full OFF (per 9.4.1.1.(h) of ASHRAE 90.1-2016) | Vanflow Electrical Ltd
GP-2022-00085 | 2022-02-14 | 2485 W 16TH AVENUE, Vancouver, BC V6K 3B7 | Gas Permit | Residential | Renovation | Completed | Residential - new furnace replacement | Pro Ace Heating & Air Conditioning Services Ltd
PP-2023-01647 | 2023-05-10 | 2495 W 16TH AVENUE, Vancouver, BC V6K 3B7 | Plumbing Permit | Residential | New | Issued | Residential - New duplex >BP To construct a two-storey two-family dwelling with two secondary suites located in the basement, with a detached accessory building (garage) at the rear providing 2 parking spaces, having vehicular access from the lane. Note: The entire building, INCLUDING THE ATTACHED GARAGE (if applicable), to be sprinklered to 2 x NFPA 13D. Note: Covenant to be registered prior to sheathing inspection. 1. No strata titling permitted 2. A/C units proposed in rear yard & basement 3. No Bar sinks proposed 4. Schedule B: N.K. Varshney, P.Eng (604.251.6320) Structural & Geotechnical 5. HPO: Residential Builder - Fernandes Homes Ltd | JAI Plumbing & Heating Ltd
EP-2023-07166 | 2023-08-17 | 2495 W 16TH AVENUE, Vancouver, BC V6K 3B7 | Electrical Permit | Residential | New | Issued | Installation / Repair - Residential - Duplex wiring 100A service to each unit To construct a two-storey two-family dwelling with two secondary suites located in the basement, with a detached accessory building (garage) at the rear providing 2 parking spaces, having vehicular access from the lane. Note: The entire building, INCLUDING THE ATTACHED GARAGE (if applicable), to be sprinklered to 2 x NFPA 13D. 1. Covenant registered at the Land Title Office under CB686305 2. No strata titling permitted 3. A/C units proposed in rear yard & basement 4. No Bar sinks proposed 5. Schedule B: N.K. Varshney, P.Eng (604.251.6320) Structural & Geotechnical 6. HPO: Residential Builder - Fernandes Homes Ltd | L.H. ELECTRIC LTD
PP-2023-00562 | 2023-02-16 | 2495 W 16TH AVENUE, Vancouver, BC V6K 3B7 | Plumbing Permit | Residential | New | Issued | Residential - 2FD+2SS - ONE SUMP WITHOUT PUMP | Bhullar Excavating and Demolition
EP-2022-10505 | 2022-12-13 | 2495 W 16TH AVENUE, Vancouver, BC V6K 3B7 | Electrical Permit | Residential | Addition | Expired | Temporary Power - Residential - To provide temporary power. | GV ELECTRICAL INC
EP-2023-08721 | 2023-09-27 | 2495 W 16TH AVENUE, Vancouver, BC V6K 3B7 | Electrical Permit | Residential | New | Issued | Installation / Repair - Residential - Installation of Structured wiring, Security alarm system, Doorbell, Surveillance camera. >BP: To construct a two-storey two-family dwelling with two secondary suites ($751,000) located in the basement, with a detached accessory building (garage) at the rear providing 2 parking spaces, having vehicular access from the lane. Note: The entire building, INCLUDING THE ATTACHED GARAGE (if applicable), to be sprinklered to 2 x NFPA 13D. 1. Covenant registered at the Land Title Office under CB686305 2. No strata titling permitted 3. A/C units proposed in rear yard & basement 4. No Bar sinks proposed 5. Schedule B: N.K. Varshney, P.Eng (604.251.6320) Structural & Geotechnical 6. HPO: Residential Builder - Fernandes Homes Ltd ******THIS PERMIT HAS BEEN ISSUED UNDER THE REQUIREMENTS OF VBBL #12511 (2019)****** | Vancouver Audiospace Home Control Ltd
SP-2023-01627 | 2023-09-07 | 2495 W 16TH AVENUE, Vancouver, BC V6K 3B7 | Sprinkler Permit | Residential | New | Issued | Residential - new home >BP: To construct a two-storey two-family dwelling with two secondary suites located in the basement, with a detached accessory building (garage) at the rear providing 2 parking spaces, having vehicular access from the lane. Note: The entire building, INCLUDING THE ATTACHED GARAGE (if applicable), to be sprinklered to 2 x NFPA 13D. 1. Covenant registered at the Land Title Office under CB686305 2. No strata titling permitted 3. A/C units proposed in rear yard & basement 4. No Bar sinks proposed 5. Schedule B: N.K. Varshney, P.Eng (604.251.6320) Structural & Geotechnical 6. HPO: Residential Builder - Fernandes Homes Ltd | SBMS Construction Ltd
GP-2023-02347 | 2023-08-11 | 2495 W 16TH AVENUE, Vancouver, BC V6K 3B7 | Gas Permit | Residential | New | Issued | Residential - Complete 2 boilers,2 range and bbq only >BP: To construct a two-storey two-family dwelling with two secondary suites | Deep Gas Fitting Ltd.
EP-2023-00259 | 2023-01-27 | 2535 W 16TH AVENUE, Vancouver, BC V6K 3B9 | Electrical Permit | Residential | Tenant Improvement | Completed | Installation / Repair - Residential - 200 amp service upgrade, run 40 amp cct for heat pump -An approved mechanical permit is required for heat pump installation before an electrical inspection will be performed | Bluephase Electrical Ltd
MP-2023-00133 | 2023-02-03 | 2535 W 16TH AVENUE, Vancouver, BC V6K 3B9 | Mechanical Permit | NULL | NULL | Completed | NULL | Enviroware Projects Ltd
NULL | NULL | 2603 W 16TH AVENUE, Vancouver, BC V6K 3C2 | Electrical Permit | Commercial | Tenant Improvement | Draft | Installation / Repair - Commercial - Relocate main panel. Add branch circuit wiring for kitchen appliances. Remove and replace tear ceiling led lighting. | Modern Electric Inc
EP-2023-00667 | 2023-03-30 | 2603 W 16TH AVENUE, Vancouver, BC V6K 3C2 | Electrical Permit | Commercial | Tenant Improvement | Completed | Installation / Repair - Commercial - Relocate main 100A, 120/208V panel. Wiring of new branch circuits for kitchen appliances, Remove an replace t-bar drop in lights fluorescents with new Led lights. Rewiring of the bathroom >BP: Building Permit for DP-2021-00742 Including the Letter of Operation stamped "RECEIVED" by this Department on September 29, 2021, change of Use from Retail Store to Restaurant - Class 1 and interior alterations to include expansion of approximately 1149.6 square feet of floor area to the existing Restaurant - Class 1 (combining 2603 and 2607) in this existing mixed-use building on this site, for a limited period of time expiring on May 16, 2023 unless extended in writing by the Director of Planning. NOTE: Separate permit required for Outdoor Patio Seating on City property. | Modern Electric Inc
PP-2023-00676 | 2023-03-08 | 2603 W 16TH AVENUE, Vancouver, BC V6K 3C2 | Plumbing Permit | Commercial | Renovation | Completed | Commercial - INSTALLATION OF AN ICE MAKER, ICE WELL, EXPRESSO/COFFEE MAKER,GLASSWASHER AND 5 SINKS, GREASE TRAP >BP: Building Permit for DP-2021-00742 Including the Letter of Operation stamped "RECEIVED" by this Department on September 29, 2021, change of Use from Retail Store to Restaurant - Class 1 and interior alterations to include expansion of approximately 1149.6 square feet of floor area to the existing Restaurant - Class 1 (combining 2603 and 2607) in this existing mixed-use building on this site, for a limited period of time expiring on May 16, 2023 unless extended in writing by the Director of Planning. | Hillcrest Plumbing & Heating (1967) Ltd
GP-2023-00142 | 2023-01-23 | 344 W 16TH AVENUE, Vancouver, BC V5Y 1Y9 | Gas Permit | Residential | New | Completed | Residential - new house gas work -it's 5 individual meters > ***PART 5*** To construct a new 3-storey multiple dwelling containing five (5) dwelling unit with three (3) surface parking spaces at the rear of the site with vehicular access from the lane. Note: 1. The building is a two-and-a-half (2.5) storey plus basement per the development permit. 2. All 5 dwelling units have direct exterior entrance. Revision-1 February 25, 2022 Updated the landscaping drawing Revision-2 October 4, 2022 1- Revised roof assembly components 2- Conglomerate some adjacent windows 3- Replaced fire listed windows with standard windows protected with sprinkler water curtain per VBBL 3.2.3.13.(5) 4. Some windows are removed 5. Front entrance doors doors of unit 1 and unit 2 is modified 6- Fire department connection is relocated 7. Some interior bypass closet doors are replaced with swing type doors 8. layout of kitchens in unit 1 and unit 2 is modified 9. attic access hatches are identified on the drawings 10. Skylights added 11. Some interior wall types were modified and new roof assembly added | BC 2000 Plumbing & Heating Ltd
EP-2022-10485 | 2022-12-13 | 344 W 16TH AVENUE, Vancouver, BC V5Y 1Y9 | Electrical Permit | Commercial | New | Completed | Installation / Repair - Commercial - Complete Security Alarm, Structured Wiring and Doorbell >BP: To construct a new 3-storey multiple dwelling containing five (5) dwelling unit with three (3) surface parking spaces at the rear of the site with vehicular access from the lane. | Moda Smart Home Inc
EP-2022-08894 | 2022-10-18 | 344 W 16TH AVENUE, Vancouver, BC V5Y 1Y9 | Electrical Permit | Residential | New | Expired | Temporary Power - Residential - To provide temporary power. | FB Electric Ltd
PP-2022-02481 | 2022-07-25 | 344 W 16TH AVENUE, Vancouver, BC V5Y 1Y9 | Plumbing Permit | Residential | New | Completed | Residential - Sumps only, separate permit may be required for water retention system. >BP: To construct a new 3-storey multiple dwelling containing five (5) dwelling unit with three (3) surface parking spaces at the rear of the site with vehicular access from the lane. | BESTWAY EXCAVATING & DEMOLITION 2008 LTD
SP-2021-00841 | 2022-09-09 | 344 W 16TH AVENUE, Vancouver, BC V5Y 1Y9 | Sprinkler Permit | Commercial | New | Issued | Commercial - To install sprinklers to NFPA 13R 2013 throughout this new 3-storey multiple dwelling containing five (5) units with three (3) surface parking spaces at the rear of the site with vehicular access from the lane. | Fire Busters Inc
EP-2022-01578 | 2022-05-03 | 344 W 16TH AVENUE, Vancouver, BC V5Y 1Y9 | Electrical Permit | Commercial | New | Issued | Installation / Repair - Commercial - install and wiring electrical for 5 units, 400 amps single phase >BP: To construct a new 3-storey multiple dwelling containing five (5) dwelling unit with three (3) surface parking spaces at the rear of the site with vehicular access from the lane. Note: 1. The building is a two-and-a-half (2.5) storey plus basement per the development permit. 2. All 5 dwelling units have direct exterior entrance. Revision-1 February 25, 2022 Updated the landscaping drawing | FB Electric Ltd
EP-2022-03560 | NULL | 344 W 16TH AVENUE, Vancouver, BC V5Y 1Y9 | Electrical Permit | Residential | New | Application Incomplete | Interim - Residential - Ground Plate and under ground service >BP: ****PART 5 ****o construct a new 3-storey multiple dwelling containing five (5) dwelling unit with three (3) surface parking spaces at the rear of the site with vehicular access from the lane. Note: 1. The building is a two-and-a-half (2.5) storey plus basement per the development permit. 2. All 5 dwelling units have direct exterior entrance. Revision-1 February 25, 2022 Updated the landscaping drawing | FB Electric Ltd
EP-2022-07149 | 2022-08-24 | 367 W 16TH AVENUE, Vancouver, BC V5Y 1Z1 | Electrical Permit | Residential | New | Expired | Temporary Power - Residential - To provide temporary power. | G.S.G. Electric Ltd.
SP-2023-00311 | 2023-02-23 | 367 W 16TH AVENUE, Vancouver, BC V5Y 1Z1 | Sprinkler Permit | Residential | New | Issued | Residential - New sprinkler system >BP: To construct a new multiple dwelling building containing 2 dwelling units ($829,700) at the front of the site and to stratify the lot. ******Reviewed under the provisions of VBBL 2019******** BRB Notes: 1. Entire building sprinklered to NFPA 13D 2. Refer to DP-2021-00711 for development permit 3. Refer to BP-2022-02415 for the infill dwelling permit | Haven Fire Protection Ltd
PP-2023-00523 | 2023-02-14 | 367 W 16TH AVENUE, Vancouver, BC V5Y 1Z1 | Plumbing Permit | Residential | New | Issued | Residential - sump installation | Kingsman Excavating Ltd.
PP-2023-01279 | 2023-04-13 | 367 W 16TH AVENUE, Vancouver, BC V5Y 1Z1 | Plumbing Permit | Residential | New | Issued | Residential - 2FD - FRONT/SOUTH - 367 W 16TH AV 365 W 16TH AV Plumbing >BP: To construct a new multiple dwelling building containing 2 dwelling units ($829,700) at the front of the site and to stratify the lot. ******Reviewed under the provisions of VBBL 2019******** 1. Entire building sprinklered to NFPA 13D | Lally Plumbing & Heating Ltd
MP-2023-00746 | 2023-05-01 | 367 W 16TH AVENUE, Vancouver, BC V5Y 1Z1 | Mechanical Permit | NULL | NULL | Issued | NULL | Lally Plumbing & Heating Ltd
GP-2023-02144 | 2023-07-19 | 367 W 16TH AVENUE, Vancouver, BC V5Y 1Z1 | Gas Permit | Residential | New | Issued | Residential - 2 Ranges & 2 BBQ's >BP: To construct a new multiple dwelling building containing 2 dwelling units | Lally Plumbing & Heating Ltd
EP-2023-06012 | 2023-07-19 | 367 W 16TH AVENUE, Vancouver, BC V5Y 1Z1 | Electrical Permit | Residential | New | Issued | Installation / Repair - Residential - ¦ 2FD/ 200A ¦ Wiring and service for new duplex *An approved mechanical permit is required for the installation of air conditioning or heat pump unit at the time of installation before an electrical inspection will be performed >BP: To construct a new multiple dwelling building containing 2 dwelling units ($829,700) at the front of the site and to stratify the lot. ******Reviewed under the provisions of VBBL 2019******** BRB Notes: 1. Entire building sprinklered to NFPA 13D 2. Refer to DP-2021-00711 for development permit 3. Refer to BP-2022-02415 for the infill dwelling permit | G.S.G. Electric Ltd.
EP-2023-05907 | 2023-06-30 | 367 W 16TH AVENUE, Vancouver, BC V5Y 1Z1 | Electrical Permit | Residential | New | Issued | Installation / Repair - Residential - Data cabling & security alarm completion. >BP: To construct a new multiple dwelling building containing 2 dwelling units ($829,700) at the front of the site and to stratify the lot. ******Reviewed under the provisions of VBBL 2019******** BRB Notes: 1. Entire building sprinklered to NFPA 13D 2. Refer to DP-2021-00711 for development permit 3. Refer to BP-2022-02415 for the infill dwelling permit | Xon Automation Ltd
EP-2024-00444 | 2024-01-24 | 503 W 16TH AVENUE, Vancouver, BC V5Z 4N3 | Electrical Permit | Commercial | Tenant Improvement | Issued | Installation / Repair - Commercial - Install capacitor - Parking Level 1 | Mott Electric General Partnership
SP-2022-00663 | 2022-05-08 | 3335 W 16TH AVENUE, Vancouver, BC V6R 3B7 | Sprinkler Permit | Residential | New | Completed | Residential - Installation of new fire sprinkler system To construct a 2.5 storey two-family dwelling with a detached accessory building (garage) at the rear providing 2 parking spaces, having vehicular access from the lane. Note: The entire building, INCLUDING THE ATTACHED GARAGE (if applicable), to be sprinklered to 2 x NFPA 13D 1. No A/C Unit proposed 2. Schedule B: (S.G. Ash. Anderson) P.Eng (604.228.0518) Structural 3. Schedule B: (M.J. Kokan) P.Eng (604.439.0922) Geotechnical 4. HPO: Residential Builder- Saint Construction Management Ltd | Fire Busters Inc
EP-2022-00889 | 2022-02-04 | 3335 W 16TH AVENUE, Vancouver, BC V6R 3B7 | Electrical Permit | Residential | New | Expired | Temporary Power - Residential - To provide temporary power. | AMTEK Electric Ltd
PP-2022-03030 | 2022-08-31 | 3335 W 16TH AVENUE, Vancouver, BC V6R 3B7 | Plumbing Permit | Residential | New | Completed | Residential - SUMP | JBS Services Ltd
PP-2022-03061 | 2022-09-02 | 3335 W 16TH AVENUE, Vancouver, BC V6R 3B7 | Plumbing Permit | Residential | New | Completed | Residential - New Plumbing for: >BP: To construct a 2.5 storey two-family dwelling ($704,565) with a detached accessory building (garage) at the rear providing 2 parking spaces, having vehicular access from the lane. | EXCEL MECHANICAL LTD
EP-2022-07864 | 2022-09-20 | 3335 W 16TH AVENUE, Vancouver, BC V6R 3B7 | Electrical Permit | Residential | Renovation | Completed | Installation / Repair - Residential - New wiring to code 200a Service with dual meter base Sub Panels Pot Lights EV Charger in both units 2 Dryers, 2 Stoves, 2 Washers ** Amend 11/23/2022** add low voltage DB: To construct a 2.5 storey two-family dwelling ($704,565) with a detached accessory building (garage) at the rear providing 2 parking spaces, having vehicular access from the lane. Note: The entire building, INCLUDING THE ATTACHED GARAGE (if applicable), to be sprinklered to 2 x NFPA 13D 1. No A/C Unit proposed 2. Schedule B: (S.G. Ash. Anderson) P.Eng (604.228.0518) Structural 3. Schedule B: (M.J. Kokan) P.Eng (604.439.0922) Geotechnical 4. HPO: Residential Builder- Saint Construction Management Ltd Note: This is a 2.5 storey building pursuant to the Zoning and Development By-Law Address Information: Principle Dwelling (South):3335 W 16th Av Principle Dwelling (North): 3333 W 16th Av Addresses assigned per the approved plans, Fire and Emergency street access (walkway) to the Rear/North dwelling unit is from the East side. Street access must be provided & maintained at all times and the building addresses posted to be visible from the street in accordance with the Building By-law prior to Final Inspection. **THIS PERMIT HAS BEEN ISSUED UNDER THE REQUIREMENTS OF VBBL #12511 (2019)** | Pacific Star Electric Inc
MP-2022-00239 | 2022-09-19 | 3335 W 16TH AVENUE, Vancouver, BC V6R 3B7 | Mechanical Permit | NULL | NULL | Completed | NULL | EXCEL MECHANICAL LTD
GP-2022-03807 | 2022-12-06 | 3335 W 16TH AVENUE, Vancouver, BC V6R 3B7 | Gas Permit | Residential | New | Completed | Residential - 2FD - FRONT - 3335 W 16TH AV BACK - 3333 W 16TH AV new gas >DB: To construct a 2.5 storey two-family dwelling with a detached accessory building (garage) at the rear providing 2 parking spaces, having vehicular access from the lane. Note: The entire building, INCLUDING THE ATTACHED GARAGE (if applicable), to be sprinklered to 2 x NFPA 13D 1. No A/C Unit proposed | EXCEL MECHANICAL LTD
EP-2023-06164 | 2023-07-10 | 3487 W 16TH AVENUE, Vancouver, BC V6R 3B9 | Electrical Permit | Residential | Renovation | Completed | Installation / Repair - Residential - Removing 2nd range. ( CF-2023-005360) | F & S Electrical Ltd
GP-2022-00313 | 2022-02-01 | 911 W 18TH AVENUE, Vancouver, BC V5Z 1W4 | Gas Permit | Residential | Tenant Improvement | Completed | Residential - replace furnace | Campbell Care Plumbing, Heating & Air Ltd.
GP-2023-03807 | 2023-12-01 | 911 W 18TH AVENUE, Vancouver, BC V5Z 1W4 | Gas Permit | Residential | Tenant Improvement | Completed | Residential - replace hot water tank with on demand hot water tank | Campbell Care Plumbing, Heating & Air Ltd.
EP-2023-09799 | 2023-11-29 | 970 W 19TH AVENUE, Vancouver, BC V5Z 1X5 | Electrical Permit | Residential | Addition | Issued | Installation / Repair - Residential - INSTALLATION OF SECURITY SYSTEM | ADT Security Services Canada Inc
MP-2022-00435 | 2022-10-18 | 970 W 19TH AVENUE, Vancouver, BC V5Z 1X5 | Mechanical Permit | NULL | NULL | Completed | NULL | Thomson Industries Ltd
GP-2022-03191 | 2022-10-17 | 970 W 19TH AVENUE, Vancouver, BC V5Z 1X5 | Gas Permit | Residential | Renovation | Completed | Residential - re re furnace | Thomson Industries Ltd
EP-2022-08752 | 2022-10-19 | 970 W 19TH AVENUE, Vancouver, BC V5Z 1X5 | Electrical Permit | Residential | Renovation | Completed | Installation / Repair - Residential - Dedicated circuit for AC MP-2022-00435 | Pacific Star Electric Inc
GP-2023-04188 | 2023-12-22 | 39 W 19TH AVENUE, Vancouver, BC V5Y 2B3 | Gas Permit | Residential | Tenant Improvement | Completed | Residential - Replacement of existing water heater with Rinnai tankless hot water heater. | Pioneer Plumbing & Heating Inc
EP-2022-01958 | 2022-03-10 | 39 W 19TH AVENUE, Vancouver, BC V5Y 2B3 | Electrical Permit | Residential | Addition | Completed | Installation / Repair - Residential - CHANGE HOUSE FEEDER CABLE SERVICE UNDERGROUND | Prabhjot Singh Battu
GP-2022-01008 | 2022-04-01 | 39 W 19TH AVENUE, Vancouver, BC V5Y 2B3 | Gas Permit | Residential | Addition | Completed | Residential - MOVING GAS METER FROM MAIN HOUSE TO LANEWAY HOUSE BECAUSE OF FF | Century Twenty One Gas & Heating Co. Ltd
EP-2022-00882 | 2022-02-04 | 79 W 19TH AVENUE, Vancouver, BC V5Y 2B3 | Electrical Permit | Residential | Renovation | Completed | Installation / Repair - Residential - -Replace existing 100 amp main service panel and all branch circuit breakers (service remains the same) -install (4) wired/wireless interconnecting CO combination smoke alarms -install lights fixtures -install GFCI outlets throughout the place | Kato Electrical Inc
PP-2022-00581 | 2022-02-18 | 92 W 19TH AVENUE, Vancouver, BC V5Y 2B2 | Plumbing Permit | Residential | Renovation | Completed | Residential - Replacement of plumbing fixtures Some alterations to drainage and waterpipes (same location) Changing from floor cabinet to floating cabinet Master bedroom bathroom complete alterations to fixtures and adding a shower and extra sink Main floor bathroom changing from bathtub to shower (same location) Main floor bathroom sink changing from pedestal sink to wall mount sink and faucet Interior alterations to renovate main floor and upper floor of this existing one family dwelling with a secondary suite on this site. | Sukhwinder Rehallu
EP-2022-01636 | 2022-03-01 | 92 W 19TH AVENUE, Vancouver, BC V5Y 2B2 | Electrical Permit | Residential | Renovation | Completed | Installation / Repair - Residential - add lights relocate switched relocate outlets >BP: Interior alterations to renovate main floor and upper floor of this existing one family dwelling with a secondary suite on this site. OK for field review as per Jamie Zhang, Aug. 26/21 | MILKYWAY INDUSTRY LTD
SP-2022-00425 | 2022-03-24 | 92 W 19TH AVENUE, Vancouver, BC V5Y 2B2 | Sprinkler Permit | Residential | Renovation - Dwelling Unit(s) only | Completed | Residential - relocate two existing and add a new sprinkler heads >BP: Interior alterations to renovate main floor and upper floor of this existing one family dwelling with a secondary suite on this site. OK for field review as per Jamie Zhang, Aug. 26/21 | Yu Fire Protection Inc.
GP-2022-01601 | 2022-05-26 | 92 W 19TH AVENUE, Vancouver, BC V5Y 2B2 | Gas Permit | Residential | New | Completed | Residential - Install two natural gas fireplaces | Vancouver Gas Fireplaces Ltd
GP-2022-01628 | NULL | 92 W 19TH AVENUE, Vancouver, BC V5Y 2B2 | Gas Permit | Residential | New | Withdrawn | Residential - Install 2 natural gas fireplaces | Vancouver Gas Fireplaces Ltd
GP-2022-01908 | 2022-06-24 | 92 W 19TH AVENUE, Vancouver, BC V5Y 2B2 | Gas Permit | Residential | New | Completed | Residential - Fulgor 36" Freestanding Gas Range >Interior alterations to renovate main floor and upper floor of this existing one family dwelling with a secondary suite on this site. OK for field review as per Jamie Zhang, Aug. 26/21 | Han Appliances & Refrigeration Ltd
EP-2022-03194 | 2022-04-22 | 3322 W 19TH AVENUE, Vancouver, BC V6S 1C2 | Electrical Permit | Residential | Addition | Completed | Installation / Repair - Residential - -Supply and install 8/3 loomex from the panel to the exterior of the house in the crawl space -Supply and install 4x4 JB -Supply and install 8/3 teck cable from the JB through the stucco, dig trench under the rock and sleeve teck in PVC for mechanical protection -Run teck cable along the fence and into the garage -Supply and install play sand in trenches with yellow burial tape -Supply and install Nema 1450 Receptacle -Install 2P 40A breaker FPE | TDR Electric Inc
EP-2022-06201 | 2022-07-22 | 3415 W 19TH AVENUE, Vancouver, BC V6S 1C1 | Electrical Permit | Residential | New | Expired | Temporary Power - Residential - To provide temporary power. | Beyond Electric Ltd
PP-2022-04016 | 2022-11-29 | 3415 W 19TH AVENUE, Vancouver, BC V6S 1C1 | Plumbing Permit | Residential | New | Issued | Residential - Install One Outside Storm Sump | PTL Contracting Ltd
GP-2023-02092 | 2023-07-17 | 3415 W 19TH AVENUE, Vancouver, BC V6S 1C1 | Gas Permit | Residential | New | Issued | Residential - 1 Range, 1 BBQ, 1 Fireplace & 1 Boiler Rough in for boiler >BP: To construct a 2 storey + cellar one-family dwelling | Best Look Plumbing & Heating Ltd
EP-2023-06479 | 2023-07-18 | 3415 W 19TH AVENUE, Vancouver, BC V6S 1C1 | Electrical Permit | Residential | New | Issued | Installation / Repair - Residential - Installation of structured wiring, doorbell, surveillance cameras, security alarm, Audio. >BP: To construct a 2 storey + cellar one-family dwelling ($755,000) with a detached accessory building (garage), at the rear providing 2 parking spaces, having vehicular access from the lane. Note: This is a 2 storey building pursuant to the Zoning and Development By-Law 1- Bar/Sink not proposed. 2- A/C heat pump unit proposed in the rear yard 3- Schedule A: Julio Reynel-Gracia, P.Eng Architectural Schedule B: Youhai Wang, P.Eng (604-868-5638) Structural Schedule B: Phillips Ward, P.Eng Geotechnical Schedule B: Julio Reynel-Gracia, P.Eng Architectural 4- HPO: Residential Builder – Apple Barn Investments Ltd. 5- The entire building, INCLUDING THE ATTACHED GARAGE (if applicable), to be sprinklered to NFPA 13D. 6- Building envelope and environmental separation as per Part 5 design ***This permit has been issued under the VBBL 2019, with updated energy requirements as per bylaw # 12997 effective Jan 01, 2022.*** | Vancouver Audiospace Home Control Ltd
SP-2023-01452 | 2023-08-08 | 3415 W 19TH AVENUE, Vancouver, BC V6S 1C1 | Sprinkler Permit | Residential | New | Issued | Residential - To Install 21 sprinkler heads -The entire building, INCLUDING THE ATTACHED GARAGE (if applicable), to be sprinklered to NFPA 13D. >BP: To construct a 2 storey + cellar one-family dwelling ($755,000) with a detached accessory building (garage), at the rear providing 2 parking spaces, having vehicular access from the lane. Note: This is a 2 storey building pursuant to the Zoning and Development By-Law 1- Bar/Sink not proposed. 2- A/C heat pump unit proposed in the rear yard 3- Schedule A: Julio Reynel-Gracia, P.Eng Architectural Schedule B: Youhai Wang, P.Eng (604-868-5638) Structural Schedule B: Phillips Ward, P.Eng Geotechnical Schedule B: Julio Reynel-Gracia, P.Eng Architectural 4- HPO: Residential Builder – Apple Barn Investments Ltd. 5- The entire building, INCLUDING THE ATTACHED GARAGE (if applicable), to be sprinklered to NFPA 13D. 6- Building envelope and environmental separation as per Part 5 design ***This permit has been issued under the VBBL 2019, with updated energy requirements as per bylaw # 12997 effective Jan 01, 2022.*** | General Sprinkler Systems Ltd
MP-2023-00801 | 2023-05-09 | 3415 W 19TH AVENUE, Vancouver, BC V6S 1C1 | Mechanical Permit | NULL | NULL | Issued | NULL | Greenway HVAC Ltd
EP-2023-04474 | 2023-05-25 | 3415 W 19TH AVENUE, Vancouver, BC V6S 1C1 | Electrical Permit | Residential | New | Issued | Installation / Repair - Residential - ¦ 1FD/ 200A ¦ service underground cable from house to garage *MP-2023-00801: Issued (Heating and Cooling) *Permit Amendment Jul 07, 2023 -Service -grounding, bonding -branch circuits, conductors, cables, cords -EV ¦ DCC: 7680W -AC/heat pump -fixtures, fittings, equip >BP: To construct a 2 storey + cellar one-family dwelling ($755,000) with a detached accessory building (garage), at the rear providing 2 parking spaces, having vehicular access from the lane. Note: This Building Permit will remain in a suspended status until the associated (green) Demolition Permit BP-2022-03167 is completed. Note: This is a 2 storey building pursuant to the Zoning and Development By-Law 1- Bar/Sink not proposed. 2- A/C heat pump unit proposed in the rear yard 3- Schedule A: Julio Reynel-Gracia, P.Eng Architectural Schedule B: Youhai Wang, P.Eng (604-868-5638) Structural Schedule B: Phillips Ward, P.Eng Geotechnical Schedule B: Julio Reynel-Gracia, P.Eng Architectural 4- HPO: Residential Builder – Apple Barn Investments Ltd. 5- The entire building, INCLUDING THE ATTACHED GARAGE (if applicable), to be sprinklered to NFPA 13D. 6- Building envelope and environmental separation as per Part 5 design ***This permit has been issued under the VBBL 2019, with updated energy requirements as per bylaw # 12997 effective Jan 01, 2022.*** | Beyond Electric Ltd
PP-2023-01248 | 2023-04-11 | 3415 W 19TH AVENUE, Vancouver, BC V6S 1C1 | Plumbing Permit | Residential | New | Issued | Residential - 1FD - New plumbing >DB: To construct a 2 storey + cellar one-family dwelling with a detached accessory building (garage), at the rear providing 2 parking spaces, having vehicular access from the lane. Note: This is a 2 storey building pursuant to the Zoning and Development By-Law 1- Bar/Sink not proposed. 2- A/C heat pump unit proposed in the rear yard 5- The entire building, INCLUDING THE ATTACHED GARAGE (if applicable), to be sprinklered to NFPA 13D. | Best Look Plumbing & Heating Ltd
GP-2023-02363 | 2023-08-11 | 3415 W 19TH AVENUE, Vancouver, BC V6S 1C1 | Gas Permit | Residential | New | Issued | Residential - 1 gas fireplace venting and hook up only >BP: To construct a 2 storey + cellar one-family dwelling | Urban Fireplaces Ltd
PP-2023-03261 | 2023-09-13 | 3435 W 19TH AVENUE, Vancouver, BC V6S 1C1 | Plumbing Permit | Residential | New | Issued | Residential - 1FD+SS - #1 & #2 - plumbing >DB: To construct a 2 storey + basement one-family dwelling with a secondary suite located in the basement with a detached accessory building (garage) at the rear and 1 surface parking providing 2 parking spaces in total, having vehicular access from the lane. Note: This is a 2 storey building pursuant to the Zoning and Development By-Law 1- Covenant registered at the Land Title Office under CA9698931 2- No strata titling permitted 3- A/C unit proposed ******THIS PERMIT HAS BEEN ISSUED UNDER THE REQUIREMENTS OF VBBL #12511 (2019)****** | SKY HIGH PLUMBING & HEATING LTD
MP-2023-01753 | 2023-09-27 | 3435 W 19TH AVENUE, Vancouver, BC V6S 1C1 | Mechanical Permit | NULL | NULL | Issued | NULL | SKY HIGH PLUMBING & HEATING LTD
EP-2024-00370 | 2024-01-18 | 3435 W 19TH AVENUE, Vancouver, BC V6S 1C1 | Electrical Permit | Residential | New | Issued | Installation / Repair - Residential - Install Low Voltage wiring (networking), Alarm, CCTV, TV, Data, Tel. Rough-In and Finishing. | Magnificent Security Inc.
SP-2023-02152 | 2023-11-27 | 3435 W 19TH AVENUE, Vancouver, BC V6S 1C1 | Sprinkler Permit | Residential | New | Issued | Residential - 1FD+SS - #1 & #2 - Install sprinklers in sfd >DB: To construct a 2 storey + basement one-family dwelling with a secondary suite located in the basement with a detached accessory building (garage) at the rear and 1 surface parking providing 2 parking spaces in total, having vehicular access from the lane. Note: This is a 2 storey building pursuant to the Zoning and Development By-Law 1- Covenant registered at the Land Title Office under CA9698931 2- No strata titling permitted 3- A/C unit proposed ******THIS PERMIT HAS BEEN ISSUED UNDER THE REQUIREMENTS OF VBBL #12511 (2019)****** | Gold Key Fire Protection Ltd
GP-2023-03918 | 2023-12-07 | 3435 W 19TH AVENUE, Vancouver, BC V6S 1C1 | Gas Permit | Residential | New | Issued | Residential - 1 Range, 1 Boiler & 1 BBQ gas line >BP: To construct a 2 storey laneway house building ($160,657.50) with an attached garage and 1 open parking pad, providing a total of 2 parking spaces, having vehicular access from the lane. | PRIDE GAS & HEATING LTD.
EP-2023-04808 | 2023-05-30 | 3435 W 19TH AVENUE, Vancouver, BC V6S 1C1 | Electrical Permit | Residential | New | Issued | Temporary Power - Residential - To provide temporary power. | ACS INDUSTRY LTD
EP-2023-06414 | 2023-08-01 | 3435 W 19TH AVENUE, Vancouver, BC V6S 1C1 | Electrical Permit | Residential | New | Issued | Installation / Repair - Residential - New house electrical work >BP: To construct a 2 storey + basement one-family dwelling with a secondary suite ($703,437.50) located in the basement with a detached accessory building (garage) at the rear and 1 surface parking providing 2 parking spaces in total, having vehicular access from the lane. Note: This is a 2 storey building pursuant to the Zoning and Development By-Law 1- Covenant registered at the Land Title Office under CA9698931 2- No strata titling permitted 3- A/C unit proposed 4- Schedule B: Tsung-Hua Yang P.Eng (604.729.0585) Structural & Geotechnical 5- HPO: Residential Builder - Canada Wing-Form Development Ltd ******THIS PERMIT HAS BEEN ISSUED UNDER THE REQUIREMENTS OF VBBL #12511 (2019)****** | ACS INDUSTRY LTD
PP-2023-02622 | 2023-07-27 | 3435 W 19TH AVENUE, Vancouver, BC V6S 1C1 | Plumbing Permit | Residential | New | Issued | Residential - sumps NOTE: Engineering Assurance letter will be submitted to the Plumbing Inspector on the site. Letter shall conform to the requirements of Vancouver Bulletin 2000-008-EL/PL. | CANTON EXCAVATING LTD.
GP-2022-03007 | 2022-10-07 | 4372 W 13TH AVENUE, Vancouver, BC V6R 2T9 | Gas Permit | Residential | New | Completed | Residential - To install 2 Gas cooktop - 51,000 BTU >BP: To construct a 2 storey + basement/cellar two-family dwelling ($850,000) with a detached accessory building (garage) and 1 open parking at the rear providing 2 parking spaces, having vehicular access from the lane. 1. A/C proposed – Exterior component located in Front(North)/ Rear(South), Interior component located in half storey 2. Schedule B: (O.Wegner) P.Eng (604.579.0110) Structural 3. Schedule B: (Tong Ngo) P.Eng (604.372.2120) Geotechnical 4. HPO: Residential Builder- Casa Loma Homes Ltd. Note: This is a 2 storey building pursuant to the Zoning and Development By-Law | Arjay Mechanical Inc
GP-2022-01423 | 2022-05-11 | 4372 W 13TH AVENUE, Vancouver, BC V6R 2T9 | Gas Permit | Residential | New | Completed | Residential - gas | Easyway Plumbing & Heating Ltd
EP-2022-03715 | 2022-05-09 | 4372 W 13TH AVENUE, Vancouver, BC V6R 2T9 | Electrical Permit | Residential | New | Completed | Installation / Repair - Residential - Security,tel,tv,data,camera wiring and completion >BP: To construct a 2 storey + basement/cellar two-family dwelling ($850,000) with a detached accessory building (garage) and 1 open parking at the rear providing 2 parking spaces, having vehicular access from the lane. 1. A/C proposed – Exterior component located in Front(North)/ Rear(South), Interior component located in half storey 2. Schedule B: (O.Wegner) P.Eng (604.579.0110) Structural 3. Schedule B: (Tong Ngo) P.Eng (604.372.2120) Geotechnical 4. HPO: Residential Builder- Casa Loma Homes Ltd. Note: This is a 2 storey building pursuant to the Zoning and Development By-Law Address Information: Principle Dwelling #1 (North): 4372 W 13th Ave Principle Dwelling #2 (South): 4374 W 13th Ave Addresses have been assigned per the approved plans, access to the rear unit is from the North side. This access must be provided & maintained at all times and the building addresses posted to be visible from the street in accordance with the Building By-law. **THIS PERMIT HAS BEEN ISSUED UNDER THE REQUIREMENTS OF VBBL #12511 (2019) ** | Repel Security Systems Ltd
SP-2022-00195 | 2022-02-14 | 4372 W 13TH AVENUE, Vancouver, BC V6R 2T9 | Sprinkler Permit | Residential | New | Completed | Residential - To install sprinkler system in duplex >BP: To construct a 2 storey + basement/cellar two-family dwelling ($850,000) with a detached accessory building (garage) and 1 open parking at the rear providing 2 parking spaces, having vehicular access from the lane. 1. A/C proposed – Exterior component located in Front(North)/ Rear(South), Interior component located in half storey 2. Schedule B: (O.Wegner) P.Eng (604.579.0110) Structural 3. Schedule B: (Tong Ngo) P.Eng (604.372.2120) Geotechnical 4. HPO: Residential Builder- Casa Loma Homes Ltd. Note: This is a 2 storey building pursuant to the Zoning and Development By-Law Address Information: Principle Dwelling #1 (North): 4372 W 13th Ave Principle Dwelling #2 (South): 4374 W 13th Ave Addresses have been assigned per the approved plans, access to the rear unit is from the North side. This access must be provided & maintained at all times and the building addresses posted to be visible from the street in accordance with the Building By-law. **THIS PERMIT HAS BEEN ISSUED UNDER THE REQUIREMENTS OF VBBL #12511 (2019) ** | NewTech Fire Protection Ltd
PP-2022-00107 | 2022-01-17 | 4372 W 13TH AVENUE, Vancouver, BC V6R 2T9 | Plumbing Permit | Residential | New | Completed | Residential - 2FD - FRONT UNIT - 4372 W 13TH AV - NORTH SIDE BACK UNIT - 4374 W 13TH AV -SOUTH SIDE New plumbing for Duplex House To construct a 2 storey + basement/cellar two-family dwelling with a detached accessory building (garage) and 1 open parking at the rear providing 2 parking spaces, having vehicular access from the lane. 1. A/C proposed – Exterior component located in Front(North)/ Rear(South), Interior component located in half storey | Easyway Plumbing & Heating Ltd
EP-2021-08497 | 2022-01-18 | 4372 W 13TH AVENUE, Vancouver, BC V6R 2T9 | Electrical Permit | Residential | New | Completed | Installation / Repair - Residential - 2FD - FRONT UNIT - 4372 W 13TH AV - NORTH SIDE BACK UNIT - 4374 W 13TH AV - SOUTH SIDE Electrical rough wiring and finishing of Main service 200amp duplex, receptacles, lights, Air conditioner, HRV, appliances. To construct a 2 storey + basement/cellar two-family dwelling with a detached accessory building (garage) and 1 open parking at the rear providing 2 parking spaces, having vehicular access from the lane. 1. A/C proposed – Exterior component located in Front(North)/ Rear(South), Interior component located in half storey | Mainpower Electrical Ltd
GP-2022-00012 | 2022-01-05 | 4388 W 13TH AVENUE, Vancouver, BC V6R 2T9 | Gas Permit | Residential | Renovation | Completed | Residential - hwt re&re | Ferenc Nagy
GP-2022-01655 | 2022-06-02 | 4388 W 13TH AVENUE, Vancouver, BC V6R 2T9 | Gas Permit | Residential | New | Completed | Residential - Just supplying an underground gas line from the gas meter to the fire table. | Pacific Peak to Peak Plumbing & Heating Ltd
GP-2022-00301 | 2022-01-31 | 4438 W 13TH AVENUE, Vancouver, BC V6R 2V3 | Gas Permit | Residential | Renovation | Completed | Residential - To remove and dispose of existing boiler and install wall mounted high efficient boiler. | Ashton Service Group/Ashton Mechanical Ltd.
GP-2022-01934 | 2022-06-28 | 4447 W 13TH AVENUE, Vancouver, BC V6R 2V2 | Gas Permit | Residential | Renovation | Completed | Residential - Quote to install a new HVAC system to serve the lower level of the home; - To supply and install a new Ducane Furnace, Coil and Air Conditioning only outdoor condensing unit. This system will be controlled by a Honeywell T6 Pro Wifi. Ductwork in the crawlspace to be insulated and sealed to improve heating and cooling performance in these areas of the home. Additional duct runs to be made to the far livingroom area to allow for removal of electric baseboard heater. Electrical to be permitted and installed by our sister company Bros Electric. Including all equipment, exhaust and intake venting, drainage piping, refrigerant lineset, ductwork, thermostat and labour. Furnace Make: Ducane Model: 96G2DF070BV16-ALD Specifications: 70,000 BTU/Hr 2 Stage Downflow Gas Furnace uses a Variable Speed Motor that Gradually Accelerates and Decelerates for Quiet Operation Air Conditioning Unit Make: Ducane Model: 4AC16L30P-ALD Specifications: The 16 SEER Split System Air Conditioner Features a High Efficiency, Single Stage Scroll Compressor and Full Metal Louvered Construction to Protect the Coil. The Coil has an Enhanced Tube-and-Fin Design and Lanced Fins for Maximum Heat Transfer, as well as Omniguard Total Corrosion Protection Technology. Warranty: 10 Year Parts Lifetime Heat Exchanger 10 Year Compressor | JJ&A Mechanical LTD
GP-2022-01059 | 2022-04-05 | 4499 W 13TH AVENUE, Vancouver, BC V6R 2V2 | Gas Permit | Residential | New | Completed | Residential - replace atmospheric boiler with high efficiency viessman | Reactive Plumbing & Heating Ltd
PP-2022-01624 | 2022-05-11 | 4484 W 15TH AVENUE, Vancouver, BC V6R 3B2 | Plumbing Permit | Residential | New | Completed | Residential - Plumbing for: >BP: To construct a 2 storey one-family dwelling with a secondary suite located in the Basement with a surface parking at the rear providing 1 parking space, having vehicular access from the lane. *This Building Permit will remain in a suspended status until the associated (green) Demolition Permit BP-2021-02554 is completed. The entire building to be sprinklered to NFPA 13D. NOTE: To achieve the required FSR a floor space exclusion of 2% has been applied to this application as per section 10.11.1 of the district schedule, to accommodate improved building performance. 1. Covenant registered at the Land Title Office under CA8806161 2. No strata titling permitted 3. A/C unit proposed in rear yard 4. Bar sink located in media room 5. Schedule B Ke Jian Ma P.Eng (604-599-8890) Structural 6. Schedule B Tegbir Bajwa P.Eng (778-998-2404) Geotechnical 7. BC Housing Lui Developments Ltd This is a 2 storey building pursuant to the Zoning and Development By-Law ******THIS PERMIT HAS BEEN ISSUED UNDER THE REQUIREMENTS OF VBBL 2019****** All rooms adjacent to East and West exposing building face shall be sprinklered. "Combustible projections or roof soffits on an exposing building face shall not project to less than .45m from the property line and shall be in compliance with VBBL 2019 9.10.15.5.(9) Assigned Addressing: BUILDING 1 #1-4484 W 15th Av - One Family Dwelling (1st & 2nd floor) #2-4484 W 15th Av - Secondary Suite (basement) | RG Plumbing Ltd
PP-2022-00195 | 2022-01-24 | 4484 W 15TH AVENUE, Vancouver, BC V6R 3B2 | Plumbing Permit | Residential | New | Completed | Residential - 1FD+SS - #1 & #2 - 2 sump no pump To construct a 2 storey one-family dwelling with a secondary suite located in the Basement with a surface parking at the rear providing 1 parking space, having vehicular access from the lane. The entire building to be sprinklered to NFPA 13D. NOTE: To achieve the required FSR a floor space exclusion of 2% has been applied to this application as per section 10.11.1 of the district schedule, to accommodate improved building performance. 1. Covenant registered at the Land Title Office under CA8806161 2. No strata titling permitted 3. A/C unit proposed in rear yard 4. Bar sink located in media room AMEND: OCT 4/2023 Kindly amend to only one (1) sump. | Canadian Excavating Ltd
EP-2022-07651 | 2022-09-13 | 4484 W 15TH AVENUE, Vancouver, BC V6R 3B2 | Electrical Permit | Residential | New | Completed | Installation / Repair - Residential - 1FD+SS - #1 & #2 - TV DATA TEL CCTV ALARM AUTOMATION. COMPLETE SECURITY ALARM SYSTEM >DB: To construct a 2 storey one-family dwelling with a secondary suite located in the Basement with a surface parking at the rear providing 1 parking space, having vehicular access from the lane. The entire building to be sprinklered to NFPA 13D. 1. Covenant registered at the Land Title Office under CA8806161 2. No strata titling permitted 3. A/C unit proposed in rear yard 4. Bar sink located in media room | AIGO TECHNOLOGY INC
SP-2022-01616 | 2022-10-04 | 4484 W 15TH AVENUE, Vancouver, BC V6R 3B2 | Sprinkler Permit | Residential | New | Completed | Residential - New Sprinkler System for : >BP:To construct a 2 storey one-family dwelling with a secondary suite located in the Basement with a surface parking at the rear providing 1 parking space, having vehicular access from the lane. *This Building Permit will remain in a suspended status until the associated (green) Demolition Permit BP-2021-02554 is completed. The entire building to be sprinklered to NFPA 13D. NOTE: To achieve the required FSR a floor space exclusion of 2% has been applied to this application as per section 10.11.1 of the district schedule, to accommodate improved building performance. 1. Covenant registered at the Land Title Office under CA8806161 2. No strata titling permitted 3. A/C unit proposed in rear yard 4. Bar sink located in media room 5. Schedule B Ke Jian Ma P.Eng (604-599-8890) Structural 6. Schedule B Tegbir Bajwa P.Eng (778-998-2404) Geotechnical 7. BC Housing Lui Developments Ltd | SBMS Construction Ltd
EP-2022-08139 | 2022-10-12 | 4484 W 15TH AVENUE, Vancouver, BC V6R 3B2 | Electrical Permit | Residential | New | Completed | Installation / Repair - Residential - Wiring and service for new SFD. Main house service: 150Amp Laneway service:100 Amp Main consumer's service: 200 Amp >BP: To construct a 2 storey one-family dwelling with a secondary suite located in the Basement with a surface parking at the rear providing 1 parking space, having vehicular access from the lane. The entire building to be sprinklered to NFPA 13D. NOTE: To achieve the required FSR a floor space exclusion of 2% has been applied to this application as per section 10.11.1 of the district schedule, to accommodate improved building performance. 1. Covenant registered at the Land Title Office under CA8806161 2. No strata titling permitted 3. A/C unit proposed in rear yard 4. Bar sink located in media room 5. Schedule B Ke Jian Ma P.Eng (604-599-8890) Structural 6. Schedule B Tegbir Bajwa P.Eng (778-998-2404) Geotechnical 7. BC Housing Lui Developments Ltd | G.S.G. Electric Ltd.
GP-2022-03068 | 2022-10-11 | 4484 W 15TH AVENUE, Vancouver, BC V6R 3B2 | Gas Permit | Residential | New | Completed | Residential - Gas 1BBQ- pipping only 1BBQ- Complete 1Boiler - Complete 1Stove - Complete 1 Fire pit - pipping only >To construct a 2 storey one-family dwelling with a secondary suite located in the Basement with a surface parking at the rear providing 1 parking space, having vehicular access from the lane. *This Building Permit will remain in a suspended status until the associated (green) Demolition Permit BP-2021-02554 is completed. The entire building to be sprinklered to NFPA 13D. NOTE: To achieve the required FSR a floor space exclusion of 2% has been applied to this application as per section 10.11.1 of the district schedule, to accommodate improved building performance. 1. Covenant registered at the Land Title Office under CA8806161 2. No strata titling permitted 3. A/C unit proposed in rear yard 4. Bar sink located in media room 5. Schedule B Ke Jian Ma P.Eng (604-599-8890) Structural 6. Schedule B Tegbir Bajwa P.Eng (778-998-2404) Geotechnical 7. BC Housing Lui Developments Ltd This is a 2 storey building pursuant to the Zoning and Development By-Law ******THIS PERMIT HAS BEEN ISSUED UNDER THE REQUIREMENTS OF VBBL 2019****** All rooms adjacent to East and West exposing building face shall be sprinklered. "Combustible projections or roof soffits on an exposing building face shall not project to less than .45m from the property line and shall be in compliance with VBBL 2019 9.10.15.5.(9) | G & D Hayer Plumbing Ltd
PP-2022-03607 | 2022-10-20 | 4484 W 15TH AVENUE, Vancouver, BC V6R 3B2 | Plumbing Permit | Residential | New | Completed | Residential - TO CONTINUE WORK STARTED BY OTHERS, re(PP-2022-01624) Plumbing >BP: To construct a 2 storey one-family dwelling with a secondary suite located in the Basement with a surface parking at the rear providing 1 parking space, having vehicular access from the lane. The entire building to be sprinklered to NFPA 13D. 1. Covenant registered at the Land Title Office under CA8806161 2. No strata titling permitted 3. A/C unit proposed in rear yard 4. Bar sink located in media room 5. Schedule B Ke Jian Ma P.Eng (604-599-8890) Structural 6. Schedule B Tegbir Bajwa P.Eng (778-998-2404) Geotechnical 7. BC Housing Lui Developments Ltd This is a 2 storey building pursuant to the Zoning and Development By-Law ******THIS PERMIT HAS BEEN ISSUED UNDER THE REQUIREMENTS OF VBBL 2019****** | G & D Hayer Plumbing Ltd
GP-2023-03225 | 2023-10-25 | 4498 W 15TH AVENUE, Vancouver, BC V6R 3B2 | Gas Permit | Residential | Tenant Improvement | Issued | Residential - Navien tankless and furnace replacement | 1051750 BC Ltd
GP-2023-03038 | 2023-10-17 | 4537 W 15TH AVENUE, Vancouver, BC V6R 3B3 | Gas Permit | Residential | New | Issued | Residential - 2 stove (complete install ) 1 dryer ( complete install) 2 bbq ( complete install) 1 Fire pit ( piping only) >BP: To construct a 2 storey one-family dwelling with a secondary suite located in the Basement ($719,355) with an attached garage on laneway house and 1 open parking pad, providing a total of 2 parking spaces, having vehicular access from the 20' Lane. | Artemis Plumbing and Heating Ltd
EP-2023-07470 | 2023-10-13 | 4537 W 15TH AVENUE, Vancouver, BC V6R 3B3 | Electrical Permit | Residential | New | Issued | Installation / Repair - Residential - I will install new 400 amp service, new wiring, finishing and new appliances. >BP: To construct a 2 storey one-family dwelling with a secondary suite located in the Basement with an attached garage on laneway house and 1 open parking pad, providing a total of 2 parking spaces, having vehicular access from the 20' Lane. 1. Covenant registered at the Land Title Office under CB407173 2. No A/C Unit proposed 3. A/C proposed – Exterior component located in Rear Deck, Interior component located in Upper Floor 4. Schedule B: (Y.K Sharma) P.Eng (778.863.7076) Structural & Geotechnical 5. HPO: Residential Builder- Sian Enterprises Ltd | NEWTON ELECTRICAL LTD
NULL | NULL | 4537 W 15TH AVENUE, Vancouver, BC V6R 3B3 | Electrical Permit | Residential | New | Draft | Installation / Repair - Residential - I will install 400 amp service, will do new wiring, finishing and install new appliances | NEWTON ELECTRICAL LTD
NULL | NULL | 4537 W 15TH AVENUE, Vancouver, BC V6R 3B3 | Electrical Permit | Residential | New | Payment Pending | Temporary Power - Residential - To provide temporary power. | NEWTON ELECTRICAL LTD
EP-2022-10293 | 2022-12-06 | 4537 W 15TH AVENUE, Vancouver, BC V6R 3B3 | Electrical Permit | Residential | New | Expired | Temporary Power - Residential - To provide temporary power. | NEWTON ELECTRICAL LTD
SP-2023-01340 | 2023-07-24 | 4537 W 15TH AVENUE, Vancouver, BC V6R 3B3 | Sprinkler Permit | Residential | New | Issued | Residential - New sprinkler system >BP: To construct a 2 storey one-family dwelling with a secondary suite located in the Basement with an attached garage on laneway house and 1 open parking pad, providing a total of 2 parking spaces, having vehicular access from the 20' Lane. 1. Covenant registered at the Land Title Office under CB407173 2. No A/C Unit proposed 3. A/C proposed – Exterior component located in Rear Deck, Interior component located in Upper Floor 4. Schedule B: (Y.K Sharma) P.Eng (778.863.7076) Structural & Geotechnical 5. HPO: Residential Builder- Sian Enterprises Ltd | Haven Fire Protection Ltd
EP-2023-07046 | 2023-08-03 | 4537 W 15TH AVENUE, Vancouver, BC V6R 3B3 | Electrical Permit | Residential | New | Issued | Installation / Repair - Residential - Install TV, Data, Tel. Wiring, Alarm System, CCTV Camera System, Central Vacuum System and Doorbells. | Westend Sound And Security Inc.
PP-2023-02007 | 2023-06-07 | 4537 W 15TH AVENUE, Vancouver, BC V6R 3B3 | Plumbing Permit | Residential | New | Issued | Residential - 1FD+SS - #1 & #2 - Plumbing fixtures Note: The entire building, INCLUDING THE ATTACHED GARAGE (if applicable), to be sprinklered to NFPA 13D >DB: To construct a 2 storey one-family dwelling with a secondary suite located in the Basement with an attached garage on laneway house and 1 open parking pad, providing a total of 2 parking spaces, having vehicular access from the 20' Lane. 1. Covenant registered at the Land Title Office under CB407173 2. No A/C Unit proposed 3. A/C proposed – Exterior component located in Rear Deck, Interior component located in Upper Floor | Any Hour Plumbing Heating and Electrical Ltd
NULL | NULL | 4537 W 15TH AVENUE, Vancouver, BC V6R 3B3 | Mechanical Permit | NULL | NULL | Withdrawn | NULL | Any Hour Plumbing Heating and Electrical Ltd
MP-2023-01103 | 2023-06-15 | 4537 W 15TH AVENUE, Vancouver, BC V6R 3B3 | Mechanical Permit | NULL | NULL | Issued | NULL | Any Hour Plumbing Heating and Electrical Ltd
PP-2023-01045 | 2023-03-27 | 4537 W 15TH AVENUE, Vancouver, BC V6R 3B3 | Plumbing Permit | Residential | New | Issued | Residential - sump installation >BP: To construct a 2 storey one-family dwelling with a secondary suite located in the Basement with an attached garage on laneway house and 1 open parking pad, providing a total of 2 parking spaces, having vehicular access from the 20' Lane. April 27/2023-AMEND changing it to a pumped sump. NOTE: Engineering Assurance letter will be submitted to the Plumbing Inspector on the site. Letter shall conform to the requirements of Vancouver Bulletin 2000-008-EL/PL. | Kingsman Excavating Ltd.
EP-2023-01640 | NULL | 4537 W 15TH AVENUE, Vancouver, BC V6R 3B3 | Electrical Permit | Residential | New | Application Incomplete | Temporary Power - Residential - To provide temporary power. | NEWTON ELECTRICAL LTD
GP-2022-00565 | 2022-02-22 | 4544 W 15TH AVENUE, Vancouver, BC V6R 3B4 | Gas Permit | Residential | Renovation - Dwelling Unit(s) only | Completed | Residential - Tankless water heater replacement | CoStar Home Energy Ltd
EP-2023-11284 | 2023-12-19 | 4551 W 15TH AVENUE, Vancouver, BC V6R 3B3 | Electrical Permit | Residential | New | Issued | Temporary Power - Residential - To provide temporary power. | Hi Mark Electric Ltd
EP-2022-10041 | 2022-11-29 | 4558 W 15TH AVENUE, Vancouver, BC V6R 3B4 | Electrical Permit | Residential | Addition | Completed | Installation / Repair - Residential - -Supply and install 40A breaker in Garage Panel -Supply and install 8AWG 3C NMD90 from Garage Panel to junction box at ceiling line -Supply and install 8AWG 3C Teck from junction box to customer provided EV Charger location -Test connections and commission installation -Tidy site and dispose of garbage correctly and safely | TDR Electric Inc
EP-2023-02913 | 2023-04-17 | 4559 W 15TH AVENUE, Vancouver, BC V6R 3B3 | Electrical Permit | Residential | Renovation | Issued | Installation / Repair - Residential - Electrical supply for Dsplit MP-2023-00570 | Milani Electric Limited
MP-2023-00570 | 2023-04-03 | 4559 W 15TH AVENUE, Vancouver, BC V6R 3B3 | Mechanical Permit | NULL | NULL | Issued | NULL | Milani Electric Limited
GP-2022-00270 | 2022-01-28 | 4559 W 15TH AVENUE, Vancouver, BC V6R 3B3 | Gas Permit | Residential | Renovation | Completed | Residential - Bosch 30" Duel Fuel Slide-In Range | Han Appliances & Refrigeration Ltd
GP-2022-04040 | 2022-12-17 | 3893 W 16TH AVENUE, Vancouver, BC V6R 3C6 | Gas Permit | Residential | Renovation | Completed | Residential - Replace gas furnace in basement. Amend: Jan 10, 2023 Replaced water heating system during same installation with Navien NPE-240S2 199k BTU. | Canadian Care Heating & Cooling Ltd
EP-2021-06636 | 2022-06-01 | 3897 W 16TH AVENUE, Vancouver, BC V6R 3C6 | Electrical Permit | Residential | Renovation - Dwelling Unit(s) only | Completed | Installation / Repair - Residential - 1. Change overcurrent device to the right match for the wires it's intended to protect. 2. Grounding type of receptacles will be installed on kitchen counter, with GFCI protected since within 1.5m of sinks. 3. Have all wiring in the basement checked and tested by certified electrician with confirmation that the installation is safe for use. 4. For the open light bulb in the laundry room, protect it from mechanical damage. 5. Add one combination CO smoke alarm in basement, and one more in main floor. They are wireless inter-connected. 6. Clear stuff in front of electrical panel within 1m. 7. Have furnace connected to a branch circuit used for no other purpose. 8. Remove unacceptable wiring in the back room (light switching). | NULL
GP-2023-03419 | 2023-11-06 | 3908 W 16TH AVENUE, Vancouver, BC V6R 3C8 | Gas Permit | Residential | Renovation | Completed | Residential - replace hot water tank | Hillcrest Plumbing & Heating (1991) Ltd
PP-2023-00277 | 2023-01-26 | 1950 W 18TH AVENUE, Vancouver, BC V6J 2N5 | Plumbing Permit | Commercial | New | Completed | Commercial - Irrigation system >BP: Addition/Alteration to relocate, retain an existing two and a half storey, one-family dwelling and to develop a new three car garage having vehicular access from the rear lane. Scope of work to include: reconstruct foundation, Remove existing cladding and restore wood and shingle siding with new rain screen and insulation upgrades | Lucky Five Eight Plumbing & Heating Ltd
GP-2023-01716 | 2023-06-02 | 2178 W 18TH AVENUE, Vancouver, BC V6L 1A4 | Gas Permit | Residential | Addition | Completed | Residential - Replacement of 1 boiler | Apple Plumbing & Heating Services
GP-2022-03839 | 2022-12-05 | 2206 W 18TH AVENUE, Vancouver, BC V6L 1A6 | Gas Permit | Residential | New | Completed | Residential - New gas pipe from meter to boiler room. About 40' of 1" gastite corrugated S/S tubing above ground. | Wah Fai Plumbing & Heating Inc
GP-2021-00485 | 2022-02-24 | 2235 W 18TH AVENUE, Vancouver, BC V6L 1A5 | Gas Permit | Residential | Renovation | Completed | Residential - Hot water tank Re & Re @ 40,000 BTU | Impetus Plumbing & Heating Ltd
EP-2023-09039 | 2023-10-06 | 2256 W 18TH AVENUE, Vancouver, BC V6L 1A6 | Electrical Permit | Residential | New | Issued | Temporary Power - Residential - To provide temporary power. | Altech Electric Ltd
PP-2022-01770 | 2022-05-25 | 3479 W 19TH AVENUE, Vancouver, BC V6S 1C1 | Plumbing Permit | Residential | New | Completed | Residential - Sump >BP: To construct a 2 storey one-family dwelling with a secondary suite located in the Basement ($978,750.00) with a detached accessory building (garage) ($10,000), at the rear providing 3 parking spaces, having vehicular access from the lane. 1. Covenant registered at the Land Title Office under CA9242844 2. No Strata Titling permitted 3. A/C proposed – Exterior component located in rear yard, Interior component located in closet on upper floor. 4. Bar sink located in basement Rec Room. 5. Schedule B: (ANTONY WANG, P.Eng. - 604-618-6236) Architectural Item 1.5 6. Schedule B: (ANTONY WANG, P.Eng. - 604-618-6236) Structural & Geotechnical 7. HPO: Residential Builder- (VANDOT HOME SERVICES & DEVELOPMENT LTD) Note: This is a 2 storey building pursuant to the Zoning and Development By-Law Address Information: #1-3479 W 19th Av - One Family Dwelling (1st to 3rd floor, south portion of basement) #2-3479 W 19th Av - Secondary Suite (north portion of basement) Address and suite numbers assigned as per approved plans for Fire and Emergency response. The address number is to be posted on the building to be visible from the street and the suite numbers are to be posted at the suite entries in accordance with the Building By-law prior to final inspection. **THIS PERMIT HAS BEEN ISSUED UNDER THE REQUIREMENTS OF VBBL #12511 (2019) ** | BESTWAY EXCAVATING & DEMOLITION 2008 LTD
EP-2022-02272 | 2022-03-21 | 3479 W 19TH AVENUE, Vancouver, BC V6S 1C1 | Electrical Permit | Residential | New | Expired | Temporary Power - Residential - To provide temporary power. | Allone Electric Ltd
GP-2022-03740 | 2022-11-25 | 3479 W 19TH AVENUE, Vancouver, BC V6S 1C1 | Gas Permit | Residential | New | Completed | Residential - INSTALL GAS FIREPLACE IN NEW HOME CONSTRUCTION, BASIC UP AND OUT, APPLIANCE ONLY To construct a 2 storey one-family dwelling with a secondary suite located in the Basement with a detached accessory building (garage) , at the rear providing 3 parking spaces, having vehicular access from the lane. 1. Covenant registered at the Land Title Office under CA9242844 2. No Strata Titling permitted 3. A/C proposed – Exterior component located in rear yard, Interior component located in closet on upper floor. 4. Bar sink located in basement Rec Room. 5. Schedule B: (ANTONY WANG, P.Eng. - 604-618-6236) Architectural Item 1.5 6. Schedule B: (ANTONY WANG, P.Eng. - 604-618-6236) Structural & Geotechnical 7. HPO: Residential Builder- (VANDOT HOME SERVICES & DEVELOPMENT LTD) | The LM Fireplace Warehouse Ltd.
SP-2022-02069 | 2022-12-14 | 3479 W 19TH AVENUE, Vancouver, BC V6S 1C1 | Sprinkler Permit | Residential | New | Completed | Residential - new single house >To construct a 2 storey one-family dwelling with a secondary suite located in the Basement ($978,750.00) with a detached accessory building (garage) ($10,000), at the rear providing 3 parking spaces, having vehicular access from the lane. 1. Covenant registered at the Land Title Office under CA9242844 2. No Strata Titling permitted 3. A/C proposed – Exterior component located in rear yard, Interior component located in closet on upper floor. 4. Bar sink located in basement Rec Room. 5. Schedule B: (ANTONY WANG, P.Eng. - 604-618-6236) Architectural Item 1.5 6. Schedule B: (ANTONY WANG, P.Eng. - 604-618-6236) Structural & Geotechnical 7. HPO: Residential Builder- (VANDOT HOME SERVICES & DEVELOPMENT LTD) Note: This is a 2 storey building pursuant to the Zoning and Development By-Law **THIS PERMIT HAS BEEN ISSUED UNDER THE REQUIREMENTS OF VBBL #12511 (2019) ** | Yu Fire Protection Inc.
EP-2023-00406 | 2023-01-18 | 3479 W 19TH AVENUE, Vancouver, BC V6S 1C1 | Electrical Permit | Residential | New | Completed | Installation / Repair - Residential - Rough in for Alarm, Telephone, Internet, Cable, Speakers, CCTV Cameras, Home Theatre, Intercome and Vacuum >BP: To construct a 2 storey one-family dwelling with a secondary suite located in the Basement ($978,750.00) with a detached accessory building (garage) ($10,000), at the rear providing 3 parking spaces, having vehicular access from the lane. 1. Covenant registered at the Land Title Office under CA9242844 2. No Strata Titling permitted 3. A/C proposed – Exterior component located in rear yard, Interior component located in closet on upper floor. 4. Bar sink located in basement Rec Room. 5. Schedule B: (ANTONY WANG, P.Eng. - 604-618-6236) Architectural Item 1.5 6. Schedule B: (ANTONY WANG, P.Eng. - 604-618-6236) Structural & Geotechnical 7. HPO: Residential Builder- (VANDOT HOME SERVICES & DEVELOPMENT LTD) Note: This is a 2 storey building pursuant to the Zoning and Development By-Law **THIS PERMIT HAS BEEN ISSUED UNDER THE REQUIREMENTS OF VBBL #12511 (2019) ** | Gold Knight Tech Ltd
PP-2022-03203 | 2022-09-14 | 3479 W 19TH AVENUE, Vancouver, BC V6S 1C1 | Plumbing Permit | Residential | New | Completed | Residential - Plumbing for: >BP: To construct a 2 storey one-family dwelling with a secondary suite located in the Basement ($978,750.00) with a detached accessory building (garage) ($10,000), at the rear providing 3 parking spaces, having vehicular access from the lane. | WDR CONTRACTING LTD
GP-2022-02744 | 2022-09-14 | 3479 W 19TH AVENUE, Vancouver, BC V6S 1C1 | Gas Permit | Residential | New | Completed | Residential - Install Range, Boiler & BBQ. >BP: To construct a 2 storey one-family dwelling with a secondary suite located in the Basement ($978,750.00) with a detached accessory building (garage) ($10,000), at the rear providing 3 parking spaces, having vehicular access from the lane. | WDR CONTRACTING LTD
MP-2022-00226 | 2022-09-15 | 3479 W 19TH AVENUE, Vancouver, BC V6S 1C1 | Mechanical Permit | NULL | NULL | Completed | NULL | WDR CONTRACTING LTD
EP-2022-05598 | 2022-07-05 | 3479 W 19TH AVENUE, Vancouver, BC V6S 1C1 | Electrical Permit | Residential | New | Completed | Installation / Repair - Residential - To construct a one-family dwelling with a secondary suite located in the Basement >BP: To construct a 2 storey one-family dwelling with a secondary suite located in the Basement ($978,750.00) with a detached accessory building (garage) ($10,000), at the rear providing 3 parking spaces, having vehicular access from the lane. 1. Covenant registered at the Land Title Office under CA9242844 2. No Strata Titling permitted 3. A/C proposed – Exterior component located in rear yard, Interior component located in closet on upper floor. 4. Bar sink located in basement Rec Room. 5. Schedule B: (ANTONY WANG, P.Eng. - 604-618-6236) Architectural Item 1.5 6. Schedule B: (ANTONY WANG, P.Eng. - 604-618-6236) Structural & Geotechnical 7. HPO: Residential Builder- (VANDOT HOME SERVICES & DEVELOPMENT LTD) Note: This is a 2 storey building pursuant to the Zoning and Development By-Law Address Information: #1-3479 W 19th Av - One Family Dwelling (1st to 3rd floor, south portion of basement) #2-3479 W 19th Av - Secondary Suite (north portion of basement) Address and suite numbers assigned as per approved plans for Fire and Emergency response. The address number is to be posted on the building to be visible from the street and the suite numbers are to be posted at the suite entries in accordance with the Building By-law prior to final inspection. **THIS PERMIT HAS BEEN ISSUED UNDER THE REQUIREMENTS OF VBBL #12511 (2019) ** | Allone Electric Ltd
PP-2023-02798 | 2023-08-08 | 3479 W 19TH AVENUE, Vancouver, BC V6S 1C1 | Plumbing Permit | Residential | New | Completed | Residential - 1FD+SS - #1 & #2 - to install a double check backflow preventer for lawn sprinkler | Everbudding Gardening Co. Ltd
GP-2022-00945 | 2022-03-25 | 3494 W 19TH AVENUE, Vancouver, BC V6S 1C2 | Gas Permit | Residential | Renovation | Completed | Residential - furnace re&re | Ferenc Nagy
GP-2022-02914 | 2022-09-27 | 3513 W 19TH AVENUE, Vancouver, BC V6S 1C3 | Gas Permit | Residential | Renovation | Completed | Residential - furnace re&re | Ferenc Nagy
GP-2022-01847 | 2022-06-17 | 3514 W 19TH AVENUE, Vancouver, BC V6S 1C4 | Gas Permit | Residential | Renovation | Completed | Residential - Hot Water Tank Replacement | Hillcrest Plumbing & Heating (1991) Ltd
GP-2023-01729 | 2023-06-02 | 3527 W 19TH AVENUE, Vancouver, BC V6S 1C3 | Gas Permit | Residential | Renovation | Completed | Residential - Blomberg 30" Slide-in dual fuel range | Han Appliances & Refrigeration Ltd
EP-2023-01995 | 2023-03-08 | 3549 W 19TH AVENUE, Vancouver, BC V6S 1C3 | Electrical Permit | Residential | Renovation | Completed | Installation / Repair - Residential - 200A service upgrade | Ngoc K Nguyen
GP-2022-01334 | 2022-04-28 | 3555 W 19TH AVENUE, Vancouver, BC V6S 1C3 | Gas Permit | Residential | Renovation | Completed | Residential - Install furnace and navien tankless | Reid Brothers Plumbing & Heating Ltd
GP-2023-01478 | 2023-05-05 | 3575 W 19TH AVENUE, Vancouver, BC V6S 1C3 | Gas Permit | Residential | Renovation | Completed | Residential - Wolf 36 Inch Pro-Style Gas Range | Han Appliances & Refrigeration Ltd
EP-2023-01127 | 2023-02-08 | 215 W 1ST AVENUE, Vancouver, BC V5Y 1A6 | Electrical Permit | Commercial | Renovation | Issued | Temporary Power - Commercial - To provide temporary power. Renewal of EP-2021-01778 Valid: Jan 23, 2022 - Jan 22, 2023 | Leading Edge Electric Inc
EP-2022-00731 | 2022-02-08 | 215 W 1ST AVENUE, Vancouver, BC V5Y 1A6 | Electrical Permit | Commercial | Renovation | Expired | Temporary Power - Commercial - To provide temporary power. Renewal of EP-2021-01778 Valid: Jan 23, 2022 - Jan 22, 2023 | Leading Edge Electric Inc
EP-2023-05039 | 2023-06-07 | 288 W 1ST AVENUE, Vancouver, BC V5Y 0E9 | Electrical Permit | Commercial | NULL | Issued | Annual / Operating - Maintenance of existing EV-EMS and EV power infrastructure. | Stream Energy Systems Inc
EP-2023-06767 | NULL | 288 W 1ST AVENUE, Vancouver, BC V5Y 0E9 | Electrical Permit | Commercial | NULL | Withdrawn | Annual / Operating - Maintenance of existing EV-EMS and EV charging infrastructure | Stream Energy Systems Inc
EP-2023-05764 | 2023-06-28 | 288 W 1ST AVENUE, Vancouver, BC V5Y 0E9 | Electrical Permit | Commercial | Renovation | Completed | Installation / Repair - Commercial - Install 1 EVSE to exsiting EV-EMS and EV power infrastructure for stall 21 allowed for in original infrastructure load calculations. Refer to infrastructure installation permit EP-2020-02356 for load calculations. | Stream Energy Systems Inc
EP-2022-05891 | NULL | 288 W 1ST AVENUE, Vancouver, BC V5Y 0E9 | Electrical Permit | Residential | Renovation | Withdrawn | Installation / Repair - Residential - Relocate 1 EVSE for stall 38 | Berts Electric (2001) Ltd
EP-2022-05943 | 2022-11-04 | 288 W 1ST AVENUE, Vancouver, BC V5Y 0E9 | Electrical Permit | Residential | Addition | Issued | Installation / Repair - Residential - Adding 1 EVSE for stall #38 to existing EV-EMS infrastructure with 2P-40A breaker and 2#8 AL wiring. This permit is to install an EVSE onto the pre-wired and pre-calculated EV distribution. **Amend 11/18/2022** 13 EVSEs installed to existing EV Ready infrastructure for stalls (22, 23, 28 & 29, 76, 110, 112, 133, 136, 141, 149, 153 & 154, 190 & 191, 193). $23,050 added onto cost of original permit value. **Amend 11/25/2022** Clarification on the work description that the wiring will be #8 Cu, not aluminum. AMEND: DEC 2/2022 REVISE amendment from 11/18/2022 as follows: Delete 12 EVSEs for stalls (22, 23, 28 & 29, 76, 110, 112, 133, 136, 149, 153 & 154, 190 & 191, 193). Keep EVSE for stall 141 in amendment scope. Revise amendment additional cost from $23,050 to $1,780. Amend: Feb 5, 2024 amend permit value from $3,630.00 to $5,410 | Berts Electric (2001) Ltd
EP-2023-10389 | 2024-02-05 | 288 W 1ST AVENUE, Vancouver, BC V5Y 0E9 | Electrical Permit | Commercial | Addition | Issued | Installation / Repair - Commercial - Installation of EV Charger into existing EV Infrastructure. The EV Charger is being installed into Stall #37. | Berts Electric (2001) Ltd
EP-2023-05754 | 2023-06-28 | 301 W 1ST AVENUE, Vancouver, BC V5Y 1A6 | Electrical Permit | Commercial | Renovation | Issued | Temporary Power - Commercial - To provide temporary power. The temp service is for site trailers pertaining to work being done at 1890 Spyglass Pl. (False Creek Energy Centre). There is no room on the other side of the building for these trailers, so this is the staging area. | ARC Electric Ltd
EP-2023-10388 | 2023-11-30 | 1505 W 1ST AVENUE, Vancouver, BC V6J 1E8 | Electrical Permit | Commercial | Addition | Completed | Installation / Repair - Commercial - Upgrade to ULC listed dialer for the monitoring of the fire panel only. | Chubb Fire & Security Canada Corp
EP-2022-01768 | 2022-03-28 | 1650 W 1ST AVENUE, Vancouver, BC V6J 1G1 | Electrical Permit | Commercial | Addition | Issued | Installation / Repair - Commercial - Install 3 chargers in the parking lot. 3 phase 200 amp house panel for the building. 3X 7200W (Car charger) = 35040W (CT4023 standard single pole charger, 3x40 amp double pole). | JDM ELECTRICAL LTD
EP-2022-06805 | 2022-08-17 | 1650 W 1ST AVENUE, Vancouver, BC V6J 1G1 | Electrical Permit | Commercial | Addition | Issued | Installation / Repair - Commercial - Installation/ upgrade of existing alarm system, set up and programming - NO MAGLOCK -It is the Security alarm system being upgraded Site Contact: Andrew NG 604-506-4187 | PALADIN TECHNOLOGIES INC
GP-2022-03360 | 2022-10-31 | 1650 W 1ST AVENUE, Vancouver, BC V6J 1G1 | Gas Permit | Residential | New | Cancelled | Residential - Fisher & Paykel 30 Inch Gas Cooktop | Han Appliances & Refrigeration Ltd
EP-2022-05380 | 2022-09-08 | 1696 W 1ST AVENUE, Vancouver, BC V6J 1G1 | Electrical Permit | Commercial | Addition | Completed | Installation / Repair - Commercial - Installing Camera System - 7x cameras around site. Permanent cameras on the building (NOTE: FSR listed on this application has a class C-R - Security Alarm -->previously known as class SA) | Houle Electric Limited
PP-2022-02609 | 2022-07-26 | 4562 W 13TH AVENUE, Vancouver, BC V6R 2V4 | Plumbing Permit | Residential | New | Completed | Residential - 1FD - #1 - lawn irrigation To construct a 2 storey + basement one-family dwelling with a detached accessory building (garage), at the rear providing 2 garage + 1 open parking spaces, having vehicular access from the lane. Note: This is a 2 storey building pursuant to the Zoning and Development By-Law 1- Covenant registered at the Land Title Office under CA8481919 2- Bar/Sink proposed in the basement 3- A/C unit proposed in the rear yard | Feli Plumbing and Heating
GP-2023-02843 | 2023-10-20 | 1906 W 15TH AVENUE, Vancouver, BC V6J 2L3 | Gas Permit | Residential | New | Completed | Residential - Replacement 50 Gal Hot Water Tank | Straight Up Mechanical Ltd
EP-2022-09665 | 2022-11-17 | 1945 W 15TH AVENUE, Vancouver, BC V6J 2L2 | Electrical Permit | Residential | Renovation | Completed | Installation / Repair - Residential - Replace the fire Alarm panel. Replacement of existing FAS triggered by failure, routine maintenance, and operation of FAS equipment. Note: This permit has been issued based on Bulletin 2018-004-BU/EL. | 0777792 BC Ltd
GP-2023-02329 | 2023-08-08 | 1950 W 15TH AVENUE, Vancouver, BC V6J 2L3 | Gas Permit | Residential | Addition | Completed | Residential - Furnace re/re 45,000 BTU | HAMZEH GERAMI Dba Nation Heating & Cooling
PP-2023-03109 | 2023-09-12 | 2014 W 15TH AVENUE, Vancouver, BC V6J 2L5 | Plumbing Permit | Commercial | Renovation | Issued | Commercial - TRIPLEX - Plumbing work Three-family dwelling with laneway house. >BP: ********************Part 5 DESIGN***************** To relocate, alter, add to and convert this existing one-family dwelling listed on the Vancouver Heritage Registry as a "B" building to a multiple conversion dwelling (Building 1) containing three dwelling units and, to construct an infill one-family dwelling (Building 2) with an attached 2-car garages, attached carport and bike storages at the rear of the site, having vehicular access from the lane. See BP-2022-04257 for the infill building. | New Look Mechanical Ltd
GP-2023-03909 | 2023-12-08 | 2014 W 15TH AVENUE, Vancouver, BC V6J 2L5 | Gas Permit | Residential | New | Issued | Residential - Installation of 2 gas fireplaces - venting & Hook up only >BP: To relocate, alter, add to and convert this existing one-family dwelling listed on the Vancouver Heritage Registry as a "B" building to a multiple conversion dwelling (Building 1) containing three dwelling units and, to construct an infill one-family dwelling (Building 2) with an attached 2-car garages, attached carport and bike storages at the rear of the site, having vehicular access from the lane. | Urban Fireplaces Ltd
EP-2023-10813 | 2023-12-05 | 2014 W 15TH AVENUE, Vancouver, BC V6J 2L5 | Electrical Permit | Commercial | Addition | Issued | Installation / Repair - Commercial - Alarm, Doorbell, Cameras, Audio, Vacuum, Data wiring >BP: ********************Part 5 DESIGN***************** To relocate, alter, add to and convert this existing one-family dwelling listed on the Vancouver Heritage Registry as a "B" building to a multiple conversion dwelling (Building 1) containing three dwelling units and, to construct an infill one-family dwelling (Building 2) with an attached 2-car garages, attached carport and bike storages at the rear of the site, having vehicular access from the lane. See BP-2022-04257 for the infill building. ******THIS PERMIT HAS BEEN REVIEWED & ISSUED UNDER THE REQUIREMENTS OF VBBL 2019 AND AMENDMENT EFFECTIVE JANUARY 1ST, 2022. ******** Building Review Branch Notes: 1. Sch. A, D, Arch. B, Struct. B and Geo. B are submitted. 2. All dwelling units have separate exterior entrances. 3. Entire building is fully upgraded per VBBL 11.4.7.1 to meet F4, S4, N4, A4, and energy upgrade per Table 11.2.1.4(2). 4. Entire building to be sprinklered to NFPA 13R requirements. 5. All new windows, doors, and skylights shall conform to AAMA/WDMA/CSA101/I.S.2/A440, NAFS. | Vision Security Inc
PP-2023-02264 | 2023-06-26 | 2014 W 15TH AVENUE, Vancouver, BC V6J 2L5 | Plumbing Permit | Residential | New | Issued | Residential - MCD - INSTALLATION OF SUMP | J B Siteworks Inc
SP-2023-01276 | 2023-11-08 | 2014 W 15TH AVENUE, Vancouver, BC V6J 2L5 | Sprinkler Permit | Residential | New | Issued | Residential - MCD - fire sprinkler installation >BP: To relocate, alter, add to and convert this existing one-family dwelling listed on the Vancouver Heritage Registry as a "B" building to a multiple conversion dwelling (Building 1) containing three dwelling units and, to construct an infill one-family dwelling (Building 2) with an attached 2-car garages, attached carport and bike storages at the rear of the site, having vehicular access from the lane. 4. Entire building to be sprinklered to NFPA 13R requirements. ******THIS PERMIT HAS BEEN REVIEWED & ISSUED UNDER THE REQUIREMENTS OF VBBL 2019 AND AMENDMENT EFFECTIVE JANUARY 1ST, 2022. ******** | Ecofire Sprinklers Ltd
EP-2023-05307 | 2024-01-03 | 2014 W 15TH AVENUE, Vancouver, BC V6J 2L5 | Electrical Permit | Commercial | Addition | Issued | Installation / Repair - Commercial - ¦ MCD- 3FD: 100A ¦ NFPA 13R ¦ NO FA ¦ 400 Amp service for Electrical room and new wiring for 4 units *An approved mechanical permit is required for the installation of air conditioning or heat pump unit before a final electrical inspection will be performed >BP: ********************Part 5 DESIGN***************** To relocate, alter, add to and convert this existing one-family dwelling listed on the Vancouver Heritage Registry as a "B" building to a multiple conversion dwelling (Building 1) containing three dwelling units and, to construct an infill one-family dwelling (Building 2) with an attached 2-car garages, attached carport and bike storages at the rear of the site, having vehicular access from the lane. See BP-2022-04257 for the infill building. | E S R Electric Ltd
EP-2023-01666 | 2023-02-27 | 2014 W 15TH AVENUE, Vancouver, BC V6J 2L5 | Electrical Permit | Residential | New | Issued | Temporary Power - Residential - To provide temporary power. | Golden Wire Electric Ltd
SP-2023-00654 | NULL | 2014 W 15TH AVENUE, Vancouver, BC V6J 2L5 | Sprinkler Permit | Residential | New | Withdrawn | Residential - install new sprinkler system >BP: ********************Part 5 DESIGN***************** To relocate, alter, add to and convert this existing one-family dwelling listed on the Vancouver Heritage Registry as a "B" building to a multiple conversion dwelling (Building 1) containing three dwelling units and, to construct an infill one-family dwelling (Building 2) with an attached 2-car garages, attached carport and bike storages at the rear of the site, having vehicular access from the lane. See BP-2022-04257 for the infill building. ******THIS PERMIT HAS BEEN REVIEWED & ISSUED UNDER THE REQUIREMENTS OF VBBL 2019 AND AMENDMENT EFFECTIVE JANUARY 1ST, 2022. ******** | Evolution Fire Suppression Ltd
NULL | NULL | 2014 W 15TH AVENUE, Vancouver, BC V6J 2L5 | Sprinkler Permit | Residential | New | Draft | Residential - Install a new fire sprinkler system | Evolution Fire Suppression Ltd
EP-2022-06857 | 2022-08-16 | 2017 W 15TH AVENUE, Vancouver, BC V6J 2L4 | Electrical Permit | Residential | Renovation | Completed | Installation / Repair - Residential - Replacement of Fire alarm panel as existing one is not resetting properly. Note: This permit has been issued based on Bulletin 2018-004-BU/EL. | 0777792 BC Ltd
EP-2023-01263 | 2023-02-13 | 204 W 15TH AVENUE, Vancouver, BC V5Y 1X9 | Electrical Permit | Residential | New | Issued | Temporary Power - Residential - To provide temporary power. | Altech Electric Ltd
PP-2023-02690 | NULL | 204 W 15TH AVENUE, Vancouver, BC V5Y 1X9 | Plumbing Permit | Commercial | New | Withdrawn | Commercial - We need to install a storm sump for the new (on building) house. | Golden Luck Construction Ltd
EP-2023-05959 | 2023-12-11 | 204 W 15TH AVENUE, Vancouver, BC V5Y 1X9 | Electrical Permit | Commercial | New | Issued | Installation / Repair - Commercial - Electrical wiring for triplex (three-family dwelling). Installation of 200 amp overhead service with 3-100 amp meters for three units (204 W 15th Ave, 3121 Columbia St and 3123 Columbia St). Please see attached electrical drawings by the electrical engineer. Installation of 200 amp underground service with 4 meters; meters for 3 units and 1 meter for house. >BP: *******PART 5*********To construct a 3 storey multi-dwelling building containing 3 dwelling units ($1,165,947.00) and providing three on grade parking spaces having vehicular access from the lane. | Altech Electric Ltd
PP-2023-02920 | 2023-08-17 | 204 W 15TH AVENUE, Vancouver, BC V5Y 1X9 | Plumbing Permit | Residential | New | Issued | Residential - outside sump >BP: *******PART 5*********To construct a 3 storey multi-dwelling building containing 3 dwelling units and providing three on grade parking spaces having vehicular access from the lane. | Townhill Development Inc.
PP-2023-03994 | 2023-11-16 | 204 W 15TH AVENUE, Vancouver, BC V5Y 1X9 | Plumbing Permit | Commercial | New | Issued | Commercial - Plumbing >BP: To construct a 3 storey multi-dwelling building containing 3 dwelling units and providing three on grade parking spaces having vehicular access from the lane. 1. Three-unit multi-dwelling building to be sprinklered to NFPA 13D 2. This permit has been reviewed under the requirements of the VBBL #12511 (2019) | WDR CONTRACTING LTD
EP-2023-05954 | 2023-07-18 | 4243 W 15TH AVENUE, Vancouver, BC V6R 3A7 | Electrical Permit | Residential | New | Issued | Installation / Repair - Residential - ¦ 1FD + 1SS/ 125A ¦ Whole project rough wiring and finishing *An approved mechanical permit is required for the installation of air conditioning or heat pump unit at the time of installation before an electrical inspection will be performed >BP: To construct a 2 storey one-family dwelling with a secondary suite located in the Basement/Cellar with a parking pad at the rear, having vehicular access from the lane. This Building Permit will remain in a suspended status until the associated (green) Demolition Permit BP-2021-03106 is completed. Note: This is a 2 storey building pursuant to the Zoning and Development By-Law 1- Covenant registered at the Land Title Office under CA9980435 2- No strata titling permitted. 3- Bar sink proposed in main floor. 4- A/C unit proposed in rear yard. 5- Schedule B: Antony Wang P.Eng (604.618.6236) Structural & Geotechnical 6- HPO: Kadium Construction Ltd. | CHEEMA ELECTRIC LTD
EP-2023-05773 | 2023-06-27 | 4243 W 15TH AVENUE, Vancouver, BC V6R 3A7 | Electrical Permit | Residential | New | Issued | Installation / Repair - Residential - Install CCTV, TV, TEL, DATA, INTERCOM, Security ALARM FINISH. >BP: To construct a 2 storey one-family dwelling with a secondary suite located in the Basement/Cellar with a parking pad at the rear, having vehicular access from the lane. | Anmi Technology Corp.
MP-2023-01448 | 2023-08-08 | 4243 W 15TH AVENUE, Vancouver, BC V6R 3A7 | Mechanical Permit | NULL | NULL | Issued | NULL | Lumi HVAC Ltd
GP-2023-02116 | 2023-07-17 | 4243 W 15TH AVENUE, Vancouver, BC V6R 3A7 | Gas Permit | Residential | New | Issued | Residential - 1 Fireplace, 1 BBQ 1 Boiler and 1 Range Piping for Fireplace only >BP: To construct a 2 storey one-family dwelling with a secondary suite | Apple Mechanical Ltd
SP-2023-01263 | 2023-07-14 | 4243 W 15TH AVENUE, Vancouver, BC V6R 3A7 | Sprinkler Permit | Residential | New | Issued | Residential - 1FD+SS - #1 & #2 - new single house >DB: To construct a 2 storey one-family dwelling with a secondary suite located in the Basement/Cellar with a parking pad at the rear, having vehicular access from the lane. Note: This is a 2 storey building pursuant to the Zoning and Development By-Law 1- Covenant registered at the Land Title Office under CA9980435 2- No strata titling permitted. 3- Bar sink proposed in main floor. 4- A/C unit proposed in rear yard. The entire building, to be sprinklered to NFPA 13D. ******THIS PERMIT HAS BEEN ISSUED UNDER THE REQUIREMENTS OF VBBL #12511 (2019)****** | Yu Fire Protection Inc.
PP-2023-02606 | 2023-07-24 | 4243 W 15TH AVENUE, Vancouver, BC V6R 3A7 | Plumbing Permit | Residential | New | Issued | Residential - Sump installation for main house | Finest Construction & Renovation Ltd
PP-2023-01845 | 2023-05-25 | 4243 W 15TH AVENUE, Vancouver, BC V6R 3A7 | Plumbing Permit | Residential | New | Issued | Residential - Sump installation for main house & laneway house | Finest Construction & Renovation Ltd
EP-2023-01847 | 2023-03-06 | 4243 W 15TH AVENUE, Vancouver, BC V6R 3A7 | Electrical Permit | Residential | New | Expired | Temporary Power - Residential - To provide temporary power. VALID: JAN 25/2023 TO JAN 24/2024 EXPIRED PERMIT: EP-2022-00570 | CHEEMA ELECTRIC LTD
MP-2023-00537 | 2023-03-30 | 4243 W 15TH AVENUE, Vancouver, BC V6R 3A7 | Mechanical Permit | NULL | NULL | Issued | NULL | Apple Mechanical Ltd
PP-2023-00890 | 2023-03-15 | 4243 W 15TH AVENUE, Vancouver, BC V6R 3A7 | Plumbing Permit | Residential | New | Issued | Residential - 1FD+SS - #1 & #2 - Plumbing for 6 bathroom house >DB: To construct a 2 storey one-family dwelling with a secondary suite located in the Basement/Cellar with a parking pad at the rear, having vehicular access from the lane. Note: This is a 2 storey building pursuant to the Zoning and Development By-Law 1- Covenant registered at the Land Title Office under CA9980435 2- No strata titling permitted. 3- Bar sink proposed in main floor. 4- A/C unit proposed in rear yard. The entire building, to be sprinklered to NFPA 13D. | Apple Mechanical Ltd
EP-2022-00570 | 2022-01-25 | 4243 W 15TH AVENUE, Vancouver, BC V6R 3A7 | Electrical Permit | Residential | New | Expired | Temporary Power - Residential - To provide temporary power. | CHEEMA ELECTRIC LTD
GP-2023-03505 | 2023-11-11 | 4256 W 15TH AVENUE, Vancouver, BC V6R 3A6 | Gas Permit | Residential | Addition | Completed | Residential - TO INSTALL 1 FURNACE | BC Care Heating Services Ltd
GP-2023-02935 | 2023-10-05 | 4324 W 15TH AVENUE, Vancouver, BC V6R 3A8 | Gas Permit | Residential | Renovation | Issued | Residential - Decommission and remove old gas furnace and install new furnace | Ashton Service Group/Ashton Mechanical Ltd.
EP-2022-02860 | 2022-04-14 | 4327 W 15TH AVENUE, Vancouver, BC V6R 3A9 | Electrical Permit | Residential | Tenant Improvement | Completed | Installation / Repair - Residential - 50A EV Circuit in Garage panel to Tesla Wall Connector installed outside. ** Amend 04/19/2022** updated load calculations have been updloaded | MJR Electric Ltd
EP-2023-01654 | 2023-03-01 | 4355 W 15TH AVENUE, Vancouver, BC V6R 3A9 | Electrical Permit | Residential | Addition | Completed | Installation / Repair - Residential - Install a branch circuit and 30 AMP EVSE supplied by the existing 40 AMP feeder and garage panel (a 30 AMP breaker for EV charging @ 240V = 5760W). House has 200 AMP service. | Amor Energy Corporation
GP-2022-02457 | 2022-08-19 | 4374 W 15TH AVENUE, Vancouver, BC V6R 3A8 | Gas Permit | Residential | Renovation | Completed | Residential - Water Heater Replacement | Hillcrest Plumbing & Heating (1991) Ltd
EP-2023-06610 | NULL | 2283 W 18TH AVENUE, Vancouver, BC V6L 1A5 | Electrical Permit | Residential | Tenant Improvement | Applicant Revisions | Installation / Repair - Residential - To install Overhead line from the house to the detach garage for EV charger. | Pacific Western Power & Control Ltd
GP-2022-02934 | 2022-09-28 | 2298 W 18TH AVENUE, Vancouver, BC V6L 1A6 | Gas Permit | Residential | Renovation - Dwelling Unit(s) only | Completed | Residential - Boiler and indirect tank | Central Commercial & Residential Services
GP-2024-00162 | 2024-01-22 | 2356 W 18TH AVENUE, Vancouver, BC V6L 1A8 | Gas Permit | Residential | Renovation | Issued | Residential - Supply and install furnace | Lambert Plumbing & Heating
EP-2024-00400 | 2024-01-19 | 2366 W 18TH AVENUE, Vancouver, BC V6L 1A8 | Electrical Permit | Residential | Renovation | Issued | Installation / Repair - Residential - ¦ 1FD- 100A/ DISCONNECT/ RE-CONNECT only for exisitng house Service moved to laneway | Morning Star Electrical Ltd
EP-2023-11292 | 2024-01-24 | 2376 W 18TH AVENUE, Vancouver, BC V6L 1A8 | Electrical Permit | Residential | New | Issued | Installation / Repair - Residential - New house electrical wiring rough in and finishing 200 amp service to main house >BP: To construct a 2 storey single detached house with a secondary suite located in the Basement ($1,400,000) with an open parking pad, providing 1 parking space, having vehicular access from the 20' Lane on this peatbog site. 1. Covenant registered at the Land Title Office under CB650867 2. Mechanical unit proposed – Exterior component located in rear yard, Interior component located in upper floor mechanical closet. 3. Bar sink located in Theatre Room. 4. Schedule B: (Dr. Z. Zhao) P.Eng (604.526.1305) Structural & Geotechnical 5. Schedule B: (Y.K. Sharma) P.Eng (778.863.7076) Geotechnical 6. HPO: Residential Builder - TCSC Construction Ltd. Note: The entire building, INCLUDING THE ATTACHED GARAGE (if applicable), to be sprinklered to NFPA 13D Note: This is a 2 storey building pursuant to the Zoning and Development By-Law "This Building Permit will remain in a suspended status until the associated (green) Demolition Permit BP-2023-01738 is completed." ***This permit is issued under the VBBL 2019, with updated energy requirements as per bylaw # 12997 effective Jan 01, 2022.*** | Uppal Electrical Ltd
GP-2022-02586 | 2022-09-21 | 556 W 17TH AVENUE, Vancouver, BC V5Z 1T5 | Gas Permit | Residential | New | Completed | Residential - Installation of 1 gas fireplace - venting and hook up only >BP: To construct a 2 storey + basement one-family dwelling with a secondary suite ($716,427.50) located in the basement with a Laneway House, at the rear providing 1 parking space, having vehicular access from the lane. | Urban Fireplaces Ltd
GP-2022-00527 | 2022-02-18 | 556 W 17TH AVENUE, Vancouver, BC V5Z 1T5 | Gas Permit | Residential | New | Completed | Residential - Installation of 1 gas fireplace - venting and hook up only To construct a 2 storey + basement one-family dwelling with a secondary suite located in the basement with a Laneway House, at the rear providing 1 parking space, having vehicular access from the lane. Note: This is a 2 storey building pursuant to the Zoning and Development By-Law 1- Covenant registered at the Land Title Office under CA8555507 2- No strata titling permitted 3- Bar sink proposed 4- A/C unit proposed 5- Schedule B: Michael Kondra P.Eng (604.542.0113) Structural & Geotechnical 4- HPO: Residential Builder - Rockridge Development Inc. | Urban Fireplaces Ltd
SP-2022-00462 | 2022-03-31 | 556 W 17TH AVENUE, Vancouver, BC V5Z 1T5 | Sprinkler Permit | Residential | New | Completed | Residential - Installation of New fire sprinkler system >BP: To construct a 2 storey + basement one-family dwelling with a secondary suite ($716,427.50) located in the basement with a Laneway House, at the rear providing 1 parking space, having vehicular access from the lane. Note: This is a 2 storey building pursuant to the Zoning and Development By-Law 1- Covenant registered at the Land Title Office under CA8555507 2- No strata titling permitted 3- Bar sink proposed 4- Rev #1: 2 A/C units proposed in rear yard 5- Schedule B: Michael Kondra P.Eng (604.542.0113) Structural & Geotechnical 4- HPO: Residential Builder - Rockridge Development Inc. Address Note: Building 1 556 W 17th Av - One Family Dwelling (1st, 2nd and attic, north portion of basement) 3331 Tupper St - Secondary Suite (south portion of basement) Addresses assigned per approved plans. Fire and Emergency street access to the secondary suite is from Tupper St. Street access must be provided and maintained at all time. The building addresses are to be posted and to be visible from the street in accordance with the Building By-law prior to final inspection. ******THIS PERMIT HAS BEEN ISSUED UNDER THE REQUIREMENTS OF VBBL #12511 (2019)****** | Fire Busters Inc
GP-2022-00783 | 2022-03-15 | 556 W 17TH AVENUE, Vancouver, BC V5Z 1T5 | Gas Permit | Residential | New | Completed | Residential - gas fitting note: fireplace (1) is piping only 1- Covenant registered at the Land Title Office under CA8555507 2- No strata titling permitted 3- Bar sink proposed 4- Rev #1: 2 A/C units proposed in rear yard 5- Schedule B: Michael Kondra P.Eng (604.542.0113) Structural & Geotechnical 4- HPO: Residential Builder - Rockridge Development Inc. Amend: Oct 6, 2022 add pizza oven at 60,000 | R J Gas Ltd
EP-2022-02165 | 2022-03-18 | 556 W 17TH AVENUE, Vancouver, BC V5Z 1T5 | Electrical Permit | Residential | New | Completed | Installation / Repair - Residential - Low voltage cabling for alarm system, cable and telephone in main house >BP: To construct a 2 storey + basement one-family dwelling with a secondary suite ($716,427.50) located in the basement with a Laneway House, at the rear providing 1 parking space, having vehicular access from the lane. Note: This is a 2 storey building pursuant to the Zoning and Development By-Law 1- Covenant registered at the Land Title Office under CA8555507 2- No strata titling permitted 3- Bar sink proposed 4- Rev #1: 2 A/C units proposed in rear yard 5- Schedule B: Michael Kondra P.Eng (604.542.0113) Structural & Geotechnical 4- HPO: Residential Builder - Rockridge Development Inc. Address Note: Building 1 556 W 17th Av - One Family Dwelling (1st, 2nd and attic, north portion of basement) 3331 Tupper St - Secondary Suite (south portion of basement) Addresses assigned per approved plans. Fire and Emergency street access to the secondary suite is from Tupper St. Street access must be provided and maintained at all time. The building addresses are to be posted and to be visible from the street in accordance with the Building By-law prior to final inspection. ******THIS PERMIT HAS BEEN ISSUED UNDER THE REQUIREMENTS OF VBBL #12511 (2019)****** | Mauger Consulting Services Ltd
GP-2022-00751 | 2022-03-17 | 560 W 17TH AVENUE, Vancouver, BC V5Z 1T5 | Gas Permit | Residential | New | Completed | Residential - 1/2 home run gas pipe To construct a 2 storey + basement one-family dwelling with a secondary suite located in the basement with a detached accessory building (garage), at the rear providing 2 parking spaces, having vehicular access from the lane. Note: This is a 2 storey building pursuant to the Zoning and Development By-Law 1- Covenant registered at the Land Title Office under CA8825952 2- No strata titling permitted 3- Bar sink proposed in the basement 4- A/C unit proposed at the rear 5- Schedule B: Yongkang Deng, P.Eng (604-505-6816) Structural & Geotechnical 4- HPO: Residential Builder - The One Construction Ltd. | J&YMechanical Ltd
EP-2022-00094 | 2022-01-11 | 560 W 17TH AVENUE, Vancouver, BC V5Z 1T5 | Electrical Permit | Residential | New | Completed | Installation / Repair - Residential - extra low voltage: alarm/voice/cable/data/cctv/audio complete security work. >BP: To construct a 2 storey + basement one-family dwelling with a secondary suite ($718,000) located in the basement with a detached accessory building (garage), at the rear providing 2 parking spaces, having vehicular access from the lane. Note: This is a 2 storey building pursuant to the Zoning and Development By-Law 1- Covenant registered at the Land Title Office under CA8825952 2- No strata titling permitted 3- Bar sink proposed in the basement 4- A/C unit proposed at the rear 5- Schedule B: Yongkang Deng, P.Eng (604-505-6816) Structural & Geotechnical 4- HPO: Residential Builder - The One Construction Ltd. Address Note: Address and suite numbers assigned per approved plans. Fire and Emergency street access to the secondary suite is from the west side. Street access must be provided and maintained at all times. The address number is to be posted on the building to be visible from the street and the suite numbers are to be posted on the suite entries in accordance with the Building By-law prior to final inspection. ******THIS PERMIT HAS BEEN ISSUED UNDER THE REQUIREMENTS OF VBBL #12511 (2019)****** | Digimax Solutions Ltd
EP-2022-07184 | 2022-08-25 | 567 W 17TH AVENUE, Vancouver, BC V5Z 1T6 | Electrical Permit | Residential | New | Expired | Temporary Power - Residential - To provide temporary power. | T.G. Electrical Ltd
PP-2022-02948 | 2022-08-24 | 567 W 17TH AVENUE, Vancouver, BC V5Z 1T6 | Plumbing Permit | Residential | New | Completed | Residential - SUMPS NOTE: Engineering Assurance letter will be submitted to the Plumbing Inspector on the site. Letter shall conform to the requirements of Vancouver Bulletin 2000-008-EL/PL. | East West Excavating 2022 ltd
GP-2023-00212 | 2023-01-18 | 567 W 17TH AVENUE, Vancouver, BC V5Z 1T6 | Gas Permit | Residential | New | Completed | Residential - Install 2 boiler 2 gas range and 2 bbq >BP: To construct a two-storey two-family dwelling sprinklered to 2X NFPA-13D, with a detached accessory building (garage) at the rear providing 2 parking spaces, having vehicular access from the lane. Note: This Building Permit will remain in a suspended status until the associated (green) Demolition Permit BP-2022-00760 is completed. Note: This is a 2.5 storey building pursuant to the Zoning and Development By-Law 1. A/C units proposed 2. Schedule B: Ke Jian Ma P.Eng. (604)-599-8890 Structural & Geotechnical 3. HPO: Residential Builder - ******* 4. The entire building to be sprinklered to 2 x NFPA 13D. | JOT MECHANICAL LTD
SP-2023-00274 | 2023-02-16 | 567 W 17TH AVENUE, Vancouver, BC V5Z 1T6 | Sprinkler Permit | Residential | New | Completed | Residential - 2FD - FRONT - 567 W 17TH AV BACK - 569 W 17TH AV Install sprinklers in Duplex >DB: To construct a two-storey two-family dwelling sprinklered to 2X NFPA-13D, with a detached accessory building (garage) at the rear providing 2 parking spaces, having vehicular access from the lane. Note: This Building Permit will remain in a suspended status until the associated (green) Demolition Permit BP-2022-00760 is completed. Note: This is a 2.5 storey building pursuant to the Zoning and Development By-Law 1. A/C units proposed 2. Schedule B: Ke Jian Ma P.Eng. (604)-599-8890 Structural & Geotechnical 3. HPO: Residential Builder - ******* 4. The entire building to be sprinklered to 2 x NFPA 13D. | Gold Key Fire Protection Ltd
PP-2023-00458 | 2023-02-09 | 567 W 17TH AVENUE, Vancouver, BC V5Z 1T6 | Plumbing Permit | Residential | New | Completed | Residential - 2FD - FRONT - 567 W 17TH AV BACK - 569 W 17TH AV Installation of drainage systems and supplying water to fixtures >DB: To construct a two-storey two-family dwelling sprinklered to 2X NFPA-13D, with a detached accessory building (garage) at the rear providing 2 parking spaces, having vehicular access from the lane. Note: This Building Permit will remain in a suspended status until the associated (green) Demolition Permit BP-2022-00760 is completed. Note: This is a 2.5 storey building pursuant to the Zoning and Development By-Law 1. A/C units proposed 4. The entire building to be sprinklered to 2 x NFPA 13D. | Dilbagh Singh Sidhu
EP-2023-01069 | 2023-02-08 | 567 W 17TH AVENUE, Vancouver, BC V5Z 1T6 | Electrical Permit | Residential | New | Completed | Installation / Repair - Residential - alarm,cable,data,interom, cctv >BP: To construct a two-storey two-family dwelling ($705,500) sprinklered to 2X NFPA-13D, with a detached accessory building (garage) at the rear providing 2 parking spaces, having vehicular access from the lane. Note: This Building Permit will remain in a suspended status until the associated (green) Demolition Permit BP-2022-00760 is completed. Note: This is a 2.5 storey building pursuant to the Zoning and Development By-Law 1. A/C units proposed 2. Schedule B: Ke Jian Ma P.Eng. (604)-599-8890 Structural & Geotechnical 3. HPO: Residential Builder - ******* 4. The entire building to be sprinklered to 2 x NFPA 13D. ******THIS PERMIT HAS BEEN ISSUED UNDER THE REQUIREMENTS OF VBBL #12511 (2019)****** | Supertech Systems Ltd
EP-2023-00744 | 2023-02-08 | 567 W 17TH AVENUE, Vancouver, BC V5Z 1T6 | Electrical Permit | Residential | New | Completed | Installation / Repair - Residential - 2FD - FRONT - 567 W 17TH AV BACK - 569 W 17TH AV complete electrical wiring for duplex houses >DB: To construct a two-storey two-family dwelling sprinklered to 2X NFPA-13D, with a detached accessory building (garage) at the rear providing 2 parking spaces, having vehicular access from the lane. Note: This is a 2.5 storey building pursuant to the Zoning and Development By-Law 1. A/C units proposed 4. The entire building to be sprinklered to 2 x NFPA 13D. | T.G. Electrical Ltd
GP-2023-00024 | 2023-01-05 | 572 W 17TH AVENUE, Vancouver, BC V5Z 1T5 | Gas Permit | Residential | Addition | Completed | Residential - RE & RE FURNACE | B C Furnace Service Ltd
EP-2022-04482 | 2023-07-04 | 575 W 17TH AVENUE, Vancouver, BC V5Z 1T6 | Electrical Permit | Residential | Renovation - Dwelling Unit(s) only | Completed | Installation / Repair - Residential - To install a sub panel, kitchen reno. There is no structural work, just kitchen cabinet replacement. We are installing / relocating kitchen appliance circuits, installing 6 pot lights and 7 under cabinet lights. >BP: Interior renovation on all floors renovation - new stairs, washroom& kitchen update, plumbing and electrical work. Letters of assurance submitted by: Johnny Leung, Reg Arch, Schedule A, Architectural Schedule B. Note to applicant: New stair rise run and winder to comply with 9.8 of the VBBL Energy checklist is currently no longer required with your Building Permit (BP) application. Some supporting documents are still required at BP stage, specifically Envelope and HVAC, if applicable. Service Water Heating and Lighting supporting documents, if applicable, must be submitted with your related Trades permits (e.g. electrical and plumbing). All energy upgrades will be checked during inspections stage. It is the applicant’s responsibility to identify and note all required upgrades including energy upgrades on their BP drawings at BP stage. Ok for fld rvw | Eltec Electric Ltd
PP-2023-03073 | 2023-08-30 | 575 W 17TH AVENUE, Vancouver, BC V5Z 1T6 | Plumbing Permit | Residential | Tenant Improvement | Completed | Residential - basement 1 bathtub, 1st floor 2 lav and 2 toilets >BP: Interior renovation on all floors renovation - new stairs, washroom& kitchen update, plumbing and electrical work. | Monolith Mechanical Services Inc
GP-2022-04055 | 2022-12-19 | 580 W 17TH AVENUE, Vancouver, BC V5Z 1T5 | Gas Permit | Residential | Renovation | Completed | Residential - Re&re Furnace | Milani Plumbing Heating & Air Conditioning Ltd
EP-2022-09919 | 2022-11-23 | 583 W 17TH AVENUE, Vancouver, BC V5Z 1T6 | Electrical Permit | Residential | New | Expired | Temporary Power - Residential - To provide temporary power. | ORBIT ENERGY CONTROLS LTD
PP-2022-02631 | 2022-07-29 | 583 W 17TH AVENUE, Vancouver, BC V5Z 1T6 | Plumbing Permit | Residential | New | Issued | Residential - Sump NOTE: Engineering Assurance letter will be submitted to the Plumbing Inspector on the site. Letter shall conform to the requirements of Vancouver Bulletin 2000-008-EL/PL. | East West Excavating 2022 ltd
PP-2023-00531 | 2023-02-15 | 583 W 17TH AVENUE, Vancouver, BC V5Z 1T6 | Plumbing Permit | Residential | New | Issued | Residential - plumbing for all 3 floors: >BP: To construct a 2 storey one-family dwelling with a secondary suite located in the Basement ($700,025.00) with an open parking pad, providing 1 parking space, having vehicular access from the 20' Lane. 1. Covenant registered at the Land Title Office under CA9199719 2. No Strata Titling permitted 3. No A/C Unit proposed 4. A/C proposed – Exterior component located in Rear Yard (North), Interior component located in Second floor 5. Schedule B: (Tsung-Hua Yang) P.Eng (604.xxx.xxxx) Structural & Geotechnical 6. HPO: Residential Builder- ALIIA DEVELOPMENTS LTD. Note: This is a 2 storey building pursuant to the Zoning and Development By-Law | ALI & ALI PLUMBING & HEATING LTD
MP-2023-00319 | 2023-03-07 | 583 W 17TH AVENUE, Vancouver, BC V5Z 1T6 | Mechanical Permit | NULL | NULL | Issued | NULL | ALI & ALI PLUMBING & HEATING LTD
EP-2023-03552 | 2023-04-27 | 583 W 17TH AVENUE, Vancouver, BC V5Z 1T6 | Electrical Permit | Residential | New | Issued | Installation / Repair - Residential - New Single Family Dwelling Rough-in/Finishing *An approved mechanical permit is required for the installation of air conditioning or heat pump unit at the time of installation before an electrical inspection will be performed >Permit Amendment Nov 15, 2023 -2 SEPARATE 200A SERVICES ¦ 1-200A: 1FD ¦ 1- 200A: LWH + 1SS -"Revised Load Calculation Main house 200 amp service with 1 meter" *Document(s) uploaded to "Application Documents" tab for Electrical Inspector review. Documents are at pending status at time of permit amendment approval >BP: To construct a 2 storey one-family dwelling with a secondary suite located in the Basement ($700,025.00) with an open parking pad, providing 1 parking space, having vehicular access from the 20' Lane. 1. Covenant registered at the Land Title Office under CA9199719 2. No Strata Titling permitted 3. No A/C Unit proposed 4. A/C proposed – Exterior component located in Rear Yard (North), Interior component located in Second floor 5. Schedule B: (Tsung-Hua Yang) P.Eng (604.xxx.xxxx) Structural & Geotechnical 6. HPO: Residential Builder- ALIIA DEVELOPMENTS LTD. | ORBIT ENERGY CONTROLS LTD
EP-2023-06815 | 2023-07-27 | 583 W 17TH AVENUE, Vancouver, BC V5Z 1T6 | Electrical Permit | Residential | New | Issued | Installation / Repair - Residential - Extra low voltage, Tv, data, alarm, and camera systems. >BP: To construct a 2 storey one-family dwelling with a secondary suite located in the Basement ($700,025.00) with an open parking pad, providing 1 parking space, having vehicular access from the 20' Lane. 1. Covenant registered at the Land Title Office under CA9199719 2. No Strata Titling permitted 3. No A/C Unit proposed 4. A/C proposed – Exterior component located in Rear Yard (North), Interior component located in Second floor 5. Schedule B: (Tsung-Hua Yang) P.Eng (604.xxx.xxxx) Structural & Geotechnical 6. HPO: Residential Builder- ALIIA DEVELOPMENTS LTD. Note: This is a 2 storey building pursuant to the Zoning and Development By-Law **THIS PERMIT HAS BEEN ISSUED UNDER THE REQUIREMENTS OF VBBL #12511 (2019) ** ****ALL PROJECT COORINDATOR NOTES HAS BEEN ACCEPTED BY THE APPLICANT**** | Orbit Home Automation Ltd
SP-2023-01686 | 2023-09-14 | 583 W 17TH AVENUE, Vancouver, BC V5Z 1T6 | Sprinkler Permit | Residential | New | Issued | Residential - Install sprinklers in sfd >BP: To construct a 2 storey one-family dwelling with a secondary suite located in the Basement with an open parking pad, providing 1 parking space, having vehicular access from the 20' Lane. 1. Covenant registered at the Land Title Office under CA9199719 2. No Strata Titling permitted 3. No A/C Unit proposed 4. A/C proposed – Exterior component located in Rear Yard (North), Interior component located in Second floor 5. Schedule B: (Tsung-Hua Yang) P.Eng (604.xxx.xxxx) Structural & Geotechnical 6. HPO: Residential Builder- ALIIA DEVELOPMENTS LTD. | Gold Key Fire Protection Ltd
GP-2023-02665 | 2023-09-12 | 583 W 17TH AVENUE, Vancouver, BC V5Z 1T6 | Gas Permit | Residential | New | Issued | Residential - To install boiler range BBQ fireplace water heater There is pipping for fireplace BBQ and fireplace range >BP: To construct a 2 storey one-family dwelling with a secondary suite located in the Basement ($700,025.00) with an open parking pad, providing 1 parking space, having vehicular access from the 20' Lane. | JOT MECHANICAL LTD
EP-2022-03041 | 2022-04-19 | 584 W 17TH AVENUE, Vancouver, BC V5Z 1T5 | Electrical Permit | Residential | Renovation | Completed | Installation / Repair - Residential - Looking into close building permit on existing electrical - Inspection area is kitchen and bathroom. It was done long time ago depending the on the inspector if can treated as grandfather or more work to be involved >BP: Related to: CF-2021-009229 Interior alterations and change of use of this existing two-storey, one-family dwelling to a one-family dwelling with a secondary suite, with 1 off0streetparking space provided in the detached garage, having vehicular access off the rear lane. Notes: o Contractor and Owner are responsible for protecting street trees and private trees that are protected under The Protection of Trees Bylaw (if there are any) in proximity to any work per City of Vancouver Protection of Trees Bylaw and tree protection standards; all landscaping / street trees impacted by construction work to be made good (equal or better). o No tree removals (private trees that are protected under the Protection of Trees Bylaw) are approved with this permit. o Any necessary pruning of trees to be done by an ISA certified arborist, if required with this permit. o No heavy machinery or storage of materials or equipment permitted under the canopy dripline or within Critical Root Zone, whichever greater, of existing trees (street trees or private trees that are protected under The Protection of Trees Bylaw). Amend: May 25, 2022 As I have discussed with the inspector Ryan. To complete this permit we need pay the additional permit fee. The job value should be around $4000. | Line In Electric Ltd
PP-2022-01223 | 2022-04-11 | 584 W 17TH AVENUE, Vancouver, BC V5Z 1T5 | Plumbing Permit | Residential | Renovation | Completed | Residential - legalization of suite - work done by previous plumber but permit was never signed off. suite has own shut offs on the bathroom to isolate unit Related to: CF-2021-009229 Interior alterations and change of use of this existing two-storey, one-family dwelling to a one-family dwelling with a secondary suite, with 1 off0streetparking space provided in the detached garage, having vehicular access off the rear lane. | Reactive Plumbing & Heating Ltd
PP-2023-01379 | 2023-04-19 | 1932 W 1ST AVENUE, Vancouver, BC V6J 1G6 | Plumbing Permit | Commercial | New | Completed | Commercial - Installation of two (2) new DCVA | PJB MECHANICAL PLUMBING & HEATING
EP-2024-00399 | 2024-01-22 | 1975 W 1ST AVENUE, Vancouver, BC V6J 1G7 | Electrical Permit | Commercial | Addition | Issued | Installation / Repair - Commercial - Replacement of an existing 3 wire residential warning system with a new Residential Fire Warning System. The residential fire warning system will be installed in conformance with CAN/ULC-S540, “Residential Fire and Life Safety Warning Systems: Installation, Inspection, Testing and Maintenance”. | BD Electrical Ltd
GP-2023-02969 | 2023-10-06 | 1986 W 1ST AVENUE, Vancouver, BC | Gas Permit | Residential | Renovation | Cancelled | Residential - RE&RE Furnace **Amendment** January 22, 2024 - Corrected address: From 1714 Maple St To 1986 W 1st Avenue | Milani Plumbing Heating & Air Conditioning Ltd
GP-2023-03127 | 2023-10-18 | 3649 W 19TH AVENUE, Vancouver, BC V6S 1C5 | Gas Permit | Residential | Renovation | Completed | Residential - RE&RE hot water tank | Milani Plumbing Heating & Air Conditioning Ltd
GP-2023-01306 | 2023-05-26 | 233 W 15TH AVENUE, Vancouver, BC V5Y 1Y1 | Gas Permit | Residential | New | Issued | Residential - 2 Gas Fireplaces to Duplex (one per suite) Vents & Gas Hookups Only >BP: To construct a new two-storey two-family dwelling | Encore Fireplaces Ltd
EP-2023-02200 | 2023-03-16 | 233 W 15TH AVENUE, Vancouver, BC V5Y 1Y1 | Electrical Permit | Residential | New | Issued | Installation / Repair - Residential - NEW ELECTRICAL FOR DUPLEX MAIN SERVICE 200AMPS 3 PHASE IN ELECTRICAL CLOSET 125AMPS SINGLE PHASE TO EACH UNIT OF DUPLEX 125AMPS SINGLE PHASE TO LANEWAY 40AMPS SINGLE PHASE TO HOUSE LOAD >BP: To construct a new two-storey two-family dwelling ($700,000)at the front of the site and to stratify the lot. ******Reviewed under the provisions of VBBL 2019******** Building Review Branch Notes: 1.. Entire building to be sprinklered to 2 X NFPA 13D 2. See BP-2021-04071 for Building 2 on site (1 dwelling Infill at rear) | Indy Electrical Ltd
GP-2023-00673 | 2023-08-25 | 233 W 15TH AVENUE, Vancouver, BC V5Y 1Y1 | Gas Permit | Residential | New | Issued | Residential - 2 Range, 2 Boiler & 2 BBQ Black iron piping for natural gas installation for a duplex house >BP: To construct a new two-storey two-family dwelling ($700,000)at the front of the site and to stratify the lot. | Red Mechanical
MP-2023-00209 | 2023-02-15 | 233 W 15TH AVENUE, Vancouver, BC V5Y 1Y1 | Mechanical Permit | NULL | NULL | Issued | NULL | Red Mechanical
EP-2023-03804 | 2023-05-02 | 233 W 15TH AVENUE, Vancouver, BC V5Y 1Y1 | Electrical Permit | Residential | New | Issued | Installation / Repair - Residential - Security, intercom, camera, tv, data, tel, speaker wiring & complete. >Permit Amendment Jan 17, 2024 -Work Description: Amended ¦ -"please make note, work is still in progress" -Document Review: Rejected ¦ "declaration form attached for extension"¦ -Document(s) uploaded to "Application Documents" tab for Electrical Inspector review. Electrical contractor to request an electrical inspection online for the District Electrical Inspector to review document(s): https://plposweb.vancouver.ca/Public/Login.aspx ¦ Include "Document review only" in the requestor comments >BP: To construct a new two-storey two-family dwelling ($700,000)at the front of the site and to stratify the lot. Revision #1 (April 3, 2023): Change 5050 window to 5076 patio door at main floor living room south window ******Reviewed under the provisions of VBBL 2019******** Building Review Branch Notes: 1.. Entire building to be sprinklered to 2 X NFPA 13D 2. See BP-2021-04071 for Building 2 on site (1 dwelling Infill at rear) | Repel Security Systems Ltd
SP-2022-01146 | 2022-08-02 | 233 W 15TH AVENUE, Vancouver, BC V5Y 1Y1 | Sprinkler Permit | Residential | New | Issued | Residential - Installation of new fire sprinkler system in main duplex >BP: To construct a new two-storey two-family dwelling ($700,000)at the front of the site and to stratify the lot. ******Reviewed under the provisions of VBBL 2019******** Building Review Branch Notes: 1.. Entire building to be sprinklered to 2 X NFPA 13D 2. See BP-2021-04071 for Building 2 on site (1 dwelling Infill at rear) | Fire Busters Inc
PP-2022-02816 | 2022-08-16 | 233 W 15TH AVENUE, Vancouver, BC V5Y 1Y1 | Plumbing Permit | Residential | New | Issued | Residential - SUMP | Ajac Construction & Excavation Inc
PP-2022-04459 | 2023-02-01 | 233 W 15TH AVENUE, Vancouver, BC V5Y 1Y1 | Plumbing Permit | Residential | New | Issued | Residential - DWV and domestic water pipe and fixtures >BP: To construct a new two-storey two-family dwelling ($700,000)at the front of the site and to stratify the lot. ******Reviewed under the provisions of VBBL 2019******** Building Review Branch Notes: 1.. Entire building to be sprinklered to 2 X NFPA 13D 2. See BP-2021-04071 for Building 2 on site (1 dwelling Infill at rear) >>Amend: April 13th, 2023 -only one Plumbing permit required for a duplex, so added all the fixtures from other PP-2022-04460(see process tab for message sent to applicant to apply for the infill) | Red Mechanical
EP-2022-10308 | 2022-12-07 | 233 W 15TH AVENUE, Vancouver, BC V5Y 1Y1 | Electrical Permit | Residential | New | Expired | Temporary Power - Residential - TEMPORARY POWER VALID: NOV 30/2022 TO NOV 29/2023 EXPIRED PERMIT: EP-2021-08893 To provide temporary power. | Indy Electrical Ltd
PP-2022-00610 | 2022-02-23 | 3678 W 15TH AVENUE, Vancouver, BC V6R 2Z5 | Plumbing Permit | Residential | Renovation | Issued | Residential - plumbing Addition/Alteration to an existing one family dwelling. Scope of work to include removal of top 2 floors and rebuild. renovate existing main floor and upgrade exterior wall insulation. | SKY HIGH PLUMBING & HEATING LTD
SP-2022-01096 | 2022-07-05 | 3678 W 15TH AVENUE, Vancouver, BC V6R 2Z5 | Sprinkler Permit | Residential | New | Issued | Residential - Fire sprinkler installation | NewTech Fire Protection Ltd
EP-2023-04233 | 2023-05-19 | 3678 W 15TH AVENUE, Vancouver, BC V6R 2Z5 | Electrical Permit | Residential | Addition | Issued | Installation / Repair - Residential - Low Voltage (Alarm, Cable, Telephone, Data, Door Bell) Prewire & Finishing >BP: Addition/Alteration to an existing one family dwelling. Scope of work to include removal of top 2 floors and rebuild. renovate existing main floor and upgrade exterior wall insulation. ****Building to be sprinklered NFPA 13D**** Architectural schedule B submitted by: TAREK A. EL-AMOURY 604-336-5080 Structural Engineer Schedule B provided by YONGKANG DENG 604-505-6816 Renovation Energy Upgrade proposal submitted by SCOTT SILVERTHORN OF CAPTURE ENERGY 604-787-1952 AC unit added south facing Scope of work to include energy and building upgrades in accordance with Article 11.2.1.4 of the 2014 Vancouver Building By-law and as required by the District Building Inspector. ALL NEW WORK TO MEET VBBL 2014. | Cititech Security & Sound Inc.
PP-2023-01974 | 2023-09-25 | 3678 W 15TH AVENUE, Vancouver, BC V6R 2Z5 | Plumbing Permit | Residential | Renovation | Issued | Residential - Rough in done by old plumber owner hired me to do rest of work. >DB: Addition/Alteration to an existing one family dwelling. Scope of work to include removal of top 2 floors and rebuild. renovate existing main floor and upgrade exterior wall insulation. ****Building to be sprinklered NFPA 13D**** AC unit added south facing Scope of work to include energy and building upgrades in accordance with Article 11.2.1.4 of the 2014 Vancouver Building By-law and as required by the District Building Inspector. ALL NEW WORK TO MEET VBBL 2014. | Finest Plumbing & Heating Ltd
EP-2023-05371 | 2023-09-06 | 3678 W 15TH AVENUE, Vancouver, BC V6R 2Z5 | Electrical Permit | Residential | Addition | Issued | Installation / Repair - Residential - Single family house *An approved mechanical permit is required for the installation of air conditioning or heat pump unit at the time of installation before an electrical inspection will be performed >BP: Addition/Alteration to an existing one family dwelling. Scope of work to include removal of top 2 floors and rebuild. renovate existing main floor and upgrade exterior wall insulation. ****Building to be sprinklered NFPA 13D**** Architectural schedule B submitted by: TAREK A. EL-AMOURY 604-336-5080 Structural Engineer Schedule B provided by YONGKANG DENG 604-505-6816 Renovation Energy Upgrade proposal submitted by SCOTT SILVERTHORN OF CAPTURE ENERGY 604-787-1952 AC unit added south facing Scope of work to include energy and building upgrades in accordance with Article 11.2.1.4 of the 2014 Vancouver Building By-law and as required by the District Building Inspector. ALL NEW WORK TO MEET VBBL 2014. | SAAB ELECTRIC LTD
GP-2023-02898 | 2023-10-03 | 3678 W 15TH AVENUE, Vancouver, BC V6R 2Z5 | Gas Permit | Residential | New | Issued | Residential - 1 Boiler, 1 Range & 1 BBQ Installation of gas appliances >BP: Addition/Alteration to an existing one family dwelling. Scope of work to include removal of top 2 floors and rebuild. renovate existing main floor and upgrade exterior wall insulation. | Century Twenty One Gas & Heating Co. Ltd
PP-2022-02022 | 2022-06-14 | 4393 W 15TH AVENUE, Vancouver, BC V6R 3A9 | Plumbing Permit | Residential | Renovation | Completed | Residential - plumbing works for bathroom >Interior alterations to provide improvement caused by leaking water resulting to damaged walls in this existing one-family dwelling building on this site. Update: Work to include a secondary suite OK For Field Review per Kim V - Apr 13/21 Note to applicant: The services of a structural engineer may be required, based upon site inspection by the District Building Inspector. A separate Sprinkler permit may be required based upon site inspection by the District Building Inspector. Energy checklist is currently no longer required with your Building Permit (BP) application. Some supporting documents are still required at BP stage, specifically Envelope and HVAC, if applicable. Service Water Heating and Lighting supporting documents, if applicable, must be submitted with your related Trades permits (e.g. electrical and plumbing). All energy upgrades will be checked during inspections stage. It is the applicant’s responsibility to identify and note all required upgrades including energy upgrades on their BP drawings at BP stage. | Doctor Plumbing & Heating Ltd
EP-2022-05822 | 2022-07-12 | 4393 W 15TH AVENUE, Vancouver, BC V6R 3A9 | Electrical Permit | Residential | Renovation - Dwelling Unit(s) only | Completed | Installation / Repair - Residential - Secondary Suite renovation project. Main panel is 100 amps.Main unit is using gas range.and no A/C unite.We are going to prewire the power circuit to Secondary Suite Kitchen.And Also Smoke ALarm circuite connect from suite to main unit. >BP: Interior alterations to provide improvement caused by leaking water resulting to damaged walls in this existing one-family dwelling building on this site. Update: Work to include a secondary suite OK For Field Review per Kim V - Apr 13/21 Note to applicant: The services of a structural engineer may be required, based upon site inspection by the District Building Inspector. A separate Sprinkler permit may be required based upon site inspection by the District Building Inspector. Energy checklist is currently no longer required with your Building Permit (BP) application. Some supporting documents are still required at BP stage, specifically Envelope and HVAC, if applicable. Service Water Heating and Lighting supporting documents, if applicable, must be submitted with your related Trades permits (e.g. electrical and plumbing). All energy upgrades will be checked during inspections stage. It is the applicant’s responsibility to identify and note all required upgrades including energy upgrades on their BP drawings at BP stage. Amend: Aug 8, 2022 Load Calculation of this project. | Aidea Solutions Ltd
GP-2022-01668 | 2022-06-02 | 2336 W 15TH AVENUE, Vancouver, BC V6K 2Y8 | Gas Permit | Residential | Tenant Improvement | Completed | Residential - install gas fireplace | Campbell Care Plumbing, Heating & Air Ltd.
PP-2022-02354 | 2022-07-06 | 196 W 16TH AVENUE, Vancouver, BC V5Y 1Y7 | Plumbing Permit | Residential | New | Issued | Residential - Sumps | Ajac Construction & Excavation Inc
PP-2023-00103 | 2023-01-25 | 196 W 16TH AVENUE, Vancouver, BC V5Y 1Y7 | Plumbing Permit | Commercial | New | Issued | Commercial - Plumbing for : >BP: To develop a two-storey multiple dwelling (Building 1) containing a total of four dwelling units on the North portion of the site and, and to develop a two-storey one family dwelling (Building 2, under separate permit) on the South portion of the site. Building Review Notes: - This permit is for Building 1 (4FD). All review under this permit. - See BP-2022-00090 for Building 2 (1FD + 2-car garage). - Project Value: Building 1: 1,000,000, Building 2: 200,000 - Schedule B - Structural submitted - Building to be sprinklered to NFPA 13D. *** Reviewed under the VBBL 2019, energy requirements as per Bylaw #12692, effective Jun 2021 *** | Blueline Plumbing & Heating Ltd
EP-2023-05055 | 2023-06-06 | 196 W 16TH AVENUE, Vancouver, BC V5Y 1Y7 | Electrical Permit | Commercial | New | Issued | Temporary Power - Commercial - To provide temporary power. Amend: June 14, 2023 Renewal of EP-2022-03902 Change Temporary power connection to service not equipment | Arise Electrical Ltd
EP-2023-05630 | 2023-06-26 | 196 W 16TH AVENUE, Vancouver, BC V5Y 1Y7 | Electrical Permit | Commercial | New | Issued | Installation / Repair - Commercial - PRE WIRING ROUGH : SECURITY ALARM, CABLE, DATA, TEL & FINISH SECURITY. >BP: To develop a two-storey multiple dwelling (Building 1) containing a total of four dwelling units on the North portion of the site and, and to develop a two-storey one family dwelling (Building 2, under separate permit) on the South portion of the site. Building Review Notes: - This permit is for Building 1 (4FD). All review under this permit. - See BP-2022-00090 for Building 2 (1FD + 2-car garage). - Project Value: Building 1: 1,000,000, Building 2: 200,000 - Schedule B - Structural submitted - Building to be sprinklered to NFPA 13D. *** Reviewed under the VBBL 2019, energy requirements as per Bylaw #12692, effective Jun 2021 *** | Charanjit Singh
GP-2023-01979 | 2023-07-04 | 196 W 16TH AVENUE, Vancouver, BC V5Y 1Y7 | Gas Permit | Residential | New | Issued | Residential - All black iron piping including fittings.2psig natural gas line. Central thermo vent for all 4 boilers. Piping only for L 4 ranges ( 85000 btu each ) 4 dryer ( 30000 btu each ) and 4 bbq ( 50000 btu each) >BP: To develop a two-storey multiple dwelling (Building 1) containing a total of four dwelling units on the North portion of the site and, and to develop a two-storey one family dwelling (Building 2, under separate permit) on the South portion of the site. | POLLY MECHANICAL LTD
PP-2023-04220 | 2023-12-01 | 196 W 16TH AVENUE, Vancouver, BC V5Y 1Y7 | Plumbing Permit | Residential | New | Completed | Residential - 1FD+SS - #1 & #2 - 3/4 DCVA backflow preventer for lawn irrigation | Yue Jin Qiu
MP-2023-02196 | 2023-12-08 | 834 W 18TH AVENUE, Vancouver, BC V5Z 1W3 | Mechanical Permit | NULL | NULL | Issued | NULL | Lumi HVAC Ltd
GP-2023-03229 | 2023-10-26 | 834 W 18TH AVENUE, Vancouver, BC V5Z 1W3 | Gas Permit | Residential | New | Issued | Residential - 1 Range, 1 Boiler, 1 Fireplace, 1 BBQ & 1 Cooktop >BP: To construct a 2 storey one-family dwelling with a secondary suite located in the Cellar with 1 open parking over gravel, providing 1 parking space, having vehicular access from the 20' Lane. | R J Gas Ltd
EP-2023-09501 | 2023-10-31 | 834 W 18TH AVENUE, Vancouver, BC V5Z 1W3 | Electrical Permit | Residential | New | Issued | Installation / Repair - Residential - ¦ 1FD + 1SS- LV ¦ Low voltage wiring for telephone, audio, vacuum, data, internet and alarm >BP: To construct a 2 storey one-family dwelling with a secondary suite located in the Cellar with 1 open parking over gravel, providing 1 parking space, having vehicular access from the 20' Lane. 1. No Strata Titling permitted 2. A/C Unit proposed in rear yard 3. Schedule B: (Paullus K.F. Young) P.Eng (604.841.7748) Geotechnical 4. Schedule B: (Antony Wang) P.Eng (604.618.6236) Structural 5. BC Housing (Batista Properties Inc.) This is a 2 storey building pursuant to the Zoning and Development By-Law. "Combustible projections or roof soffits on an exposing building face shall not project to less than .45m from the property line and shall be in compliance with VBBL 2019 9.10.15.5.(9) ******THIS PERMIT HAS BEEN ISSUED UNDER THE REQUIREMENTS OF VBBL 2019.****** | Mauger Consulting Services Ltd
GP-2023-01925 | 2023-06-26 | 834 W 18TH AVENUE, Vancouver, BC V5Z 1W3 | Gas Permit | Residential | New | Issued | Residential - 1 gas fireplace Venting and hook up only >BP: To construct a 2 storey one-family dwelling with a secondary suite | Urban Fireplaces Ltd
SP-2023-00957 | 2023-06-01 | 834 W 18TH AVENUE, Vancouver, BC V5Z 1W3 | Sprinkler Permit | Residential | New | Issued | Residential - installation of a new fire sprinkler system >BP: To construct a 2 storey one-family dwelling with a secondary suite located in the Cellar with 1 open parking over gravel, providing 1 parking space, having vehicular access from the 20' Lane. 1. No Strata Titling permitted 2. A/C Unit proposed in rear yard 3. Schedule B: (Paullus K.F. Young) P.Eng (604.841.7748) Geotechnical 4. Schedule B: (Antony Wang) P.Eng (604.618.6236) Structural 5. BC Housing (Batista Properties Inc.) This is a 2 storey building pursuant to the Zoning and Development By-Law. "Combustible projections or roof soffits on an exposing building face shall not project to less than .45m from the property line and shall be in compliance with VBBL 2019 9.10.15.5.(9) The entire building, to be sprinklered to NFPA 13D. | CENTRE LINE FIRE SPRINKLERS LTD
MP-2023-00258 | 2023-02-27 | 834 W 18TH AVENUE, Vancouver, BC V5Z 1W3 | Mechanical Permit | NULL | NULL | Issued | NULL | Pacific Star Mechanical Ltd
PP-2023-00150 | 2023-01-16 | 834 W 18TH AVENUE, Vancouver, BC V5Z 1W3 | Plumbing Permit | Residential | New | Issued | Residential - Outside sump | Power Excavating Ltd
PP-2022-04254 | 2022-11-25 | 834 W 18TH AVENUE, Vancouver, BC V5Z 1W3 | Plumbing Permit | Residential | New | Issued | Residential - New Home Construction To construct a 2 storey one-family dwelling with a secondary suite located in the Cellar with 1 open parking over gravel, providing 1 parking space, having vehicular access from the 20' Lane. 1. No Strata Titling permitted 2. A/C Unit proposed in rear yard 3. Schedule B: (Paullus K.F. Young) P.Eng (604.841.7748) Geotechnical 4. Schedule B: (Antony Wang) P.Eng (604.618.6236) Structural 5. BC Housing (Batista Properties Inc.) | Pacific Star Mechanical Ltd
NULL | NULL | 834 W 18TH AVENUE, Vancouver, BC V5Z 1W3 | Plumbing Permit | Residential | New | Withdrawn | Residential - Installing Plumbing and Heating in home | NULL
EP-2022-09344 | 2022-11-28 | 834 W 18TH AVENUE, Vancouver, BC V5Z 1W3 | Electrical Permit | Residential | New | Issued | Installation / Repair - Residential - electrical wiring for new house >BP: To construct a 2 storey one-family dwelling with a secondary suite located in the Cellar with 1 open parking over gravel, providing 1 parking space, having vehicular access from the 20' Lane. 1. No Strata Titling permitted 2. A/C Unit proposed in rear yard 3. Schedule B: (Paullus K.F. Young) P.Eng (604.841.7748) Geotechnical 4. Schedule B: (Antony Wang) P.Eng (604.618.6236) Structural 5. BC Housing (Batista Properties Inc.) This is a 2 storey building pursuant to the Zoning and Development By-Law. "Combustible projections or roof soffits on an exposing building face shall not project to less than .45m from the property line and shall be in compliance with VBBL 2019 9.10.15.5.(9) The entire building, to be sprinklered to NFPA 13D. ******THIS PERMIT HAS BEEN ISSUED UNDER THE REQUIREMENTS OF VBBL 2019.****** | Gill Electric Co Ltd
EP-2022-05672 | 2022-07-05 | 834 W 18TH AVENUE, Vancouver, BC V5Z 1W3 | Electrical Permit | Residential | New | Expired | Temporary Power - Residential - To provide temporary power. | GV ELECTRICAL INC
EP-2022-05341 | 2022-06-23 | 864 W 18TH AVENUE, Vancouver, BC V5Z 1W3 | Electrical Permit | Residential | New | Completed | Installation / Repair - Residential - ( Low Voltage)Security Alarm Tel Data Tv Vacuum Cameras Pre Wire And Complete Site Contact Adnan 604-723-4999 >BP: To construct a two and half storey, two-family dwelling ($703,000) with a detached accessory building (garage) at the rear providing 2 parking spaces, having vehicular access from the lane. Note: This is a 2 storey building pursuant to the Zoning and Development By-Law 1. A/C units proposed in the rear yard. 2. Schedule B: Alan Prahalad P.Eng. (604-831-4431) Structural Paullus K.F. Young, P.Eng. (604-841-7748) Geotechnical 3. HPO: Residential Builder - Mountain heights Development Ltd. | Ads Security Systems Ltd
EP-2022-06116 | 2022-08-03 | 864 W 18TH AVENUE, Vancouver, BC V5Z 1W3 | Electrical Permit | Residential | New | Completed | Installation / Repair - Residential - Duplex house wiring. 200A consumer's service. 125a service each unit. DB: To construct a two and half storey, two-family dwelling ($703,000) with a detached accessory building (garage) at the rear providing 2 parking spaces, having vehicular access from the lane. Note: This is a 2 storey building pursuant to the Zoning and Development By-Law 1. A/C units proposed in the rear yard. 2. Schedule B: Alan Prahalad P.Eng. (604-831-4431) Structural Paullus K.F. Young, P.Eng. (604-841-7748) Geotechnical 3. HPO: Residential Builder - Mountain heights Development Ltd. | WE WIRE IT ELECTRIC LTD
GP-2022-02218 | 2022-07-28 | 864 W 18TH AVENUE, Vancouver, BC V5Z 1W3 | Gas Permit | Residential | New | Completed | Residential - 2FD - FRONT - 864 W 18TH AV BACK - 866 W 18TH AV Natural gas piping inside the house To construct a two and half storey, two-family dwelling with a detached accessory building (garage) at the rear providing 2 parking spaces, having vehicular access from the lane. Note: This is a 2 storey building pursuant to the Zoning and Development By-Law 1. A/C units proposed in the rear yard. | AQUIFER MECHANICAL
SP-2022-00878 | 2022-06-02 | 864 W 18TH AVENUE, Vancouver, BC V5Z 1W3 | Sprinkler Permit | Residential | New | Completed | Residential - New sprinkler system To construct a two and half storey, two-family dwelling with a detached accessory building (garage) at the rear providing 2 parking spaces, having vehicular access from the lane. Note: This is a 2 storey building pursuant to the Zoning and Development By-Law 1. A/C units proposed in the rear yard. 2. Schedule B: Alan Prahalad P.Eng. (604-831-4431) Structural Paullus K.F. Young, P.Eng. (604-841-7748) Geotechnical 3. HPO: Residential Builder - Mountain heights Development Ltd. | Haven Fire Protection Ltd
PP-2022-01386 | 2022-04-25 | 864 W 18TH AVENUE, Vancouver, BC V5Z 1W3 | Plumbing Permit | Residential | New | Completed | Residential - 2FD - FRONT UNIT - 864 W 18TH AV BACK UNIT - 866 W 18TH AV Duplex houses front and back To construct a two and half storey, two-family dwelling with a detached accessory building (garage) at the rear providing 2 parking spaces, having vehicular access from the lane. Note: This is a 2 storey building pursuant to the Zoning and Development By-Law 1. A/C units proposed in the rear yard | AQUIFER MECHANICAL
PP-2022-02185 | 2022-06-21 | 865 W 18TH AVENUE, Vancouver, BC V5Z 1W2 | Plumbing Permit | Residential | New | Completed | Residential - new lane way To construct a 2 storey laneway house building with an open parking pad, providing 1 parking space, having vehicular access from the lane. ** Amend 07/14/2022** Add o ne outside sump with no pump 1. No A/C unit proposed 2. Schedule B - Structural: YATENDRA KUMAR SHARMA P Eng. (778) 863-7076. 3. Schedule B - Geotechnical : BRYAN LUI P Eng (604) 882-8475. 4. HPO: Residential Builder- New Vision Projects #43832 5. Entire Building to have NFPA 13-D | Hashtag Plumbing Inc
EP-2023-01691 | 2023-03-01 | 865 W 18TH AVENUE, Vancouver, BC V5Z 1W2 | Electrical Permit | Residential | Addition | Completed | Installation / Repair - Residential - entering new wire for the service as we moved the meter to the new laneway house same address unit 3 which there is a permit for | David Stein
GP-2021-04343 | 2022-01-05 | 869 W 18TH AVENUE, Vancouver, BC V5Z 1W2 | Gas Permit | Residential | Renovation | Completed | Residential - reconfigure piping to add range, dryer, and two single bbq boxes >Exterior/Interior alteration to an existing character one family dwelling with secondary suite. Scope of work to include reconfigure all floors, new attic dormer and remove and extend front facade 4.8' Sprinkler NFPA 13D REUP provided by: Karan Brar of Capitol Home Energy Inc, 604-562-0387 Structural schedule B provided by: James Lee, 604-325-7503 Reviewed under VBBL 2019 | 0788459 BC Ltd
GP-2023-02199 | 2023-07-24 | 621 W 17TH AVENUE, Vancouver, BC V5Z 1T7 | Gas Permit | Residential | Renovation | Issued | Residential - 1 Boiler, 2 BBQ's, 1 Range & 1 Fireplace (Fireplace Line) >BP: Exterior and Interior alterations to provide improvements to this existing one-family dwelling on this site. Scope of work: - Exterior changes to front façade, new cladding, fill in kitchen window re-clad the roof, remove chimney and roof deck, two new skylights. - Replace all windows on North & West EL and change the windows layout on - New kitchen/living/bedroom layout with new closet, new interior walls & doors, new washroom under stairs by front entry, millwork, re-configure stairs & new guardrails on main & second fl. - Gas fireplace, new boiler & HWT, plumbing fixtures & EL work. | Emmanuel Jean-Louis and Amy Jean-Louis
PP-2023-01304 | 2023-05-26 | 621 W 17TH AVENUE, Vancouver, BC V5Z 1T7 | Plumbing Permit | Residential | Renovation | Issued | Residential - Replacing water lines, fixtures remain the same, adding 1 toilet & 1 floor drain with about 20’ of pipe. ** Rough in only ** >BP: Exterior and Interior alterations to provide improvements to this existing one-family dwelling on this site. Scope of work: - Exterior changes to front façade, new cladding, fill in kitchen window re-clad the roof, remove chimney and roof deck, two new skylights. - Replace all windows on North & West EL and change the windows layout on - New kitchen/living/bedroom layout with new closet, new interior walls & doors, new washroom under stairs by front entry, millwork, re-configure stairs & new guardrails on main & second fl. - Gas fireplace, new boiler & HWT, plumbing fixtures & EL work. | Emmanuel Jean-Louis and Amy Jean-Louis
MP-2023-00636 | 2023-04-14 | 621 W 17TH AVENUE, Vancouver, BC V5Z 1T7 | Mechanical Permit | NULL | NULL | Issued | NULL | Emmanuel Jean-Louis and Amy Jean-Louis
EP-2023-05589 | 2023-07-06 | 621 W 17TH AVENUE, Vancouver, BC V5Z 1T7 | Electrical Permit | Residential | Renovation | Completed | Installation / Repair - Residential - We will be upgrading the existing 100A OH service to a new 200A OH service. This installation will be accompanied by a whole house re-wire consisting of new branch circuitry, new smoke/CO detectors as well as a heat pump circuit. A mixture of regular, GFCI & AFCI breakers will be used, new 4” pot lights will be installed throughout the residence. All 2021 CEC requirements will be adhered to for this installation. *An approved mechanical permit is required for the installation of air conditioning or heat pump unit at the time of installation before an electrical inspection will be performed >BP: Exterior and Interior alterations to provide improvements to this existing one-family dwelling on this site. Scope of work: - Exterior changes to front façade, new cladding, fill in kitchen window re-clad the roof, remove chimney and roof deck, two new skylights. - Replace all windows on North & West EL and change the windows layout on - New kitchen/living/bedroom layout with new closet, new interior walls & doors, new washroom under stairs by front entry, millwork, re-configure stairs & new guardrails on main & second fl. - Gas fireplace, new boiler & HWT, plumbing fixtures & EL work. | Emmanuel Jean-Louis and Amy Jean-Louis
EP-2023-06930 | 2023-08-03 | 621 W 17TH AVENUE, Vancouver, BC V5Z 1T7 | Electrical Permit | Residential | Renovation | Issued | Installation / Repair - Residential - Installation of structured Cabling- low voltage. >BP: Exterior and Interior alterations to provide improvements to this existing one-family dwelling on this site. Scope of work: - Exterior changes to front façade, new cladding, fill in kitchen window re-clad the roof, remove chimney and roof deck, two new skylights. - Replace all windows on North & West EL and change the windows layout on - New kitchen/living/bedroom layout with new closet, new interior walls & doors, new washroom under stairs by front entry, millwork, re-configure stairs & new guardrails on main & second fl. - Gas fireplace, new boiler & HWT, plumbing fixtures & EL work. Ok for field review as per Kirat Kang - May 13, 2022 Revision #1 a) Revision to foundation locations b) Replace existing slab on the main level - new gravel, poly and insulation (heating in slab/joist on both levels) c) Garage slab as is : added insulation/concrete topping above d) Revised front facade cladding level 1 to full brick e) Added window to level 1 on North wall f) Added small closet at level 1 (North room) g) Replace ceiling drywall and batt insulation (level 2) h) Minor windows resize at South & North EL i) Re-size new skylight (existing skylight size remains) j) Replace windows on E & W EL k) Move sink from utility room to power room l) Increase construction cost of 10,000.00 | BC Smart Homes Ltd
MP-2023-01342 | 2023-07-24 | 621 W 17TH AVENUE, Vancouver, BC V5Z 1T7 | Mechanical Permit | NULL | NULL | Issued | NULL | Greenway HVAC Ltd
GP-2023-02197 | 2023-07-24 | 621 W 17TH AVENUE, Vancouver, BC V5Z 1T7 | Gas Permit | Residential | Renovation | Issued | Residential - INSTALL 1 GAS FIREPLACE VENT UP AND OUT THE WALL, VENT AND CONNECT ONLY >BP: Exterior and Interior alterations to provide improvements to this existing one-family dwelling on this site. Scope of work: - Exterior changes to front façade, new cladding, fill in kitchen window re-clad the roof, remove chimney and roof deck, two new skylights. - Replace all windows on North & West EL and change the windows layout on - New kitchen/living/bedroom layout with new closet, new interior walls & doors, new washroom under stairs by front entry, millwork, re-configure stairs & new guardrails on main & second fl. - Gas fireplace, new boiler & HWT, plumbing fixtures & EL work. | The LM Fireplace Warehouse Ltd.
NULL | NULL | 621 W 17TH AVENUE, Vancouver, BC V5Z 1T7 | Electrical Permit | Residential | New | Draft | Installation / Repair - Residential - Low Voltage roughing wire only: Alarm system, Cable TV/ Telephone/ Data outlets, speakers, door bell and blinds lvt. | Riser Industries Inc
EP-2023-11163 | 2024-01-02 | 621 W 17TH AVENUE, Vancouver, BC V5Z 1T7 | Electrical Permit | Residential | Renovation | Issued | Installation / Repair - Residential - ***HOMEOWNER PERMIT**** -TO CONTINUE WORK STARTED BY OTHERS, RE: EP-2023-05589 -re: CF-2023-012939 Complete Work started by sub-contractor: Emmanuel & Amy Jean-Louis: Unity Electrical & Mechanical, 962 Cherrybrook Place Coquitlam, BC V3C 4B7. Only the final inspection is required to complete work. Original electrical permit is EP-2023-05589 >BP: Exterior and Interior alterations to provide improvements to this existing one-family dwelling on this site. Scope of work: - Exterior changes to front façade, new cladding, fill in kitchen window re-clad the roof, remove chimney and roof deck, two new skylights. - Replace all windows on North & West EL and change the windows layout on - New kitchen/living/bedroom layout with new closet, new interior walls & doors, new washroom under stairs by front entry, millwork, re-configure stairs & new guardrails on main & second fl. - Gas fireplace, new boiler & HWT, plumbing fixtures & EL work. Ok for field review as per Kirat Kang - May 13, 2022 Revision #1 a) Revision to foundation locations b) Replace existing slab on the main level - new gravel, poly and insulation (heating in slab/joist on both levels) c) Garage slab as is : added insulation/concrete topping above d) Revised front facade cladding level 1 to full brick e) Added window to level 1 on North wall f) Added small closet at level 1 (North room) g) Replace ceiling drywall and batt insulation (level 2) h) Minor windows resize at South & North EL i) Re-size new skylight (existing skylight size remains) j) Replace windows on E & W EL k) Move sink from utility room to power room l) Increase construction cost of 10,000.00 | NULL
GP-2023-04021 | NULL | 621 W 17TH AVENUE, Vancouver, BC V5Z 1T7 | Gas Permit | Residential | Renovation | Withdrawn | Residential - ***HOMEOWNER**** Complete Work started by sub-contractor: Emmanuel & Amy Jean-Louis: Unity Electrical & Mechanical, 962 Cherrybrook Place Coquitlam, BC V3C 4B7. Only the final inspection is required to complete work. Original permit is GP-2023-02199 | NULL
MP-2023-02226 | NULL | 621 W 17TH AVENUE, Vancouver, BC V5Z 1T7 | Mechanical Permit | NULL | NULL | Withdrawn | NULL | Mondevo Contracting Inc
PP-2023-04331 | 2023-12-14 | 621 W 17TH AVENUE, Vancouver, BC V5Z 1T7 | Plumbing Permit | Residential | Renovation | Issued | Residential - ***HOMEOWNER PERMIT*** -TO CONTINUE WORK STARTED BY OTHERS RE: PP-2023-01304 Complete Work started by sub-contractor: Emmanuel & Amy Jean-Louis: Unity Electrical & Mechanical, 962 Cherrybrook Place Coquitlam, BC V3C 4B7. Only the final inspection is required to complete work. Original permit is PP-2023-01304 >BP: Exterior and Interior alterations to provide improvements to this existing one-family dwelling on this site. Scope of work: - Exterior changes to front façade, new cladding, fill in kitchen window re-clad the roof, remove chimney and roof deck, two new skylights. - Replace all windows on North & West EL and change the windows layout on - New kitchen/living/bedroom layout with new closet, new interior walls & doors, new washroom under stairs by front entry, millwork, re-configure stairs & new guardrails on main & second fl. - Gas fireplace, new boiler & HWT, plumbing fixtures & EL work. Ok for field review as per Kirat Kang - May 13, 2022 Revision #1 a) Revision to foundation locations b) Replace existing slab on the main level - new gravel, poly and insulation (heating in slab/joist on both levels) c) Garage slab as is : added insulation/concrete topping above d) Revised front facade cladding level 1 to full brick e) Added window to level 1 on North wall f) Added small closet at level 1 (North room) g) Replace ceiling drywall and batt insulation (level 2) h) Minor windows resize at South & North EL i) Re-size new skylight (existing skylight size remains) j) Replace windows on E & W EL k) Move sink from utility room to power room l) Increase construction cost of 10,000.00 | NULL
NULL | NULL | 621 W 17TH AVENUE, Vancouver, BC V5Z 1T7 | Electrical Permit | Residential | Renovation | Draft | Installation / Repair - Residential - ijlkjl | NULL
MP-2024-00043 | 2024-01-10 | 621 W 17TH AVENUE, Vancouver, BC V5Z 1T7 | Mechanical Permit | NULL | NULL | Issued | NULL | Service Plus Mechanical Systems Ltd
GP-2024-00082 | 2024-01-31 | 621 W 17TH AVENUE, Vancouver, BC V5Z 1T7 | Gas Permit | Residential | Renovation | Issued | Residential - 2 BBQ Boxes & 1 Range *To complete work started by other contractor* (GP-2023-02199) See authorization letter from home owner in documents tab Finishing | Service Plus Mechanical Systems Ltd
MP-2023-01463 | 2023-08-09 | 635 W 17TH AVENUE, Vancouver, BC V5Z 1T7 | Mechanical Permit | NULL | NULL | Completed | NULL | Thomson Industries Ltd
EP-2023-07248 | 2023-09-13 | 635 W 17TH AVENUE, Vancouver, BC V5Z 1T7 | Electrical Permit | Residential | Renovation | Completed | Installation / Repair - Residential - Mini Split / Heat Pump Installation / Wiring *MP-2023-01463: Issued (Heating and Cooling) | Thomson Industries Ltd
EP-2022-08692 | 2022-10-13 | 667 W 17TH AVENUE, Vancouver, BC V5Z 1T7 | Electrical Permit | Residential | New | Completed | Installation / Repair - Residential - Installed ac disconnect for heat pump RE: MP-2022-00329 | Wardenclyffe Electrical Ltd
MP-2022-00329 | 2022-10-04 | 667 W 17TH AVENUE, Vancouver, BC V5Z 1T7 | Mechanical Permit | NULL | NULL | Completed | NULL | Greg Vavasour
EP-2022-04467 | 2022-05-30 | 730 W 17TH AVENUE, Vancouver, BC V5Z 1T9 | Electrical Permit | Residential | New | Expired | Temporary Power - Residential - To provide temporary power. NOTE: Work authorized by this permit is for placement of a temporary power pole only and does not authorize any site construction and/or excavation. A separate Building Permit will be required prior to commencement of any other work on this site. Amend July 25, 2022 change service from 60A to 100A | Mandip Mroke
EP-2023-00549 | 2023-01-25 | 730 W 17TH AVENUE, Vancouver, BC V5Z 1T9 | Electrical Permit | Residential | New | Issued | Installation / Repair - Residential - Rough in and Complete Security alarm, Structured wiring, built in Vacuum, CCTV and audio >BP: To construct a 2.5-storey two-family dwelling with a detached accessory building (garage) at the rear providing 2 parking spaces, having vehicular access from the lane. *This Building Permit will remain in a suspended status until the associated (green) Demolition Permit BP-2022-01870 is completed. The entire building to be sprinklered to 2x NFPA 13D. NOTE: To achieve the required FSR a floor space exclusion of 2% has been applied to this application as per section 10.11.1 of the district schedule, to accommodate improved building performance. 1. A/C unit located in rear yard. 2. Schedule B Sharat Chande P.Eng (604-723-7534) Architectural and Structural 3. Schedule B Al Knutson P.Eng (604-782-8074) Geotechnical 4. BC Housing Markana Development Corp Note: This is a 2 storey building pursuant to the Zoning and Development By-Law ******THIS PERMIT HAS BEEN ISSUED UNDER THE REQUIREMENTS OF VBBL 2019****** All rooms adjacent to East exposing building face shall be sprinklered. "Combustible projections or roof soffits on an exposing building face shall not project to less than .45m from the property line and shall be in compliance with VBBL 2019 9.10.15.5.(9)" | Total Security & Automation Inc.
NULL | NULL | 730 W 17TH AVENUE, Vancouver, BC V5Z 1T9 | Electrical Permit | Residential | New | Withdrawn | Installation / Repair - Residential - Rough in and Complete Security alarm, Structured wiring, Built in vacuum and CCTV | NULL
GP-2023-00065 | 2023-01-09 | 730 W 17TH AVENUE, Vancouver, BC V5Z 1T9 | Gas Permit | Residential | New | Issued | Residential - Installation of 2 gas fireplaces - venting and hook up only >BP:To construct a 2.5-storey two-family dwelling with a detached accessory building (garage) at the rear providing 2 parking spaces, having vehicular access from the lane. | Urban Fireplaces Ltd
GP-2022-04065 | 2022-12-19 | 730 W 17TH AVENUE, Vancouver, BC V5Z 1T9 | Gas Permit | Residential | New | Issued | Residential - Piping only to fireplaces. >BP: To construct a 2.5-storey two-family dwelling with a detached accessory building (garage) at the rear providing 2 parking spaces, having vehicular access from the lane. The entire building to be sprinklered to 2x NFPA 13D. NOTE: To achieve the required FSR a floor space exclusion of 2% has been applied to this application as per section 10.11.1 of the district schedule, to accommodate improved building performance. 1. A/C unit located in rear yard. 2. Schedule B Sharat Chande P.Eng (604-723-7534) Architectural and Structural 3. Schedule B Al Knutson P.Eng (604-782-8074) Geotechnical 4. BC Housing Markana Development Corp | A & J GAS SERVICES LTD
PP-2023-00002 | 2023-01-05 | 730 W 17TH AVENUE, Vancouver, BC V5Z 1T9 | Plumbing Permit | Residential | New | Issued | Residential - Duplex >BP: To construct a 2.5-storey two-family dwelling with a detached accessory building (garage) at the rear providing 2 parking spaces, having vehicular access from the lane. The entire building to be sprinklered to 2x NFPA 13D. NOTE: To achieve the required FSR a floor space exclusion of 2% has been applied to this application as per section 10.11.1 of the district schedule, to accommodate improved building performance. 1. A/C unit located in rear yard. 2. Schedule B Sharat Chande P.Eng (604-723-7534) Architectural and Structural 3. Schedule B Al Knutson P.Eng (604-782-8074) Geotechnical 4. BC Housing Markana Development Corp Feb 14/23 - AMEND -to add 2 Deck Drains | CRK Plumbing and Heating Ltd
MP-2023-00035 | 2023-01-08 | 730 W 17TH AVENUE, Vancouver, BC V5Z 1T9 | Mechanical Permit | NULL | NULL | Issued | NULL | CRK Plumbing and Heating Ltd
SP-2022-02050 | 2022-12-12 | 730 W 17TH AVENUE, Vancouver, BC V5Z 1T9 | Sprinkler Permit | Residential | New | Issued | Residential - new fire sprinkler system installation >BP: To construct a 2.5-storey two-family dwelling with a detached accessory building (garage) at the rear providing 2 parking spaces, having vehicular access from the lane. | CENTRE LINE FIRE SPRINKLERS LTD
EP-2022-10183 | 2023-01-19 | 730 W 17TH AVENUE, Vancouver, BC V5Z 1T9 | Electrical Permit | Residential | New | Issued | Installation / Repair - Residential - 2 FD - FRONT - 730 W 17TH AV - #1 - NORTH SIDE BACK - 730 W 17TH AV - #2 - SOUTH SIDE Electrical work for new constructed duplex >DB: To construct a 2.5-storey two-family dwelling with a detached accessory building (garage) at the rear providing 2 parking spaces, having vehicular access from the lane. The entire building to be sprinklered to 2x NFPA 13D. 1. A/C unit located in rear yard. | Mandip Mroke
PP-2022-02719 | 2022-08-05 | 730 W 17TH AVENUE, Vancouver, BC V5Z 1T9 | Plumbing Permit | Residential | New | Issued | Residential - One Sump No Pump | Canadian Excavating Ltd
GP-2023-00010 | 2023-01-03 | 733 W 17TH AVENUE, Vancouver, BC V5Z 1V1 | Gas Permit | Residential | Renovation | Completed | Residential - hwt re&re | Ferenc Nagy
GP-2022-00795 | 2022-03-11 | 3692 W 19TH AVENUE, Vancouver, BC V6S 1C6 | Gas Permit | Residential | Renovation - Dwelling Unit(s) only | Completed | Residential - Installing furnace | Reid Brothers Plumbing & Heating Ltd
GP-2022-00447 | 2022-02-18 | 3738 W 19TH AVENUE, Vancouver, BC V6S 1C6 | Gas Permit | Residential | New | Completed | Residential - Removing Hot water tank and existing furnace to add a High Efficiency Combination system(NAVIEN with Iflo) BTU@ 200,000 | Impetus Plumbing & Heating Ltd
MP-2023-01501 | 2023-08-15 | 4038 W 19TH AVENUE, Vancouver, BC V6S 1E3 | Mechanical Permit | NULL | NULL | Issued | NULL | Gandy Installations Ltd
EP-2023-08217 | 2023-09-22 | 4038 W 19TH AVENUE, Vancouver, BC V6S 1E3 | Electrical Permit | Residential | Addition | Issued | Installation / Repair - Residential - ¦ 1FD: HP ¦ New heat pump installation, provided breaker, wire run, disconnect and whip to heat pump *MP-2023-01501: Issued (Cooling) | 0704121 BC Ltd
EP-2022-05367 | 2022-06-29 | 4038 W 19TH AVENUE, Vancouver, BC V6S 1E3 | Electrical Permit | Residential | Renovation | Completed | Installation / Repair - Residential - Reclaiming basement suite area, updates to some lighting, new plug cct on AFCI, remove old kitchen >BP: CF-2021-008412 - Interior alterations to remove the suite on the lower floor and change of use to a one family dwelling building on this site. Scope of work: - Removal of existing kitchen, remove & install interior walls & doors, change bathtub to walk-in shower, replace exterior french doors with 3 panel slider, millwork, plumbing fixtures & lighting Change in grades approved by S.Dugaro OK for Field Review per W.Wong, November 8, 2021 REUP submitted per D. Martin, 604-614-7986 Note: Artificial turf to be removed | Reliable Electrical Contracting Ltd
PP-2022-02270 | 2022-08-10 | 4038 W 19TH AVENUE, Vancouver, BC V6S 1E3 | Plumbing Permit | Residential | Renovation | Completed | Residential - Replace basement shower diverter and shower drain. Re&re toilet and sink in existing location Edit basement sink waterlines for cabinets >BP: CF-2021-008412 - Interior alterations to remove the suite on the lower floor and change of use to a one family dwelling building on this site. Scope of work: - Removal of existing kitchen, remove & install interior walls & doors, change bathtub to walk-in shower, replace exterior french doors with 3 panel slider, millwork, plumbing fixtures & lighting | Upper Level Plumbing Ltd
GP-2022-01576 | 2022-05-20 | 4038 W 19TH AVENUE, Vancouver, BC V6S 1E3 | Gas Permit | Residential | Renovation | Completed | Residential - Navien combi boiler installation with 130,000 btu | ROMA Heating Ltd
GP-2023-03304 | 2023-10-31 | 4043 W 19TH AVENUE, Vancouver, BC V6S 1E2 | Gas Permit | Residential | Tenant Improvement | Completed | Residential - 2 Gas insert fireplaces installation | Vaglio Fireplace LTD
GP-2022-01938 | 2022-06-28 | 4044 W 19TH AVENUE, Vancouver, BC V6S 1E3 | Gas Permit | Residential | Tenant Improvement | Completed | Residential - Installing furnace | Gandy Installations Ltd
EP-2022-05270 | 2022-06-21 | 4044 W 19TH AVENUE, Vancouver, BC V6S 1E3 | Electrical Permit | Residential | New | Completed | Installation / Repair - Residential - To install an AC on site. Providing a breaker, wire run, disconnect and whip to the AC unit. Location and Specs of the AC to be attached. | Gandy Installations Ltd
GP-2023-03270 | 2023-10-27 | 4047 W 19TH AVENUE, Vancouver, BC V6S 1E2 | Gas Permit | Residential | Renovation | Issued | Residential - replace gas hot water tank | Hillcrest Plumbing & Heating (1991) Ltd
GP-2023-04049 | 2023-12-15 | 4054 W 19TH AVENUE, Vancouver, BC V6S 1E3 | Gas Permit | Residential | Addition | Completed | Residential - tankless& furnace | Flame Co Heating Services Ltd
PP-2022-02315 | 2022-07-04 | 4083 W 19TH AVENUE, Vancouver, BC V6S 1E2 | Plumbing Permit | Residential | Renovation | Completed | Residential - Bathroom and kitchen renovation. Installation of new emergency floor drain and rough in only for laundry. >BP: Exterior and interior alterations to provide improvements to this existing one family dwelling building on this inside with lanes site. Work to include replacing rear windows with a larger window, rear swinging double doors with sliding door, replace front door, remove window on west elevation, replace storage room double doors with roll up door and glazed roof to be rebuilt with tempered glass on the north elevation Interior work to relocate stairs between main floor and basement, kitchen and bathroom upgrades Structural Schedule B - James Lee P.Eng - 604-325-7503 OK for DB per R.Dinh, August 10, 2021 OK for Field Review per W.Wong, August 10, 2021 | GVA Plumbing & Heating Ltd
GP-2022-03291 | 2022-10-25 | 3091 W 15TH AVENUE, Vancouver, BC V6K 3A5 | Gas Permit | Residential | Tenant Improvement | Completed | Residential - Re Re Furnace | Moore & Russell Heating Ltd
GP-2022-03381 | 2022-11-03 | 3108 W 15TH AVENUE, Vancouver, BC V6K 3A6 | Gas Permit | Residential | Renovation | Completed | Residential - replace boiler with a high efficiency boiler | Coast Olympic Mehanical Ltd
EP-2022-01814 | 2022-03-07 | 3118 W 15TH AVENUE, Vancouver, BC V6K 3A6 | Electrical Permit | Residential | New | Expired | Temporary Power - Residential - To provide temporary power. >NOTE: Work authorized by this permit is for placement of a temporary power pole only and does not authorize any site construction and/or excavation. A separate Building Permit will be required prior to commencement of any other work on this site. | EVERLAST ELECTRIC LTD
PP-2022-03660 | 2022-10-13 | 3118 W 15TH AVENUE, Vancouver, BC V6K 3A6 | Plumbing Permit | Residential | New | Issued | Residential - SUMP | Bhullar Excavating and Demolition
SP-2023-00449 | 2023-03-15 | 3118 W 15TH AVENUE, Vancouver, BC V6K 3A6 | Sprinkler Permit | Residential | New | Completed | Residential - 2FD - FRONT - 3118 W 15TH AV BACK - 3120 W 15TH AV duplex with new sprinklers >DB: To construct a two-storey two-family dwelling, with a detached accessory building (garage) at the rear providing 2 parking spaces, having vehicular access from the lane. Note: This is a 2 storey building pursuant to the Zoning and Development By-Law 1. No strata titling permitted 2. A/C units proposed in rear yard. 3. Bar sinks proposed in main floor. The entire building, to be sprinklered to 2 x NFPA 13D. | BC Fire Sprinklers Ltd
GP-2023-01007 | 2023-03-23 | 3118 W 15TH AVENUE, Vancouver, BC V6K 3A6 | Gas Permit | Residential | New | Completed | Residential - 2 boiler , 2range and 2 bbq Boiler exhaust and venting, black iron gas piping >BP: To construct a two-storey two-family dwelling | HIGH STAR PLUMBING & HEATING LTD
EP-2023-02518 | 2023-03-24 | 3118 W 15TH AVENUE, Vancouver, BC V6K 3A6 | Electrical Permit | Residential | New | Completed | Installation / Repair - Residential - Install tv, telephone, alarm prewire and complete. >BP: To construct a two-storey two-family dwelling, with a detached accessory building (garage) at the rear providing 2 parking spaces, having vehicular access from the lane. Note: This is a 2 storey building pursuant to the Zoning and Development By-Law 1. No strata titling permitted 2. A/C units proposed in rear yard. 3. Bar sinks proposed in main floor. 4. Schedule B: Makhan S. Dhillon, P.Eng (604.537.6271) Structural & Geotechnical 5. HPO: Orbit Properties Inc. Combustible projections or roof soffits on an exposing building face shall not project to less than .45m from the property line and shall be in compliance with VBBL 2019 9.10.15.5.(9) The entire building, to be sprinklered to 2 x NFPA 13D. ******THIS PERMIT HAS BEEN ISSUED UNDER THE REQUIREMENTS OF VBBL #12511 (2019)****** | Tvisha Technologies Ltd
EP-2023-01015 | 2023-02-08 | 3118 W 15TH AVENUE, Vancouver, BC V6K 3A6 | Electrical Permit | Residential | New | Completed | Installation / Repair - Residential - New construction front/back duplex electrical rough-in, service and underground teck cables/low voltage conduit. >BP: To construct a two-storey two-family dwelling, with a detached accessory building (garage) at the rear providing 2 parking spaces, having vehicular access from the lane. Note: This is a 2 storey building pursuant to the Zoning and Development By-Law 1. No strata titling permitted 2. A/C units proposed in rear yard. 3. Bar sinks proposed in main floor. 4. Schedule B: Makhan S. Dhillon, P.Eng (604.537.6271) Structural & Geotechnical 5. HPO: Orbit Properties Inc. Combustible projections or roof soffits on an exposing building face shall not project to less than .45m from the property line and shall be in compliance with VBBL 2019 9.10.15.5.(9) The entire building, to be sprinklered to 2 x NFPA 13D. ******THIS PERMIT HAS BEEN ISSUED UNDER THE REQUIREMENTS OF VBBL #12511 (2019)****** | EVERLAST ELECTRIC LTD
GP-2022-00023 | 2022-01-07 | 4168 W 15TH AVENUE, Vancouver, BC V6R 3A5 | Gas Permit | Residential | Renovation | Completed | Residential - Re & Re Replacement Gas dryer 22,500 BTU | Arjay Mechanical Inc
GP-2022-01358 | 2022-05-02 | 4178 W 15TH AVENUE, Vancouver, BC V6R 3A5 | Gas Permit | Residential | Renovation | Completed | Residential - Re&Re Boiler BTU: 120.000 | Milani Plumbing Heating & Air Conditioning Ltd
GP-2023-01652 | 2023-05-25 | 4184 W 15TH AVENUE, Vancouver, BC V6R 3A5 | Gas Permit | Residential | Renovation | Completed | Residential - Replaced hot water heater | BNA Systems Inc and/or Kirkland Metal Shop Ltd
EP-2022-04468 | 2022-05-30 | 4188 W 15TH AVENUE, Vancouver, BC V6R 3A5 | Electrical Permit | Residential | New | Expired | Temporary Power - Residential - To provide temporary power. NOTE: Work authorized by this permit is for placement of a temporary power pole only and does not authorize any site construction and/or excavation. A separate Building Permit will be required prior to commencement of any other work on this site. >>>>Amend July 22, 2022 Please amend service from 60A to 100A | Mandip Mroke
EP-2023-01131 | 2023-02-09 | 4188 W 15TH AVENUE, Vancouver, BC V6R 3A5 | Electrical Permit | Residential | New | Issued | Installation / Repair - Residential - Rough in and complete Security alarm, structured wiring, built in Vacuum, CCTV , Audio >BP: To construct a 2 storey + basement/cellar one-family ($703,450) with a detached accessory building (garage), at the rear providing 2 parking spaces, having vehicular access from the lane. Note: The entire building, INCLUDING THE ATTACHED GARAGE (if applicable), to be sprinklered to NFPA 13D 1. No Strata Titling permitted 2. A/C proposed – Exterior component located in rear, Interior component located in Second Floor. 3. Bar sink located in basement. 4. Schedule B: (Sharat Chande) P.Eng (604.723.7534) Structural & Geotechnical 5. HPO: Residential Builder- Markana Developments Corp. | Total Security & Automation Inc.
PP-2022-04147 | 2022-11-17 | 4188 W 15TH AVENUE, Vancouver, BC V6R 3A5 | Plumbing Permit | Residential | New | Issued | Residential - Plumbing new house >BP: To construct a 2 storey + basement/cellar one-family ($703,450) with a detached accessory building (garage), at the rear providing 2 parking spaces, having vehicular access from the lane. Note: The entire building, INCLUDING THE ATTACHED GARAGE (if applicable), to be sprinklered to NFPA 13D 1. No Strata Titling permitted 2. A/C proposed – Exterior component located in rear, Interior component located in Second Floor. 3. Bar sink located in basement. 4. Schedule B: (Sharat Chande) P.Eng (604.723.7534) Structural & Geotechnical 5. HPO: Residential Builder- Markana Developments Corp. Note: This is a 2 storey building pursuant to the Zoning and Development By-Law **THIS PERMIT HAS BEEN ISSUED UNDER THE REQUIREMENTS OF VBBL #12511 (2019)** | CRK Plumbing and Heating Ltd
GP-2022-04063 | 2022-12-19 | 4188 W 15TH AVENUE, Vancouver, BC V6R 3A5 | Gas Permit | Residential | New | Issued | Residential - piping only to fireplace. >BP: To construct a 2 storey + basement/cellar one-family with a detached accessory building (garage), at the rear providing 2 parking spaces, having vehicular access from the lane. Note: The entire building, INCLUDING THE ATTACHED GARAGE (if applicable), to be sprinklered to NFPA 13D 1. No Strata Titling permitted 2. A/C proposed – Exterior component located in rear, Interior component located in Second Floor. 3. Bar sink located in basement. 4. Schedule B: (Sharat Chande) P.Eng (604.723.7534) Structural & Geotechnical 5. HPO: Residential Builder- Markana Developments Corp. | A & J GAS SERVICES LTD
GP-2023-00151 | 2023-01-16 | 4188 W 15TH AVENUE, Vancouver, BC V6R 3A5 | Gas Permit | Residential | New | Issued | Residential - Installation of 1 gas fireplace - venting and hook up only >BP: To construct a 2 storey + basement/cellar one-family ($703,450) with a detached accessory building (garage), at the rear providing 2 parking spaces, having vehicular access from the lane. | Urban Fireplaces Ltd
EP-2022-10182 | 2022-12-02 | 4188 W 15TH AVENUE, Vancouver, BC V6R 3A5 | Electrical Permit | Residential | New | Issued | Installation / Repair - Residential - Electrical work on new construction single family home >DB: To construct a 2 storey + basement/cellar one-family with a detached accessory building (garage), at the rear providing 2 parking spaces, having vehicular access from the lane. Note: The entire building, INCLUDING THE ATTACHED GARAGE (if applicable), to be sprinklered to NFPA 13D 1. No Strata Titling permitted 2. A/C proposed – Exterior component located in rear, Interior component located in Second Floor. 3. Bar sink located in basement. | Mandip Mroke
SP-2022-01961 | 2022-11-23 | 4188 W 15TH AVENUE, Vancouver, BC V6R 3A5 | Sprinkler Permit | Residential | New | Issued | Residential - installation of a new fire sprinkler system To construct a 2 storey + basement/cellar one-family with a detached accessory building (garage), at the rear providing 2 parking spaces, having vehicular access from the lane. Note: The entire building, INCLUDING THE ATTACHED GARAGE (if applicable), to be sprinklered to NFPA 13D 1. No Strata Titling permitted 2. A/C proposed – Exterior component located in rear, Interior component located in Second Floor. 3. Bar sink located in basement. 4. Schedule B: (Sharat Chande) P.Eng (604.723.7534) Structural & Geotechnical 5. HPO: Residential Builder- Markana Developments Corp. | CENTRE LINE FIRE SPRINKLERS LTD
MP-2022-00688 | 2022-12-12 | 4188 W 15TH AVENUE, Vancouver, BC V6R 3A5 | Mechanical Permit | NULL | NULL | Issued | NULL | CRK Plumbing and Heating Ltd
PP-2022-02473 | 2022-08-17 | 4188 W 15TH AVENUE, Vancouver, BC V6R 3A5 | Plumbing Permit | Residential | New | Issued | Residential - Sumps | Canadian Excavating Ltd
GP-2022-00145 | 2022-01-17 | 3750 W 16TH AVENUE, Vancouver, BC V6R 3C4 | Gas Permit | Residential | Renovation | Completed | Residential - Re&Re Boiler BTU:120.000 | Milani Plumbing Heating & Air Conditioning Ltd
EP-2022-00354 | 2022-01-25 | 3750 W 16TH AVENUE, Vancouver, BC V6R 3C4 | Electrical Permit | Residential | Addition | Completed | Installation / Repair - Residential - Wire and Connect Heat pump | Gerald W Jansen & Jody Jansen
EP-2023-10894 | 2023-12-07 | 3750 W 16TH AVENUE, Vancouver, BC V6R 3C4 | Electrical Permit | Residential | Renovation | Issued | Installation / Repair - Residential - Kitchen renovation - reconfiguring kitchen set up, relocations kitchen counter receptacles, cooking appliances and lighting. >BP: Interior alterations to renovate the main floor of this existing Single Detached House and to construct a detached one-car garage (11'6"x19'8") accessing from W 17th Ave on this double fronting site. Scope of work includes the removal of a shed in the rear yard and construct a detached one-car garage, renovation on the main floor kitchen, interior alteration removing walls and a fireplace | Rodel Marquez
PP-2023-04292 | 2023-12-11 | 3750 W 16TH AVENUE, Vancouver, BC V6R 3C4 | Plumbing Permit | Residential | Addition | Issued | Residential - move dishwasher & sink and new connection for the fridge >DB: Interior alterations to renovate the main floor of this existing Single Detached House and to construct a detached one-car garage (11'6"x19'8") accessing from W 17th Ave on this double fronting site. Scope of work includes the removal of a shed in the rear yard and construct a detached one-car garage, renovation on the main floor kitchen, interior alteration removing walls and a fireplace | Kits Plumbing and Heating Ltd
NULL | NULL | 3750 W 16TH AVENUE, Vancouver, BC V6R 3C4 | Electrical Permit | Residential | Renovation - Dwelling Unit(s) only | Withdrawn | Installation / Repair - Residential - Kitchen Area renovation | NULL
GP-2022-00292 | 2022-01-31 | 4143 W 15TH AVENUE, Vancouver, BC V6R 3A4 | Gas Permit | Residential | Renovation | Completed | Residential - Decommission and remove existing furnace and hot water tank, replace with electric heat pump and hybrid hot water tank | Ashton Service Group/Ashton Mechanical Ltd.
EP-2022-03290 | 2022-04-25 | 4147 W 15TH AVENUE, Vancouver, BC V6R 3A4 | Electrical Permit | Commercial | Renovation | Completed | Installation / Repair - Commercial - Installation of smoke alarms to convert suite to a daycare space. re: IA-2022-00078 | Wespac Electrical Contractor Ltd
EP-2023-01504 | 2023-07-18 | 4150 W 15TH AVENUE, Vancouver, BC V6R 3A5 | Electrical Permit | Residential | New | Completed | Installation / Repair - Residential - 200 amp service upgrade only AC Installed by a different contractor (not sure who) >Permit Amendment Nov 20, 2023 -"I have completed the load calculation and provided it here for the city records" *Document(s) uploaded to "Application Documents" tab for Electrical Inspector review. Documents are at pending status at time of permit amendment approval >Permit Amendment Sep 14, 2023 -"Vacuumed inside for both panels and submitted new load calculations with 48a Tesla gen 3 charger listed. Swapped breakers with accidentally installed AFCI breakers with intended combination AFCI/GFCI breakers instead" -Photos attached so re-inspection can be done remotely. *Document(s) uploaded to "Application Documents" tab for Electrical Inspector review. Documents are at pending status at time of permit amendment approval >Permit Amendment Aug 29, 2023 From: 200amp service upgrade only. AC installed by a different contractor. To: 200 amp service upgrade only. AC installed Dec 2021 by Amor Energy. | Moore And Russell Heating And Air Conditioning Ltd
PP-2023-04377 | NULL | 888 W 17TH AVENUE, Vancouver, BC V5Z 1V2 | Plumbing Permit | Residential | New | Application Incomplete | Residential - sump | Canadian Excavating Ltd
GP-2022-01852 | 2022-06-19 | 902 W 17TH AVENUE, Vancouver, BC V5Z 1V4 | Gas Permit | Residential | Renovation | Completed | Residential - RE AND RE FURNACE | Samra Heating & Cooling Ltd
GP-2024-00158 | 2024-01-19 | 904 W 17TH AVENUE, Vancouver, BC V5Z 1V4 | Gas Permit | Residential | Addition | Issued | Residential - RE & RE FURNACE | B C Furnace Service Ltd
EP-2022-06203 | 2022-07-27 | 916 W 17TH AVENUE, Vancouver, BC V5Z 1V4 | Electrical Permit | Residential | Tenant Improvement | Issued | Installation / Repair - Residential - - No change to existing service - Electrical install for heat pump - BP not required - Mechanical Permit to be obtained | Moore And Russell Heating And Air Conditioning Ltd
MP-2023-00372 | 2023-03-14 | 916 W 17TH AVENUE, Vancouver, BC V5Z 1V4 | Mechanical Permit | NULL | NULL | Issued | NULL | Moore & Russell Heating Ltd
GP-2022-00344 | 2022-02-03 | 917 W 17TH AVENUE, Vancouver, BC V5Z 1V5 | Gas Permit | Residential | Renovation | Completed | Residential - Furnace and water heater replacement | Heatco Furnace Services Ltd
GP-2023-00524 | 2023-02-16 | 936 W 17TH AVENUE, Vancouver, BC V5Z 1V4 | Gas Permit | Residential | Renovation | Cancelled | Residential - Re and re hot water tank | BD Plumbing
EP-2022-04642 | 2022-06-03 | 776 W 17TH AVENUE, Vancouver, BC V5Z 1T9 | Electrical Permit | Residential | Addition | Completed | Installation / Repair - Residential - Upgrade service from 100A to 200A. Wire and connect single outdoor heat pump in back yard. Customer private pole to be installed due to length from midspan. | APP Electric Inc
NULL | NULL | 174 W 19TH AVENUE, Vancouver, BC V5Y 2B4 | Gas Permit | Residential | Renovation | Draft | Residential - Replace single outlet BBQ box with a duel outlet. | NULL
EP-2023-10451 | 2023-12-01 | 228 W 19TH AVENUE, Vancouver, BC V5Y 2B7 | Electrical Permit | Commercial | Addition | Issued | Installation / Repair - Commercial - Replacing fire alarm panel and installing 4 smoke detectors and 2 pull station. >BP: Interior alteration to change the existing first storey (basement per Zoning) being used as storage to a dwelling unit for this existing Multiple Conversion Dwelling containing four (4) dwelling units to become five (5) dwelling units. Building Review Notes: 1. Rental only, no stratification is proposed. 2. Major Renovation, Upgrade Levels: F2, S2, N3, A3, E4 3. Board of Variance Appeal Z35705 – December 1, 2020. Revision#1 - Feb 6, 2023, J. Chen - Change Contractor *** This permit has been reviewed under the 2019 Vancouver Building By-law (#12511) | Levan Electrical Services Inc
PP-2023-00519 | 2023-02-14 | 228 W 19TH AVENUE, Vancouver, BC V5Y 2B7 | Plumbing Permit | Commercial | Renovation | Issued | Commercial - Renovation of basement suite 3 piece bathroom >BP: Interior alteration to change the existing first storey (basement per Zoning) being used as storage to a dwelling unit for this existing Multiple Conversion Dwelling containing four (4) dwelling units to become five (5) dwelling units. Building Review Notes: 1. Rental only, no stratification is proposed. 2. Major Renovation, Upgrade Levels: F2, S2, N3, A3, E4 3. Board of Variance Appeal Z35705 – December 1, 2020. May 2,2023-AMEND -add 1 kitchen sink to permit | KEARNS MECHANICAL
EP-2023-03989 | 2023-05-29 | 228 W 19TH AVENUE, Vancouver, BC V5Y 2B7 | Electrical Permit | Residential | Renovation - Dwelling Unit(s) only | Issued | Installation / Repair - Residential - -Secondary suite in basement of home -Service is increasing to 200a new service. Renovate the basement only to create a legal suite with it's own meter -The main service will serve all other units plus it is the house panel the secondary suite we are working on at main floor with seperate meter is or will be a 60a feed from the meter and 150a feed from the other meter for the house panel and to service the other living areas . . >BP: BP for DP-2017-01067 Interior alteration to change the existing first storey (basement per Zoning) being used as storage to a dwelling unit for this existing Multiple Conversion Dwelling containing four (4) dwelling units to become five (5) dwelling units. Building Review Notes: 1. Rental only, no stratification is proposed. 2. Major Renovation, Upgrade Levels: F2, S2, N3, A3, E4 3. Board of Variance Appeal Z35705 – December 1, 2020. Revision#1 - Feb 6, 2023, J. Chen - Change Contractor *** This permit has been reviewed under the 2019 Vancouver Building By-law (#12511) | Rebco Electrical Contractors Ltd
SP-2023-01402 | 2023-09-19 | 228 W 19TH AVENUE, Vancouver, BC V5Y 2B7 | Sprinkler Permit | Commercial | Renovation | Issued | Commercial - For sprinkler system alterations to the 2019 VBBL and NFPA 13D, 2013 for the tenant improvements to provide interior alteration to change the existing first storey (basement per Zoning) being used as storage to a dwelling unit for this existing Multiple Conversion Dwelling containing four (4) dwelling units to become five (5) dwelling units. Engineer of Record: Glen Visser 604-944-3473 sureworkseng@gmail.com | Acme Fire and Safety co
GP-2023-01237 | 2023-04-15 | 241 W 19TH AVENUE, Vancouver, BC V5Y 2B6 | Gas Permit | Residential | Addition | Completed | Residential - Combi boiler re/re 199,000 BTU | HAMZEH GERAMI Dba Nation Heating & Cooling
EP-2023-01946 | 2023-03-15 | 308 W 19TH AVENUE, Vancouver, BC V5Y 2B7 | Electrical Permit | Residential | Renovation | Completed | Installation / Repair - Residential - We are installing a circuit for a heat pump *GP-2022-02650 | Douglas Millington o/a Moose Electric
NULL | NULL | 308 W 19TH AVENUE, Vancouver, BC V5Y 2B7 | Gas Permit | Residential | Renovation | Draft | Residential - Decommission and remove furnace Install electrical heat pump | Ashton Service Group/Ashton Mechanical Ltd.
GP-2022-02650 | 2022-09-02 | 308 W 19TH AVENUE, Vancouver, BC V5Y 2B7 | Gas Permit | Residential | Renovation | Completed | Residential - Decommission and remove furnace Install electrical Heat Pump | Ashton Service Group/Ashton Mechanical Ltd.
EP-2022-10272 | 2022-12-05 | 328 W 19TH AVENUE, Vancouver, BC V5Y 2B7 | Electrical Permit | Residential | Renovation | Expired | Temporary Power - Residential - To provide temporary power. | O J ELECTRIC LTD
EP-2022-10273 | 2022-12-07 | 328 W 19TH AVENUE, Vancouver, BC V5Y 2B7 | Electrical Permit | Residential | Addition | Completed | Installation / Repair - Residential - Move service from main house to laneway house, power stays same at 100 amp main >BP: Exterior alterations to remove the fireplace on the west side of this existing one family dwelling and patch wall as needed. AMEND: DEC 8/2022 Please change service 100amps to 125 amps thanks i have new load calculation with lane way house permit | O J ELECTRIC LTD
GP-2022-03908 | 2022-12-09 | 341 W 19TH AVENUE, Vancouver, BC V5Y 2B6 | Gas Permit | Residential | New | Completed | Residential - 1FD - #1 - To install boiler range fireplace BBQ patio heater There is pipping for BBQ fireplace and patio heater >DB: To construct a 2 storey + basement one-family dwelling. Note: This is a 2 storey building pursuant to the Zoning and Development By-Law 1- Covenant registered at the Land Title Office under CA9337834 2- No Strata Titling permitted 3- Bar sink proposed in the basement 4- A/C unit proposed in the rear yard | JOT MECHANICAL LTD
EP-2022-10542 | 2022-12-15 | 341 W 19TH AVENUE, Vancouver, BC V5Y 2B6 | Electrical Permit | Residential | New | Completed | Installation / Repair - Residential - New house wiring. 200A service to LWH 150A subservice to main house >BP: To construct a 2 storey + basement one-family dwelling ($712,000). Note: Parking for the site has been provided under DB-2021-02435 (Laneway House) Note: This Building Permit will remain in a suspended status until the associated (green) Demolition Permit BP-2021-02431 is completed. Note: This is a 2 storey building pursuant to the Zoning and Development By-Law 1- Covenant registered at the Land Title Office under CA9337834 2- No Strata Titling permitted 3- Bar sink proposed in the basement 4- A/C unit proposed in the rear yard 5- Schedule B: ALAN PRAHALAD (604-831-1431) Structural & Geotechnical 6- HPO: Residential Builder - Kevin H Y Ng (BRIO Project Management) ******THIS PERMIT HAS BEEN ISSUED UNDER THE REQUIREMENTS OF VBBL #12511 (2019)****** | L.H. ELECTRIC LTD
EP-2023-00143 | 2023-01-09 | 341 W 19TH AVENUE, Vancouver, BC V5Y 2B6 | Electrical Permit | Residential | New | Completed | Installation / Repair - Residential - TV Data Tel CCTV Alarm >BP: To construct a 2 storey + basement one-family dwelling ($712,000). Note: Parking for the site has been provided under DB-2021-02435 (Laneway House) Note: This Building Permit will remain in a suspended status until the associated (green) Demolition Permit BP-2021-02431 is completed. Note: This is a 2 storey building pursuant to the Zoning and Development By-Law 1- Covenant registered at the Land Title Office under CA9337834 2- No Strata Titling permitted 3- Bar sink proposed in the basement 4- A/C unit proposed in the rear yard 5- Schedule B: ALAN PRAHALAD (604-831-1431) Structural & Geotechnical 6- HPO: Residential Builder - Kevin H Y Ng (BRIO Project Management) Address Note: Addresses have been assigned per the approved plans, access to the secondary suite is from the east side. This access must be provided & maintained at all times and the building addresses posted to be visible from the street in accordance with the Building By-law. ******THIS PERMIT HAS BEEN ISSUED UNDER THE REQUIREMENTS OF VBBL #12511 (2019)****** | AIGO TECHNOLOGY INC
SP-2022-01888 | 2022-11-14 | 341 W 19TH AVENUE, Vancouver, BC V5Y 2B6 | Sprinkler Permit | Residential | New | Completed | Residential - new sprinkler system Note: This is a 2 storey building pursuant to the Zoning and Development By-Law 1- Covenant registered at the Land Title Office under CA9337834 2- No Strata Titling permitted 3- Bar sink proposed in the basement 4- A/C unit proposed in the rear yard 5- Schedule B: ALAN PRAHALAD (604-831-1431) Structural & Geotechnical 6- HPO: Residential Builder - Kevin H Y Ng (BRIO Project Management) | Haven Fire Protection Ltd
MP-2022-00186 | 2022-09-06 | 341 W 19TH AVENUE, Vancouver, BC V5Y 2B6 | Mechanical Permit | NULL | NULL | Completed | NULL | Rain Coast Plumbing & Heating Ltd
PP-2022-03011 | 2022-08-30 | 341 W 19TH AVENUE, Vancouver, BC V5Y 2B6 | Plumbing Permit | Residential | New | Completed | Residential - Plumbing for new house >BP: To construct a 2 storey + basement one-family dwelling ($712,000). | Rain Coast Plumbing & Heating Ltd
GP-2022-02405 | 2022-08-16 | 341 W 19TH AVENUE, Vancouver, BC V5Y 2B6 | Gas Permit | Residential | New | Completed | Residential - 1FD - #1 - Installation for 1 gas fireplace - venting and hook up only To construct a 2 storey + basement one-family dwelling. Note: Parking for the site has been provided under DB-2021-02435 (Laneway House) Note: This is a 2 storey building pursuant to the Zoning and Development By-Law 1- Covenant registered at the Land Title Office under CA9337834 2- No Strata Titling permitted 3- Bar sink proposed in the basement 4- A/C unit proposed in the rear yard | Urban Fireplaces Ltd
MP-2023-01796 | 2023-10-06 | 341 W 19TH AVENUE, Vancouver, BC V5Y 2B6 | Mechanical Permit | NULL | NULL | Completed | NULL | Ultimate Choice Air Conditioning & Renovations Ltd
EP-2022-01819 | 2022-03-05 | 341 W 19TH AVENUE, Vancouver, BC V5Y 2B6 | Electrical Permit | Residential | New | Expired | Temporary Power - Residential - To provide temporary power. | Dragon Electric Ltd
PP-2022-00971 | 2022-03-23 | 341 W 19TH AVENUE, Vancouver, BC V5Y 2B6 | Plumbing Permit | Residential | New | Completed | Residential - Install 2 outside sumps, no pump | Canadian Excavating Ltd
GP-2023-00534 | 2023-02-14 | 362 W 19TH AVENUE, Vancouver, BC V5Y 2B7 | Gas Permit | Residential | Tenant Improvement | Completed | Residential - RE& RE OF A HWT | Hillcrest Plumbing & Heating (1967) Ltd
GP-2023-00557 | 2023-02-17 | 376 W 19TH AVENUE, Vancouver, BC V5Y 2B7 | Gas Permit | Residential | New | Issued | Residential - Install 2 natural gas fireplaces | Vancouver Gas Fireplaces Ltd
EP-2023-01608 | 2023-03-01 | 376 W 19TH AVENUE, Vancouver, BC V5Y 2B7 | Electrical Permit | Residential | Renovation | Issued | Installation / Repair - Residential - Dedicated circuit for heat pump *An approved mechanical permit is required for the installation of air conditioning or heat pump unit at the time of installation before an electrical inspection will be performed | Pacific Star Electric Inc
GP-2022-03841 | 2022-12-02 | 376 W 19TH AVENUE, Vancouver, BC V5Y 2B7 | Gas Permit | Residential | Renovation | Completed | Residential - reandre gas cooktop | Coal Harbour Mechanical Ltd
EP-2023-03372 | 2023-04-25 | 3556 W 18TH AVENUE, Vancouver, BC V6S 1B1 | Electrical Permit | Residential | Addition | Completed | Installation / Repair - Residential - Electrical Installation for outdoor Air Conditioner Unit *An approved mechanical permit is required for the installation of air conditioning or heat pump unit at the time of installation before an electrical inspection will be performed | Daniel Topping
EP-2023-03502 | NULL | 3556 W 18TH AVENUE, Vancouver, BC V6S 1B1 | Electrical Permit | Residential | New | Withdrawn | Installation / Repair - Residential - Installation of Heat Pump in backyard (rear) of house | Daniel Topping
MP-2023-00792 | 2023-05-07 | 3556 W 18TH AVENUE, Vancouver, BC V6S 1B1 | Mechanical Permit | NULL | NULL | Completed | NULL | Pro Ace Heating & Air Conditioning Services Ltd
EP-2022-09500 | 2022-11-09 | 3566 W 18TH AVENUE, Vancouver, BC V6S 1B1 | Electrical Permit | Residential | Renovation | Completed | Installation / Repair - Residential - 100A overhead service -Increase service from 60A to 100A | Nelcan Electric Ltd
NULL | NULL | 3650 W 18TH AVENUE, Vancouver, BC V6S 1B2 | Gas Permit | Residential | Renovation | Draft | Residential - Fulgor 30" Dual Fuel Range | Han Appliances & Refrigeration Ltd
EP-2022-02845 | 2022-04-11 | 2075 W 19TH AVENUE, Vancouver, BC V6J 2P5 | Electrical Permit | Residential | New | Completed | Installation / Repair - Residential - Installation of new receptacle in patio area for gas barbecue. 30 feet of teck cable to be ran underground from existing exterior plug. Cable to be buried 450mm bellow grade and backfilled with screened sand. Existing GFI plug to be extended with PVC extension ring. ** Amend 04/19/2022** Include underground work | Wagman Electrical Systems Inc
GP-2022-01108 | 2022-04-11 | 2075 W 19TH AVENUE, Vancouver, BC V6J 2P5 | Gas Permit | Residential | Addition | Completed | Residential - gas underground line to BBQ with connection | SOUTHSIDE GAS SERVICES LTD
GP-2023-01759 | 2023-06-06 | 2137 W 19TH AVENUE, Vancouver, BC V6L 1C1 | Gas Permit | Residential | Renovation | Completed | Residential - Replace old boiler and water heater with a high efficiency boiler and indirect tank | Gregori Plumbing, Heating & Air Conditioning Ltd
GP-2023-01302 | 2023-04-20 | 2137 W 19TH AVENUE, Vancouver, BC V6L 1C1 | Gas Permit | Residential | Renovation | Completed | Residential - Bosch 36" gas c/top | Han Appliances & Refrigeration Ltd
GP-2023-04221 | 2023-12-28 | 4238 W 15TH AVENUE, Vancouver, BC V6R 3A6 | Gas Permit | Residential | Renovation | Completed | Residential - re and re range | Han Appliances & Refrigeration Ltd
EP-2023-02820 | 2023-04-18 | 3814 W 15TH AVENUE, Vancouver, BC V6R 2Z9 | Electrical Permit | Residential | New | Issued | Installation / Repair - Residential - Duplex - New wiring: single phase service, panel. All outlet, roughing and connection, lighting system and all electrical equipment connection. Plus prewire data cables and communication with finishing. Main consumer's service: 200A. Consumer's service for each unit: 125A >Permit Amendment Aug 29, 2023 -"All the range change to the gas,Load calculation was amended" *Document(s) uploaded to "Application Documents" tab for Electrical Inspector >BP: 2 FD + 2 SS + Garage To construct a 2 storey two-family dwelling with (2) secondary suite(s) located in the Basement ($708,572.50) with a detached accessory building (garage) and 1 open parking at the rear providing 3 parking spaces, having vehicular access from the lane. | AIGO TECHNOLOGY INC
MP-2023-00115 | 2023-01-29 | 3814 W 15TH AVENUE, Vancouver, BC V6R 2Z9 | Mechanical Permit | NULL | NULL | Issued | NULL | SKY HIGH PLUMBING & HEATING LTD
SP-2023-00968 | 2023-06-02 | 3814 W 15TH AVENUE, Vancouver, BC V6R 2Z9 | Sprinkler Permit | Residential | New | Issued | Residential - 2FD+2SS - Install sprinklers in duplex The entire building to be sprinklered to 1 x NFPA 13R >DB: To construct a 2 storey two-family dwelling with (2) secondary suite(s) located in the Basement with a detached accessory building (garage) and 1 open parking at the rear providing 3 parking spaces, having vehicular access from the lane. 1. Covenant registered at the Land Title Office under CA8717115 2. A/C proposed – Exterior component(s) located in Sunken Patio(s), Interior component(s) located in Upper Floor Closets | Gold Key Fire Protection Ltd
EP-2022-07390 | 2022-09-01 | 3814 W 15TH AVENUE, Vancouver, BC V6R 2Z9 | Electrical Permit | Residential | New | Expired | Temporary Power - Residential - To provide temporary power. | Aidea Solutions Ltd
PP-2022-03051 | 2022-09-01 | 3817 W 15TH AVENUE, Vancouver, BC V6R 3A1 | Plumbing Permit | Residential | New | Completed | Residential - Lawn irrigation | FANGXIN PLUMBING
SP-2022-00481 | 2022-04-05 | 3817 W 15TH AVENUE, Vancouver, BC V6R 3A1 | Sprinkler Permit | Residential | New | Completed | Residential - To Install 32 sprinkler heads >BP: 2 STOREY 1FD + SS + LWH To construct a 2 storey one-family dwelling with a secondary suite located in the Basement ($719,562.50) with an open parking pad, providing 1 parking space, having vehicular access from the 20' Lane. 1. Covenant registered at the Land Title Office under CA7877566 2. No Strata Titling permitted 3. A/C proposed – Exterior component located in rear yard sunken patio, Interior component located in upper storey closet 4. Schedule B: (K.J. Ma) P.Eng (604.599.8890) Structural 5. Schedule B: (H. Jian ) P.Eng (778.987.7461) Geotechnical 6. HPO: Residential Builder- (Vertex Construction Ltd.) 7. The entire building to be sprinklered to NFPA 13 D per 3.2.5.12.(3)(d) Note: This is a 2 storey building pursuant to the Zoning and Development By-Law Address Information: Principle Dwelling: #1 – 3817 W. 15th Ave. Secondary Suite: #2 – 3817 W. 15th Ave. Laneway home: #3 – 3817 W. 15th Ave. Address and suite numbers assigned per approved plans. Fire and Emergency street access to the secondary suite is from the east side. Street access must be provided and maintained at all times. The address number is to be posted on the building to be visible from the street and the suite numbers are to be posted on the suite entries in accordance with the Building By-law prior to final inspection. NOTE: Information regarding the Laneway House building on the survey and site plan is for reference only. Any discrepancy between information regarding the Laneway House on the survey and/or site plan and approved permit drawings for the Laneway House are neither approved nor authorized under this principal house permit. *NEW LANEWAY HOUSE* Note: See DB-2019-02495 for Bldg 2 on site (Laneway House) addressed #3 – 3817 W. 15th Ave. **THIS PERMIT HAS BEEN ISSUED UNDER THE REQUIREMENTS OF VBBL 2014 AND THE GREEN HOMES PROGRAM** | General Sprinkler Systems Ltd
EP-2022-02118 | 2022-03-16 | 3817 W 15TH AVENUE, Vancouver, BC V6R 3A1 | Electrical Permit | Residential | New | Completed | Installation / Repair - Residential - TV/Data/TEL, Alarm, CCTV, Vacuum, Intercom >BP: To construct a 2 storey one-family dwelling with a secondary suite located in the Basement ($719,562.50) with an open parking pad, providing 1 parking space, having vehicular access from the 20' Lane. 1. Covenant registered at the Land Title Office under CA7877566 2. No Strata Titling permitted 3. A/C proposed – Exterior component located in rear yard sunken patio, Interior component located in upper storey closet 4. Schedule B: (K.J. Ma) P.Eng (604.599.8890) Structural 5. Schedule B: (H. Jian ) P.Eng (778.987.7461) Geotechnical 6. HPO: Residential Builder- (Vertex Construction Ltd.) 7. The entire building to be sprinklered to NFPA 13 D per 3.2.5.12.(3) Note: This is a 2 storey building pursuant to the Zoning and Development By-Law Address and suite numbers assigned per approved plans. Fire and Emergency street access to the secondary suite is from the east side. Street access must be provided and maintained at all times. The address number is to be posted on the building to be visible from the street and the suite numbers are to be posted on the suite entries in accordance *NEW LANEWAY HOUSE* Note: See DB-2019-02495 for Bldg 2 on site (Laneway House) addressed #3 – 3817 W. 15th Ave. **THIS PERMIT HAS BEEN ISSUED UNDER THE REQUIREMENTS OF VBBL 2014 AND THE GREEN HOMES PROGRAM** | Anmi Technology Corp.
GP-2022-00369 | 2022-02-04 | 3818 W 15TH AVENUE, Vancouver, BC V6R 2Z9 | Gas Permit | Residential | Renovation | Completed | Residential - Thermador 36" Gas c/top | Han Appliances & Refrigeration Ltd
GP-2022-02357 | 2022-08-11 | 3823 W 15TH AVENUE, Vancouver, BC V6R 3A1 | Gas Permit | Residential | Renovation | Completed | Residential - installation of new furnace | BNA Systems Inc and/or Kirkland Metal Shop Ltd
GP-2023-02995 | 2023-10-10 | 3879 W 15TH AVENUE, Vancouver, BC V6R 3A1 | Gas Permit | Residential | Renovation - Dwelling Unit(s) only | Completed | Residential - Installing one gas furnace and one tankless water heater | Reid Brothers Plumbing & Heating Ltd
PP-2024-00080 | 2024-01-10 | 3887 W 15TH AVENUE, Vancouver, BC V6R 3A1 | Plumbing Permit | Residential | New | Issued | Residential - 3/4 DCVA backflow preventer for lawn irrigation | Yue Jin Qiu
EP-2022-06332 | 2022-07-27 | 3887 W 15TH AVENUE, Vancouver, BC V6R 3A1 | Electrical Permit | Residential | New | Expired | Temporary Power - Residential - To provide temporary power. | Aidea Solutions Ltd
PP-2022-02905 | 2022-08-22 | 3887 W 15TH AVENUE, Vancouver, BC V6R 3A1 | Plumbing Permit | Residential | New | Issued | Residential - New plumbing for single home dwelling >BP: To construct a 2 storey one-family dwelling with a secondary suite located in the Basement ($988,480) with an open parking pad, providing 1 parking space, having vehicular access from the 20' Lane. 1. Covenant registered at the Land Title Office under CA8768199 2. A/C proposed – Exterior component located in rear yard, Interior component located in Basement – Mechanical Room 3. Bar sink located in Basement – Entertainment Room 4. Schedule B: (SHAOZHE GUO) P.Eng (778.926.0525) Structural 5. Schedule B: (SHAOZHE GUO) P.Eng (778.926.0525) Geotechnical 6. HPO: Residential Builder- Blue Planet Home Ltd | AVATAR PLUMBING AND HEATING LTD
GP-2023-00036 | 2023-01-05 | 3887 W 15TH AVENUE, Vancouver, BC V6R 3A1 | Gas Permit | Residential | New | Issued | Residential - New gas rough-in piping and appliance installation for boiler, bbq, stove and fireplace >BP: To construct a 2 story one-family dwelling with a secondary suite located in the Basement with an open parking pad, providing 1 parking space, having vehicular access from the 20' Lane. 1. Covenant registered at the Land Title Office under CA8768199 2. A/C proposed – Exterior component located in rear yard, Interior component located in Basement – Mechanical Room 3. Bar sink located in Basement – Entertainment Room 4. Schedule B: (SHAOZHE GUO) P.Eng (778.926.0525) Structural 5. Schedule B: (SHAOZHE GUO) P.Eng (778.926.0525) Geotechnical 6. HPO: Residential Builder- Blue Planet Home Ltd | AVATAR PLUMBING AND HEATING LTD
GP-2023-00321 | 2023-01-27 | 3887 W 15TH AVENUE, Vancouver, BC V6R 3A1 | Gas Permit | Residential | New | Issued | Residential - Venting and hook up only <BP: To construct a 2 storey one-family dwelling with a secondary suite located in the Basement with an open parking pad, providing 1 parking space, having vehicular access from the 20' Lane. 1. Covenant registered at the Land Title Office under CA8768199 2. A/C proposed – Exterior component located in rear yard, Interior component located in Basement – Mechanical Room 3. Bar sink located in Basement – Entertainment Room 4. Schedule B: (SHAOZHE GUO) P.Eng (778.926.0525) Structural 5. Schedule B: (SHAOZHE GUO) P.Eng (778.926.0525) Geotechnical 6. HPO: Residential Builder- Blue Planet Home Ltd | ORAY FIREPLACES LTD
NULL | NULL | 3887 W 15TH AVENUE, Vancouver, BC V6R 3A1 | Gas Permit | Residential | New | Draft | Residential - Venting and hook up only | ORAY FIREPLACES LTD
EP-2023-01459 | 2023-02-24 | 3887 W 15TH AVENUE, Vancouver, BC V6R 3A1 | Electrical Permit | Residential | New | Issued | Installation / Repair - Residential - Complete Security alarm, cable, tel, data, cameras , doorbell , blind pre wire >BP: To construct a 2 storey one-family dwelling with a secondary suite located in the Basement ($988,480) with an open parking pad, providing 1 parking space, having vehicular access from the 20' Lane. | One Stop Alarm Systems Ltd
SP-2023-00388 | 2023-03-07 | 3887 W 15TH AVENUE, Vancouver, BC V6R 3A1 | Sprinkler Permit | Residential | New | Issued | Residential - 1FD - new fire sprinkler installations >DB: To construct a 2 storey one-family dwelling with a secondary suite located in the Basement with an open parking pad, providing 1 parking space, having vehicular access from the 20' Lane. 1. Covenant registered at the Land Title Office under CA8768199 2. Rev#1: A/C proposed – Exterior component located in rear yard, Interior component located on upper floor closet 3. Bar sink located in Basement – Entertainment Room | Spectrum Fire Protection Ltd
EP-2022-02691 | 2022-05-02 | 3887 W 15TH AVENUE, Vancouver, BC V6R 3A1 | Electrical Permit | Residential | New | Issued | Installation / Repair - Residential - single-phase service, all outlets, roughing and connection, lighting system, and all electrical equipment connection. Double Meter system. Building to be sprinkled to NFPA 13D requirement. Service:200A, Single phase, 120/240V, Main house 150A, LWH 100A >BP: To construct a 2 storey one-family dwelling with a secondary suite located in the Basement ($988,480) with an open parking pad, providing 1 parking space, having vehicular access from the 20' Lane. 1. Covenant registered at the Land Title Office under CA8768199 2. A/C proposed – Exterior component located in rear yard, Interior component located in Basement – Mechanical Room 3. Bar sink located in Basement – Entertainment Room 4. Schedule B: (SHAOZHE GUO) P.Eng (778.926.0525) Structural 5. Schedule B: (SHAOZHE GUO) P.Eng (778.926.0525) Geotechnical 6. HPO: Residential Builder- Blue Planet Home Ltd Note: This is a 2 storey building pursuant to the Zoning and Development By-Law | Aidea Solutions Ltd
PP-2022-01747 | 2022-05-24 | 3887 W 15TH AVENUE, Vancouver, BC V6R 3A1 | Plumbing Permit | Residential | New | Issued | Residential - sump >BP: To construct a 2 storey one-family dwelling with a secondary suite located in the Basement ($988,480) with an open parking pad, providing 1 parking space, having vehicular access from the 20' Lane. 1. Covenant registered at the Land Title Office under CA8768199 2. A/C proposed – Exterior component located in rear yard, Interior component located in Basement – Mechanical Room 3. Bar sink located in Basement – Entertainment Room 4. Schedule B: (SHAOZHE GUO) P.Eng (778.926.0525) Structural 5. Schedule B: (SHAOZHE GUO) P.Eng (778.926.0525) Geotechnical 6. HPO: Residential Builder- Blue Planet Home Ltd Note: This is a 2 storey building pursuant to the Zoning and Development By-Law Address Information: Principle Dwelling: #1 – 3887 W 15TH AVE Secondary Suite: #2 – 3887 W 15TH AVE Laneway home: #3 – 3887 W 15TH AVE Addresses have been assigned per the approved plans, access to the rear unit is from the East side. This access must be provided & maintained at all times and the building addresses posted to be visible from the street in accordance with the Building By-law. **THIS PERMIT HAS BEEN ISSUED UNDER THE REQUIREMENTS OF VBBL #12511 (2019) ** ****ALL PROJECT COORINATOR NOTES HAS BEEN ACCEPTED BY THE APPLICANTS**** | WEST DEMOLITION SERVICE LTD
EP-2022-03656 | 2022-05-09 | 2405 W 15TH AVENUE, Vancouver, BC V6K 2Z1 | Electrical Permit | Residential | Tenant Improvement | Completed | Installation / Repair - Residential - Adding 40A Car Charger in Bsmnt/Garage. | AJ's Electrical Contractors LTD
GP-2023-03932 | 2023-12-07 | 4524 W 14TH AVENUE, Vancouver, BC V6R 2Y4 | Gas Permit | Residential | Renovation | Completed | Residential - re&re furnace | Milani Plumbing Heating & Air Conditioning Ltd
GP-2022-03307 | 2022-10-27 | 4527 W 14TH AVENUE, Vancouver, BC V6R 2Y5 | Gas Permit | Residential | Tenant Improvement | Completed | Residential - Re +re boiler | Lambert Plumbing & Heating Ltd
GP-2022-00730 | 2022-03-07 | 3803 W 16TH AVENUE, Vancouver, BC V6R 3C6 | Gas Permit | Residential | Renovation | Completed | Residential - replace gas furnace | Joyce Heating Services Ltd
NULL | NULL | 3830 W 16TH AVENUE, Vancouver, BC V6R 3C7 | Gas Permit | Residential | Renovation | Draft | Residential - Furnace replacement | Angels Heating & Cooling Ltd
MP-2023-01861 | 2023-10-18 | 4014 W 16TH AVENUE, Vancouver, BC V6R 3E1 | Mechanical Permit | NULL | NULL | Completed | NULL | JJ&A Mechanical LTD
EP-2023-10108 | 2023-11-23 | 4014 W 16TH AVENUE, Vancouver, BC V6R 3E1 | Electrical Permit | Residential | Addition | Completed | Installation / Repair - Residential - 30A heat pump installation.Existing 200 amp service load calc attached MP-2023-01861 | Bros Electric Ltd
EP-2023-07022 | 2023-08-15 | 4583 W 15TH AVENUE, Vancouver, BC V6R 3B3 | Electrical Permit | Residential | Renovation | Issued | Installation / Repair - Residential - Remove stove receptacle and hood fan | GV ELECTRICAL INC
EP-2023-06436 | 2023-08-03 | 4583 W 15TH AVENUE, Vancouver, BC V6R 3B3 | Electrical Permit | Residential | Renovation | Completed | Installation / Repair - Residential - Remove stove receptacle and hood fan CF-2023-005589 >Permit Amendment Dec 07, 2023 -"Additional dryer" | GV ELECTRICAL INC
GP-2023-02148 | 2023-07-19 | 4607 W 15TH AVENUE, Vancouver, BC V6R 3B5 | Gas Permit | Residential | Renovation | Completed | Residential - hwt re&re | Ferenc Nagy
PP-2022-00183 | 2022-03-21 | 4614 W 15TH AVENUE, Vancouver, BC V6R 3B6 | Plumbing Permit | Residential | Renovation | Completed | Residential - Re & Re kitchen sink. Install DW Bathroom 1: remove bath tub and shower valve. install shower pan and shower valve. Re & Re Lav sink. Re & Re toilet. Locations stay the same. Bathroom 2: remove bath tub and shower valve. install shower pan and shower valve. Re & Re Lav sink. Re & Re toilet. Locations stay the same. Bathroom 3: New Bathroom. Tie into existing basement drainage. | Andrew James Leask
GP-2022-00193 | 2022-01-27 | 4614 W 15TH AVENUE, Vancouver, BC V6R 3B6 | Gas Permit | Residential | Renovation - Dwelling Unit(s) only | Completed | Residential - Relocating main floor oven/stove. Exterior and interior alterations to provide improvements to this existing one family dwelling on this site. Scope of Work: move interior walls. Replace and widen front door. Kitchen reno. All baths reno. Finishing throughout. | Andrew James Leask
EP-2022-01082 | 2022-03-29 | 4614 W 15TH AVENUE, Vancouver, BC V6R 3B6 | Electrical Permit | Residential | Renovation | Completed | Installation / Repair - Residential - Interior renovation and service upgrade from 100 to 200 amp. -Interior renovation details: Power and low voltage wiring throughout entire top floor. New kitchen layout. Service upgrade from 100 amp to 200 amp. Also, basement suite power and low voltage wiring with separate panel. >BP: Exterior and interior alterations to provide improvements to this existing one family dwelling on this site. Scope of Work: move interior walls. Replace and widen front door. Kitchen reno. All baths reno. Finishing throughout. | Brian Van Schagen
GP-2022-03680 | 2022-11-22 | 4617 W 15TH AVENUE, Vancouver, BC V6R 3B5 | Gas Permit | Residential | Renovation - Dwelling Unit(s) only | Completed | Residential - Re & Re HWT | 484081 BC LTD
EP-2024-00195 | 2024-01-18 | 2792 W 39TH AVENUE, Vancouver, BC V6N 2Z4 | Electrical Permit | Residential | New | Issued | Temporary Power - Residential - To provide temporary power. Valid January 9th, 2024 Until January 8th, 2025 | Luongo Electric Inc
EP-2022-06411 | 2022-07-29 | 1425 W 39TH AVENUE, Vancouver, BC V6M 1T2 | Electrical Permit | Residential | Addition | Completed | Installation / Repair - Residential - replace exterior underground fed perimeter lighting with surface fed new LED lights on same branch circuit and photo control. | Panther Electric Ltd
NULL | NULL | 1425 W 39TH AVENUE, Vancouver, BC V6M 1T2 | Electrical Permit | Residential | Addition | Draft | Installation / Repair - Residential - replace existing exterior perimeter under ground fed lights with LED surface wired units on same branch circuit and photo control | NULL
NULL | NULL | 1425 W 39TH AVENUE, Vancouver, BC V6M 1T2 | Electrical Permit | Commercial | Addition | Draft | Installation / Repair - Commercial - remove entire under ground perimeter lighting system on north-east and west sides of church and replace with 10 new LED lights mounted under soffits on same existing branch cut. and photo control system. | NULL
GP-2022-00091 | 2022-01-18 | 1448 W 39TH AVENUE, Vancouver, BC V6M 1T3 | Gas Permit | Residential | Renovation | Completed | Residential - Replaced a old LAARS MINI THERM JX Mid Efficiency Boiler with Same Model | Ringaway Plumbing Heating and Drainage Ltd
MP-2023-00997 | 2023-06-05 | 1459 W 39TH AVENUE, Vancouver, BC V6M 1T2 | Mechanical Permit | NULL | NULL | Completed | NULL | Pioneer Plumbing & Heating Inc
EP-2023-04161 | 2023-06-01 | 1459 W 39TH AVENUE, Vancouver, BC V6M 1T2 | Electrical Permit | Residential | Renovation | Issued | Installation / Repair - Residential - install power feed for heat pump NO MP AT THIS TIME | Bisco Electrical Contracting Ltd
EP-2022-00581 | 2022-01-26 | 2151 W 39TH AVENUE, Vancouver, BC V6M 1T6 | Electrical Permit | Residential | Renovation | Completed | Installation / Repair - Residential - Unit#204 Replaced existing panel with a new 60A breaker panel. Installed two 20A counter top receptacle circuits. Installed circuit for microwave and dishwasher. Wired fans, lights and GFCI receptacles for 2 bathrooms. Replaced existing light in the shower with new LED one and relocated the switch for it. NOTE: there will be no alterations to the walls | ACTIVE ELECTRIC LTD.
EP-2022-00565 | 2022-01-26 | 2191 W 39TH AVENUE, Vancouver, BC V6M 1T7 | Electrical Permit | Commercial | Renovation - Dwelling Unit(s) only | Completed | Installation / Repair - Commercial - UNIT# 701 Minor renovations to kitchen & bathroom (bath fan & GFCI receptacle). Installation of panel or panel inserts - in same location. Lighting - Adding less than 10% to the energy load - lighting compliance not required | Wespac Electrical Contractor Ltd
EP-2023-00246 | 2023-02-01 | 2260 W 39TH AVENUE, Vancouver, BC V6M 1T9 | Electrical Permit | Commercial | NULL | Expired | Annual / Operating - Maintenance of existing operating electrical equipment. Annual Operating Permit includes maintenance of EVEMS, and Fire Alarm System. | 0968458 BC Ltd DBA Relight Solutions
EP-2022-04648 | 2022-06-28 | 1055 W 41ST AVENUE, Vancouver, BC | Electrical Permit | Commercial | Tenant Improvement | Completed | Installation / Repair - Commercial - Modification of existing fire alarm system as per Bulletin 2018-004-BU/EL Option #3 triggered by the automatic elevator recall. Existing fire alarm panel is a single-stage addressable panel. Existing addressable smoke detectors in elevator lobbies, elevator hoistway, and elevator machine room to remain and to be reprogrammed to accommodate elevator recall functionality Provide & install addressable relays to interface with the elevator controller. Verification of the fire alarm system in conformance with CAN/ULC S537. Provide & install 2x new 200 amp fused disconnects c/w time delay fuses. Provide & install 2x new 30 amp fused disconnects c/w time delay fuses. Provide & install new #6 ground wire hypressed to main ground in the electrical room. Provide new phone line from electrical room to controller. Relocate light switches in elevator pit. Replace 2x existing receptacles in elevator machine room & pit with new GFCI type receptacles. Replace 3x existing fixtures in elevator machine room & pit with new LED’s c/w with wire cages. >BP: Interior alterations to provide elevator modernization for the new single stage DDRS fire alarm installation in this existing 2 storey assisted Living and Care residence building being accessed from 41st ave. Main Recall level - 1st storey, Alternate Recall level – 2nd storey Schedule B, (Architectural and Electrical); Oliver Wiart, P.Eng (604.813.1024) submitted for this project. OK for BU only as per W.C, May 26th, 2022 Building Review Notes: 1. EP-2022-04648 2. This permit has been reviewed under the requirement of VBBL #12511 (2019) | Action Electric Ltd
PP-2022-04309 | 2022-12-06 | 1055 W 41ST AVENUE, Vancouver, BC | Plumbing Permit | Commercial | New | Completed | Commercial - Install 2 backflows for a fountain. 1 in basement mechanical room 1 in westside outside storage (ref: OP-2019-00044) | Across Town Plumbing & Heating (2017) Ltd
EP-2022-10047 | 2022-11-29 | 1055 W 41ST AVENUE, Vancouver, BC | Electrical Permit | Commercial | Tenant Improvement | Completed | Installation / Repair - Commercial - Install a 12/3 BX for canteen. >BP: Interior alterations to provide improvements to this existing hospital care home. Scope of work includes: 1) Removal of one interior non-load bearing partition wall in gift shop area and to add additional interior non-load bearing partition wall. Energy Upgrade: E2 Pathway HVAC (3) Clean & Balance air system per 6.7.2.3.2 ASHREA 90.1-2016 | Consolidated Electrical Installations Ltd
EP-2022-10476 | 2022-12-13 | 1055 W 41ST AVENUE, Vancouver, BC | Electrical Permit | Commercial | Renovation | Completed | Installation / Repair - Commercial - Re / re (1) speaker and (1) smoke detector and add (1) speaker and (1) smoke detector on main floor. >BP: Interior alterations to provide improvements to this existing hospital care home. Scope of work includes: 1) Removal of one interior non-load bearing partition wall in gift shop area and to add additional interior non-load bearing partition wall. Energy Upgrade: E2 Pathway HVAC (3) Clean & Balance air system per 6.7.2.3.2 ASHREA 90.1-2016 | AG Electric and Alarm Monitoring Co Ltd
SP-2022-02061 | 2022-12-13 | 1055 W 41ST AVENUE, Vancouver, BC | Sprinkler Permit | Commercial | Renovation | Completed | Commercial - Room has been split and 2 additional heads needed for coverage >BP: Interior alterations to provide improvements to this existing hospital care home. Scope of work includes: 1) Removal of one interior non-load bearing partition wall in gift shop area and to add additional interior non-load bearing partition wall. *****This application does not include any of the following: 1. Not more than 20 sprinklers (add, relocate, or remove), 2. hydraulic calculations, 3. change in occupancy and /or hazard classification, 4. warehouse storage arrangements, 5. mobile compact storage arrangements, 6. alternative solutions, 7. changes to the sprinkler system supply piping (e.g. valves, mains, cross-mains, branch-lines, etc.), or 8. flexible sprinkler pipe. | Acme Fire and Safety co
NULL | NULL | 1055 W 41ST AVENUE, Vancouver, BC | Gas Permit | Commercial | Tenant Improvement | Withdrawn | Commercial - new hot water tank | Across Town Plumbing & Heating (2017) Ltd
PP-2022-04209 | 2022-11-23 | 1055 W 41ST AVENUE, Vancouver, BC | Plumbing Permit | Commercial | Addition | Completed | Commercial - Install a new backflow preventer on a coffee machine Amend: Dec 1, 2022 need to install a 2nd backflow for a 2nd coffee machine | Across Town Plumbing & Heating (2017) Ltd
PP-2023-04324 | NULL | 1055 W 41ST AVENUE, Vancouver, BC | Plumbing Permit | Commercial | Renovation | Application Incomplete | Commercial - East nursing station double sink - remove and replace hot and cold water lines and replace existing drainage with system 15 pipe and fittings | KC's Plumbing & Heating
GP-2023-02037 | 2023-07-10 | 2882 W 43RD AVENUE, Vancouver, BC V6N 3J1 | Gas Permit | Residential | New | Completed | Residential - install a tankless domestic water heater | Drips & Drains Plumbing and Heating Ltd
GP-2023-01031 | 2023-03-24 | 2916 W 43RD AVENUE, Vancouver, BC V6N 3J3 | Gas Permit | Residential | Renovation | Completed | Residential - Hot water tank replacement | Reid Brothers Plumbing & Heating Ltd
GP-2023-03501 | 2023-11-10 | 2938 W 43RD AVENUE, Vancouver, BC V6N 3J3 | Gas Permit | Residential | Renovation | Completed | Residential - Fisher & Paykel 30" Gas Range | Han Appliances & Refrigeration Ltd
PP-2023-01127 | 2023-03-31 | 2950 W 43RD AVENUE, Vancouver, BC V6N 3J3 | Plumbing Permit | Residential | New | Completed | Residential - to install a DCVA for lawn irrigation AMEND: MAY 4/2023 1 outside backflow preventer | University Sprinkler Systems Incorporated
NULL | NULL | 2950 W 43RD AVENUE, Vancouver, BC V6N 3J3 | Plumbing Permit | Residential | New | Draft | Residential - water service | University Sprinkler Systems Incorporated
EP-2022-05486 | 2022-06-28 | 2992 W 43RD AVENUE, Vancouver, BC V6N 3J3 | Electrical Permit | Residential | Tenant Improvement | Completed | Installation / Repair - Residential - Electrical install of heat pump BP not required No change to existing service | Moore And Russell Heating And Air Conditioning Ltd
GP-2022-01949 | 2022-06-28 | 2992 W 43RD AVENUE, Vancouver, BC V6N 3J3 | Gas Permit | Residential | Tenant Improvement | Completed | Residential - Removing furnace and capping gas line, installing electric air handler. | Moore & Russell Heating Ltd
EP-2022-03973 | 2022-05-13 | 2992 W 43RD AVENUE, Vancouver, BC V6N 3J3 | Electrical Permit | Residential | Renovation | Issued | Installation / Repair - Residential - Upgrade hundred amp service to 200 amp service | Hilco Electric (2006) Ltd
NULL | NULL | 2992 W 43RD AVENUE, Vancouver, BC V6N 3J3 | Electrical Permit | Residential | Renovation | Draft | Installation / Repair - Residential - Service upgrade from 100 amp to 200 amp | NULL
PP-2020-01000 | 2022-04-13 | 650 W 41ST AVENUE, Vancouver, BC V5Z 2M9 | Plumbing Permit | Commercial | Addition | Cancelled | Commercial - Enabling works for parts of the mall for future construction. This includes underground piping as well as removing and capping some existing pipes. 50 meters of piping Building permit work description: Enabling works Interior and exterior alterations to the existing mall including: - reconfiguration of mall corridors; - reconfiguration of parking and loading spaces/access on Level P1; - new exit stairs at required locations for exiting; - relocation of a portion of the existing food court; and - addition of a temporary entrance along Cambie Street. The grease interceptor has been removed from this Building Permit application and will be submitted as part of the Tenant Improvement application. Revision 1 (issued July 18, 2019) includes: -change of project architect/CRP -structural scope by Glotman Simpson -Geotechnical scope by GeoPacific -changes to floor plans. Revision 2 (issued Oct.22, 2019) includes: -revision to structural shear walls -revision to CRU demising -revision to extent of roof area identified for restricted vehicular access and snow removal -penetrations for food hall tenant intake and exhaust -deletion of kitchen exhaust fan KEF-1. Revision 3 (issued December 17, 2019): base building revision to accommodate Presentation Centre shell space for future tenant improvement (Level P1 and Level 1). Revision 4: interior modification limited to CRU #443 to provide shell space for a temporary presentation centre. Revision 5: to re-occupy CRUs #452 and #463, revise parkade vestibule in Zone 1 Level 1 and delete temporary protection deck and supports in Zone 2 Level 1. Change of engineer of record (building envelope). Alan Bowden replaced Brian Hubbs as off January 22, 2020. Change of GC: PCL will be replaced by Ellis Don. Effective January 27, 2020, Ellis Don has taken over demolition of the North Parkade. | Modern Niagara Vancouver Inc
EP-2022-03965 | 2022-05-13 | 650 W 41ST AVENUE, Vancouver, BC V5Z 2M9 | Electrical Permit | Commercial | New | Expired | Temporary Power - Commercial - To provide temporary power. | Maple Reinders Constructors Ltd
EP-2022-03846 | 2022-06-01 | 650 W 41ST AVENUE, Vancouver, BC V5Z 2M9 | Electrical Permit | Commercial | New | Completed | Interim - Commercial - Electrical Installation for Building 3 and Building 4 Residential Towers. Area being worked on in both buildings is from Level 7 to the roof. Scope of work: slab, underground, raceways, grounding, branch circuits. Service connection to BC Hydro is not permitted under this permit. | Red Seal Electric Ltd
EP-2022-03363 | 2022-04-27 | 650 W 41ST AVENUE, Vancouver, BC V5Z 2M9 | Electrical Permit | Commercial | NULL | Expired | Annual / Operating - Oakridge Centre is basically a construction site with the following work to be maintained: Existing HV Room #1 NE Transformer Room Fire Alarm System New Roof Transformer Renewal of: EP-2021-00777 VALID JAN 28/2022 TIL JAN 27/2023 | Harbourview Electric Ltd
EP-2022-03493 | 2022-05-03 | 650 W 41ST AVENUE, Vancouver, BC V5Z 2M9 | Electrical Permit | Commercial | New | Issued | Installation / Repair - Commercial - LOW VOLTAGE CABLE FOR A LEAK DETECTION SYSTEM FOR UNDERGROUND TUNNEL | Burglar Busters Alarm & Security Ltd
SP-2022-00310 | 2022-03-24 | 650 W 41ST AVENUE, Vancouver, BC V5Z 2M9 | Sprinkler Permit | Commercial | Tenant Improvement | Completed | Commercial - Relocate Sprinkler Heads #226 Interior alterations to provide improvement and to change use of unit #226 from a health care office to a general office for this new tenant in this existing commercial building. Scope of work includes: reconfiguring interior partition walls, replacing acoustic ceiling tiles, lighting, millwork and finishes. *****This application does not include any of the following: 1. Not more than 20 sprinklers (add, relocate, or remove), 2. hydraulic calculations, 3. change in occupancy and /or hazard classification, 4. warehouse storage arrangements, 5. mobile compact storage arrangements, 6. alternative solutions, 7. changes to the sprinkler system supply piping (e.g. valves, mains, cross-mains, branch-lines, etc.), or 8. flexible sprinkler pipe. | Viking Fire Protection Inc
EP-2022-01588 | NULL | 650 W 41ST AVENUE, Vancouver, BC V5Z 2M9 | Electrical Permit | Commercial | New | Withdrawn | Temporary Power - Commercial - To provide temporary power. | 0777792 BC Ltd
EP-2022-02424 | 2022-04-08 | 650 W 41ST AVENUE, Vancouver, BC V5Z 2M9 | Electrical Permit | Commercial | New | Completed | Installation / Repair - Commercial - INTERIM PERMIT VALID FOR 1YEAR Check Application Documents for locations Power, lighting, Fire Alarm and raceways for LV systems to 3 levels of parkade and 3 levels of podium retail space -This permit request is for raceways and branch wiring only to facilitate the below grade poured concrete construction schedule while they are building from design progress drawings >BP: To construct four storeys of retail, food hall and restaurant space over three levels of underground parking. Shell permit. Stage I (excavation/shoring) issued December 7, 2021. Stage II (full construction below grade) in review | Western Pacific Enterprises Ltd
EP-2022-02570 | 2022-03-30 | 650 W 41ST AVENUE, Vancouver, BC V5Z 2M9 | Electrical Permit | Commercial | Addition | Completed | Installation / Repair - Commercial - Pull cable and install one router for Remote Viewing of the NVR (No maglocks) | PALADIN TECHNOLOGIES INC
EP-2022-02555 | 2022-03-30 | 650 W 41ST AVENUE, Vancouver, BC V5Z 2M9 | Electrical Permit | Commercial | Tenant Improvement | Completed | Installation / Repair - Commercial - Supply and install new LED light fixtures and emergency/exit lights. Install receptacles, wire and connect appliances as required for new administration office >BP: Interior alterations to provide improvement and to change use of unit #226 from a health care office to a general office for this new tenant in this existing commercial building. Scope of work includes: reconfiguring interior partition walls, replacing acoustic ceiling tiles, lighting, millwork and finishes. New Tenant: QuadReal OK for field review as per Nehzat J. Letters of assurance submitted: Schedule A: Anita Leonoff, Architect AIBC, 604-683-8797 Schedule B (Architectural): Anita Leonoff, Architect AIBC, 604-683-8797 Schedule B (Mech & Plumbing): Mark Yeung, P.Eng, 604-559-8809 Notes: - This building is sprinklered. A separate sprinkler permit is required for all related work. - Energy upgrade: E2 - Lighting - Upgrade to Local Control (per 9.4.1.1.(a) of ASHRAE 90.1-2016) | Heritage Electric Ltd
SP-2022-00573 | 2022-10-07 | 650 W 41ST AVENUE, Vancouver, BC V5Z 2M9 | Sprinkler Permit | Commercial | New | Issued | Commercial - Parking structure for Oakridge Phase 1 Mid. Four storeys of retail, food hall and restaurant space over three levels of underground parking. Shell permit. | Tyco Integrated Fire & Security Canada Inc/Tyco Feu Et Securite Integres Canada Inc
PP-2022-01245 | 2022-04-14 | 650 W 41ST AVENUE, Vancouver, BC V5Z 2M9 | Plumbing Permit | Commercial | Renovation | Completed | Commercial - UNIT #226 - Renovation to existing office space #226 Interior alterations to provide improvement and to change use of unit #226 from a health care office to a general office for this new tenant in this existing commercial building. Scope of work includes: reconfiguring interior partition walls, replacing acoustic ceiling tiles, lighting, millwork and finishes. | MDE Enterprises Ltd
EP-2021-09002 | 2022-02-18 | 650 W 41ST AVENUE, Vancouver, BC V5Z 2M9 | Electrical Permit | Commercial | New | Completed | Installation / Repair - Commercial - Pull cables and install 9 new cameras (No Maglocks) >BP: To construct four storeys of retail, food hall and restaurant space over three levels of underground parking. Shell permit. | Paladin Technologies Inc
PP-2022-00454 | 2022-09-08 | 650 W 41ST AVENUE, Vancouver, BC V5Z 2M9 | Plumbing Permit | Commercial | New | Issued | Commercial - Underground and above ground piping to transfer the water from the underground water wells to the treatment plant To construct mixed-use building comprised of one 32-storey tower (Building 3) and one 42-storey tower (Building 4) containing a total of 474 dwelling units; atop one podium containing Retail/Office Uses all over three levels of underground parking. (Phase I North) Shell permit. | Modern Niagara Vancouver Inc
EP-2022-00845 | 2022-02-09 | 650 W 41ST AVENUE, Vancouver, BC V5Z 2M9 | Electrical Permit | Commercial | New | Expired | Temporary Power - Commercial - To provide temporary power. >Amend: March 2 -installing 3 security cameras on poles on the NORTH, WEST and SOUTH sides of this site NOTE: Work authorized by this permit is for placement of a temporary power pole only and does not authorize any site construction and/or excavation. A separate Building Permit will be required prior to commencement of any other work on this site. >>>>>>>>>>> AMEND: Feb. 28th -We will be installing an outdoor monitoring system on wooden poles, one outdoor unit will be located on the North side of the site by the office trailers, a second outdoor unit will be located on the NW side of the site, a third outdoor unit will be locate on the East side of the site, and the fourth outdoor unit will be located on the SW of the site. | 0777792 BC Ltd
EP-2022-01446 | 2022-03-24 | 650 W 41ST AVENUE, Vancouver, BC V5Z 2M9 | Electrical Permit | Commercial | New | Expired | Installation / Repair - Commercial - In slab conduit and grounding rough in. For areas as noted below: Phase 1 - B Phase 1 - M **This permit will have a one year expiration date attached with the permit** | Mott Electric General Partnership
PP-2022-02326 | NULL | 650 W 41ST AVENUE, Vancouver, BC V5Z 2M9 | Plumbing Permit | Commercial | New | Applicant Revisions | Commercial - Revision to CEP Sanitary and PDTS piping To construct mixed-use building comprised of one 32-storey tower (Building 3) and one 42-storey tower (Building 4) containing a total of 474 dwelling units; atop one podium containing Retail/Office Uses all over three levels of underground parking. (Phase I North) Shell permit. | PML Professional Mechanical Ltd
SP-2022-01876 | 2023-01-20 | 650 W 41ST AVENUE, Vancouver, BC V5Z 2M9 | Sprinkler Permit | Commercial | New | Issued | Commercial - Oakridge - Phase 1 Mid Podium Sprinkler Permit. To install sprinklers to NFPA 13 2013 throughout this four storeys of retail, food hall and restaurant space over three levels of underground parking. Shell permit. The work also includes upgrades to the existing parkade and associated rooftop park | Tyco Integrated Fire & Security Canada Inc/Tyco Feu Et Securite Integres Canada Inc
EP-2022-10033 | 2022-11-29 | 650 W 41ST AVENUE, Vancouver, BC V5Z 2M9 | Electrical Permit | Commercial | New | Issued | Installation / Repair - Commercial - LOW VOLTAGE CABLE FOR A LEAK DETECTION SYSTEM | Burglar Busters Alarm & Security Ltd
EP-2022-10205 | 2022-12-02 | 650 W 41ST AVENUE, Vancouver, BC V5Z 2M9 | Electrical Permit | Commercial | Addition | Expired | Temporary Power - Commercial - To provide temporary power. Renewal of EP-2021-06694 Valid from Sep 8, 2022 to Sep 7, 2023 | Mott Electric General Partnership
SP-2023-00692 | 2023-08-30 | 650 W 41ST AVENUE, Vancouver, BC V5Z 2M9 | Sprinkler Permit | Commercial | Addition | Issued | Commercial - To install sprinklers in the Oakridge District Energy Systems. including the central energy plant, geo-exchange fields and cooling towers. | Tyco Integrated Fire & Security Canada Inc/Tyco Feu Et Securite Integres Canada Inc
EP-2023-04261 | 2023-06-16 | 650 W 41ST AVENUE, Vancouver, BC V5Z 2M9 | Electrical Permit | Commercial | New | Issued | Installation / Repair - Commercial - Four storeys of retail, food hall and restaurant space over three levels of underground parking: Power, lighting, fire alarm, communications for new 3 level podium retail space and 3 level parkade. Equipment is rated 25,000V for future utility upgrade. VISTA #5, Service: SF6 - DIST D-Vista-5 (25kV), SF6#V5-New Mall 1/2 feeds into 'T-Mall-1' 25kV - 600/347V 5000kVA and 'T-Mall-2' 25kV - 600/347V 5000kVA. SF6#V5-P/EVPH1M, feeds into 'T-PEVPH1M" 25kV - 600/347V 4000kVA. >BP: To construct four storeys of retail, food hall and restaurant space over three levels of underground parking. Shell permit. The work also includes upgrades to the existing parkade and associated rooftop park (BP fees revised to include this scope of work). this work is under BP-2023-01117. Stage I (excavation/shoring) issued December 7, 2021. Stage II (full construction below grade) issued April 8, 22 Stage III (construction above grade, shell permit) issued Jan 19/23 Revision 1: To transfer professional responsibility for the structure in the bubbled area of Zone 15 from Tommy Lai of Read Jones Christoffersen to Micheál O’Keeffe of Glotman Simpson Stage IV: the retail interior finishes and food hall fit-out and change of Architect of record (in review). | Western Pacific Enterprises Ltd
EP-2023-03227 | 2023-06-14 | 650 W 41ST AVENUE, Vancouver, BC V5Z 2M9 | Electrical Permit | Commercial | Addition | Issued | Installation / Repair - Commercial - Oakridge Energy District Energy System. This is a 25kv feed from a existing electrical room provided by base building electrical contractor. This is owner supplied distribution. Status contract is to supply pathways, cable, lighting instrumentation, communication and 120 / 208-volt distribution. >BP: To construct Oakridge District Energy Systems. including the central energy plant, geo-exchange fields and cooling towers. Note: The refrigerant exhaust stacks are not included in this permit. To be submitted as a future permit stage. | Status Electrical Corporation
EP-2023-00830 | 2023-02-02 | 650 W 41ST AVENUE, Vancouver, BC V5Z 2M9 | Electrical Permit | Commercial | NULL | Expired | Annual / Operating - -Annual Operating Permit -renewal of EP-2022-03363 AT NE PART OF OAKRIDGE MALL. EXISTING HV ROOM, NE TRANSFORMER ROOM, FIRE ALARM SYSTEMS, NEW ROOF TRANSFORMER, PARKING LOT LEVELS. Maintenance of existing operating electrical equipment. | Harbourview Electric Ltd
SP-2023-01368 | 2023-08-24 | 650 W 41ST AVENUE, Vancouver, BC V5Z 2M9 | Sprinkler Permit | Commercial | Tenant Improvement | Issued | Commercial - Relocate and add sprinkler heads.. >BP: Enabling works Interior and exterior alterations to the existing mall including: - reconfiguration of mall corridors; - reconfiguration of parking and loading spaces/access on Level P1; - new exit stairs at required locations for exiting; - relocation of a portion of the existing food court; and - addition of a temporary entrance along Cambie Street. The grease interceptor has been removed from this Building Permit application and will be submitted as part of the Tenant Improvement application. Revision 1 (issued July 18, 2019) includes: -change of project architect/CRP -structural scope by Glotman Simpson -Geotechnical scope by GeoPacific -changes to floor plans. Revision 2 (issued Oct.22, 2019) includes: -revision to structural shear walls -revision to CRU demising -revision to extent of roof area identified for restricted vehicular access and snow removal -penetrations for food hall tenant intake and exhaust -deletion of kitchen exhaust fan KEF-1. Revision 3 (issued December 17, 2019): base building revision to accommodate Presentation Centre shell space for future tenant improvement (Level P1 and Level 1). Revision 4: interior modification limited to CRU #443 to provide shell space for a temporary presentation centre. Revision 5: to re-occupy CRUs #452 and #463, revise parkade vestibule in Zone 1 Level 1 and delete temporary protection deck and supports in Zone 2 Level 1. Change of engineer of record (building envelope). Alan Bowden replaced Brian Hubbs as off January 22, 2020. Change of GC: PCL will be replaced by Ellis Don. Effective January 27, 2020, Ellis Don has taken over demolition of the North Parkade. Revision 6: relocation of an existing catch basin, installation of a sump pump and routing of existing sanitary lines, force main and vent piping. Revision 7: revision to mall corridor (level 1) to accommodate the separation and demolition and Phase I North structure. | Gisborne Industrial Construction Ltd
NULL | NULL | 650 W 41ST AVENUE, Vancouver, BC V5Z 2M9 | Sprinkler Permit | Commercial | Tenant Improvement | Withdrawn | Commercial - Relocate and add sprinkler heads. | Gisborne Industrial Construction Ltd
EP-2023-04151 | 2023-05-12 | 650 W 41ST AVENUE, Vancouver, BC V5Z 2M9 | Electrical Permit | Commercial | Renovation | Issued | Installation / Repair - Commercial - Relocating fire alarm devices from elevator shaft to be above the FACP temporarily. Elevator being decommissioned. Relocating FACP from building lobby to new exterior location within an approved rated custom enclosure, outside the demo zone. Reverifying fire alarm devices and system attached to the relocated FACP. *Permit Amendment Jul 06. 2023 -"Power rough in, remove power and make safe, install new devices – receptacles, baseboard heaters, t-stats, and relocate existing devices" | Houle Electric Limited
EP-2023-03912 | 2023-05-05 | 650 W 41ST AVENUE, Vancouver, BC V5Z 2M9 | Electrical Permit | Commercial | New | Completed | Interim - Commercial - Ceiling and wall rough in of lights and power. Cable tray install. >BP: To construct Oakridge District Energy Systems. including the central energy plant, geo-exchange fields and cooling towers. Note: The refrigerant exhaust stacks are not included in this permit. To be submitted as a future permit stage. | Status Electrical Corporation
PP-2023-01729 | 2023-08-01 | 650 W 41ST AVENUE, Vancouver, BC V5Z 2M9 | Plumbing Permit | Commercial | New | Issued | Commercial - To install and provide plumbing fixtures & piping for the Oakridge District Energy System. >BP: To construct Oakridge District Energy Systems. including the central energy plant, geo-exchange fields and cooling towers. Note: The refrigerant exhaust stacks are not included in this permit. To be submitted as a future permit stage. | Pitt Meadows Plumbing & Mechanical Systems (2001) Ltd
EP-2023-04315 | 2023-05-17 | 650 W 41ST AVENUE, Vancouver, BC V5Z 2M9 | Electrical Permit | Commercial | New | Issued | Temporary Power - Commercial - To provide temporary power. Renewal of EP-2022-03965 Valid: May 13, 2023 to May 12, 2024 | Maple Reinders Constructors Ltd
SP-2023-00992 | 2023-07-10 | 650 W 41ST AVENUE, Vancouver, BC V5Z 2M9 | Sprinkler Permit | Commercial | New | Issued | Commercial - Oakridge Phase 1M - Main Mall Entrance. To install sprinklers to NFPA 13 2013 and standpipe NFPA 14 2013 throughout the Phase 1M Main Mall Entrance portion of this mixed-use development for two (2) above grade floor levels: Level 01 and Level 02. The work is an extension / completion of the fire sprinkler and standpipe systems designed and installed under the PH1N (SP-2021-00614) and PH1M Podium (SP-2022-01876) scope of work. Sprinkler engineer Kevin O'Neill CP David Steer | Tyco Integrated Fire & Security Canada Inc/Tyco Feu Et Securite Integres Canada Inc
EP-2024-00593 | 2024-02-02 | 650 W 41ST AVENUE, Vancouver, BC V5Z 2M9 | Electrical Permit | Commercial | New | Issued | Installation / Repair - Commercial - Install 3/4 conduit for ICT pathways servicing the fan coils in PH1N of the Oakridge Development Project. Scope of work is to install 3/4" and 1" conduit complete with J hooks servicing the mechanical ICT connections. This scope is just for the pathways as CAT6 cable is pulled by others. BP: To construct mixed-use building comprised of one 32-storey tower (Building 3) and one 42-storey tower (Building 4) containing a total of 474 dwelling units; atop one podium containing Retail/Office Uses all over three levels of underground parking. (Phase I North) Shell permit. Stage I (excavation/shoring) permit issued without the related DP (August 19, 2019). Stage II (foundation and structure to grade) issued October 23, 2020. Revision I: Structural revisions to suite revised layouts and accommodate architectural, mechanical and electrical coordination. (issued 2/11/21) Revision II: Foundation structure to grade - construction of the area east of gridline C10 (previously excluded from Stage 2) (issued march 22, 21). Revision 3: full construction of parkade levels (issued April 23, 21) Stage III: podium levels full construction. Stage IV: Full construction for building 3 and building 4. Stage V: Interior finishes for lobbies, elevator lobbies and common areas on levels 2 to 6. Stage VI: Interior finishes for Retail areas on Levels P1 and P3. Change of Architect of record: As of March 31, 2023 Christopher Wegner is replacing William R. Bradley | Fettback & Heesterman Energy Ltd
EP-2024-00258 | 2024-02-05 | 650 W 41ST AVENUE, Vancouver, BC V5Z 2M9 | Electrical Permit | Commercial | Tenant Improvement | Issued | Installation / Repair - Commercial - Installation of lighting and kitchen electrical fit-out based off drawings for Oakridge mall food court. >BP: To construct four storeys of retail, food hall and restaurant space over three levels of underground parking. The work also includes upgrades to the existing parkade and associated rooftop park (BP fees revised to include this scope of work). this work is under BP-2023-01117. Stage I (excavation/shoring) issued December 7, 2021. Stage II (full construction below grade) issued April 8, 22 Stage III (construction above grade, shell permit) issued Jan 19/23 Revision 1: To transfer professional responsibility for the structure in the bubbled area of Zone 15 from Tommy Lai of Read Jones Christoffersen to Micheál O’Keeffe of Glotman Simpson Stage IV: the retail interior finishes and food hall fit-out and change of Architect of record (issued Nov 16/ 2023). | Bridge Electric Corp
SP-2023-02144 | NULL | 650 W 41ST AVENUE, Vancouver, BC V5Z 2M9 | Sprinkler Permit | Commercial | Tenant Improvement | Payment Pending | Commercial - Sprinkler modifications to the existing overhead base building sprinkler system to accommodate the Safeway Tenant Improvement scope of work in accordance with NFPA that will span two levels double-height space: Level P1 & level P2, including but not limited to the construction of new interior walls, offices, ceilings, bulkheads and self-contained refrigerated cases. . | Tyco Integrated Fire & Security Canada Inc/Tyco Feu Et Securite Integres Canada Inc
EP-2024-00165 | 2024-01-08 | 650 W 41ST AVENUE, Vancouver, BC V5Z 2M9 | Electrical Permit | Commercial | New | Issued | Installation / Repair - Commercial - Installation of heat trace wiring circuits for freeze protection on rooftop piping of Oakridge District Energy System. Scope of work strictly only covers heat trace cable Installation on rooftop piping system for cooling tower of geothermal system of Oakridge energy system. Scope covers heat trace cable on pipe and feeder cables from controllers located on rooftop electrical room. 4 heat trace circuits total from 2 controllers. Chromalox heat trace 208v/ 5 watts per foot. All other electrical feeding to controllers responsibly of other site main electrical contractor. BP: To construct Oakridge District Energy Systems. including the central energy plant, geo-exchange fields and cooling towers. Note: The refrigerant exhaust stacks are not included in this permit. To be submitted as a future permit stage. Stage II: To construct ventilation exhaust towers at grade. | K T L Electrical Ltd
EP-2024-00265 | 2024-01-22 | 650 W 41ST AVENUE, Vancouver, BC V5Z 2M9 | Electrical Permit | Commercial | New | Issued | Installation / Repair - Commercial - Installation of the heat trace will take place in parking area levels P1, 1a, 2 and 3 that are below building 4. Middle phase - Heat trace cable install on sprinkler system at oak ridge development. Line voltage connections and supply power done by others. Middle phase of project. Parking areas - P1, 1a, 2, 3. Stairwells. Corridors. Storage rooms. Water curtains. Bike silos. >BP: To construct mixed-use building comprised of one 32-storey tower (Building 3) and one 42-storey tower (Building 4) containing a total of 474 dwelling units; atop one podium containing Retail/Office Uses all over three levels of underground parking. (Phase I North) Shell permit. Stage I (excavation/shoring) permit issued without the related DP (August 19, 2019). Stage II (foundation and structure to grade) issued October 23, 2020. Revision I: Structural revisions to suite revised layouts and accommodate architectural, mechanical and electrical coordination. (issued 2/11/21) Revision II: Foundation structure to grade - construction of the area east of gridline C10 (previously excluded from Stage 2) (issued march 22, 21). Revision 3: full construction of parkade levels (issued April 23, 21) Stage III: podium levels full construction. Stage IV: Full construction for building 3 and building 4. Stage V: Interior finishes for lobbies, elevator lobbies and common areas on levels 2 to 6. Stage VI: Interior finishes for Retail areas on Levels P1 and P3. | Eastern Valley Electrical Ltd
EP-2023-09018 | 2023-10-06 | 650 W 41ST AVENUE, Vancouver, BC V5Z 2M9 | Electrical Permit | Commercial | Addition | Issued | Temporary Power - Commercial - To provide temporary power. Renewal of EP-2022-10205 Valid from Sep 8, 2023 to Sep 7, 2024 | Mott Electric General Partnership
MP-2023-01725 | 2023-09-22 | 650 W 41ST AVENUE, Vancouver, BC V5Z 2M9 | Mechanical Permit | NULL | NULL | Issued | NULL | Pitt Meadows Plumbing & Mechanical Systems (2001) Ltd
PP-2024-00035 | 2024-01-26 | 650 W 41ST AVENUE, Vancouver, BC V5Z 2M9 | Plumbing Permit | Commercial | Tenant Improvement | Issued | Commercial - Addition of Time Out Market food fair. >BP: To construct four storeys of retail, food hall and restaurant space over three levels of underground parking. The work also includes upgrades to the existing parkade and associated rooftop park (BP fees revised to include this scope of work). this work is under BP-2023-01117. | Ocean Park Mechanical Ltd
SP-2023-01772 | 2023-12-04 | 650 W 41ST AVENUE, Vancouver, BC V5Z 2M9 | Sprinkler Permit | Commercial | Tenant Improvement | Issued | Commercial - Sprinkler alterations (first TI) for a department store tenancy located on Levels 1 to 2 with vertical circulation areas extending to Levels P1 and P2. Levels 1 and 2 will contain retail, office , storage, and salon/spa spaces. The Project areas are considered a single suite under the management of a single tenant, Hudson’s Bay Company. | Tyco Integrated Fire & Security Canada Inc/Tyco Feu Et Securite Integres Canada Inc
NULL | NULL | 650 W 41ST AVENUE, Vancouver, BC V5Z 2M9 | Mechanical Permit | NULL | NULL | Draft | NULL | Pitt Meadows Plumbing & Mechanical Systems (2001) Ltd
EP-2023-06965 | 2023-08-01 | 950 W 41ST AVENUE, Vancouver, BC V5Z 2N7 | Electrical Permit | Commercial | NULL | Issued | Annual / Operating - ***ANNUAL OPERATING PERMIT*** Misc work throughout -Renewal of EP-2022-06744 -Valid: Aug. 31, 2023 - Aug. 30, 2024 | Mott Electric General Partnership
EP-2022-06744 | 2022-08-11 | 950 W 41ST AVENUE, Vancouver, BC V5Z 2N7 | Electrical Permit | Commercial | NULL | Expired | Annual / Operating - Misc electrical work throughout Renewal of EP-2021-05778 -Valid Aug. 31, 2022 - Aug. 30, 2023 | Mott Electric General Partnership
EP-2022-07353 | 2022-09-01 | 950 W 41ST AVENUE, Vancouver, BC V5Z 2N7 | Electrical Permit | Commercial | Renovation | Completed | Installation / Repair - Commercial - Maintenance replacement of fire alarm - the control unit and smoke detectors. Note: This permit has been issued based on Bulletin 2018-004-BU/EL. | Fina Electrical Systems Ltd
NULL | NULL | 3554 W 42ND AVENUE, Vancouver, BC V6N 3H6 | Electrical Permit | Residential | Tenant Improvement | Withdrawn | Installation / Repair - Residential - installation of moovair system | Moore And Russell Heating And Air Conditioning Ltd
NULL | NULL | 3554 W 42ND AVENUE, Vancouver, BC V6N 3H6 | Mechanical Permit | NULL | NULL | Withdrawn | NULL | Moore And Russell Heating And Air Conditioning Ltd
EP-2023-10032 | 2024-01-09 | 3554 W 42ND AVENUE, Vancouver, BC V6N 3H6 | Electrical Permit | Residential | Tenant Improvement | Issued | Installation / Repair - Residential - Decommission furnace and installed full electric system MP-2023-01988 ARCHAEOLOGICAL IMPACT: If work on this site could lead to the disturbance of soil advise applicant to contact the Provincial Archaeology Branch at 250-953-3334 for necessary permits. In addition, please be advised that reports from an Archaeologist (AIA, AOA) and permits from the First Nations may be necessary prior to the release of your City of Vancouver permits. | Moore And Russell Heating And Air Conditioning Ltd
MP-2023-01988 | 2023-11-06 | 3554 W 42ND AVENUE, Vancouver, BC V6N 3H6 | Mechanical Permit | NULL | NULL | Issued | NULL | Moore And Russell Heating And Air Conditioning Ltd
EP-2023-10115 | NULL | 3586 W 42ND AVENUE, Vancouver, BC V6N 3H6 | Electrical Permit | Residential | New | Withdrawn | Installation / Repair - Residential - Alarm, CCTV, Tel/TV/Data, Intercom | AIGO TECHNOLOGY INC
GP-2023-03461 | 2023-11-10 | 3586 W 42ND AVENUE, Vancouver, BC V6N 3H6 | Gas Permit | Residential | New | Issued | Residential - To install 2 boiler 4 range 4 BBQ There is pipping for 4 BBQ 2 range >BP: To construct a 2 storey two-family dwelling with 2 secondary suites located in the Basement/Cellar ($1,143,000) and 1 open parking at the rear providing 2 parking spaces, having vehicular access from the lane. *ARCHAEOLOGICAL IMPACT: If work on this site could lead to the disturbance of soil advise please contact the Provincial Archaeology Branch at 250-953-3334 | JOT MECHANICAL LTD
EP-2023-08991 | 2023-11-14 | 3586 W 42ND AVENUE, Vancouver, BC V6N 3H6 | Electrical Permit | Residential | New | Issued | Installation / Repair - Residential - new construction duplex *An approved mechanical permit is required for the installation of air conditioning or heat pump unit at the time of installation before a final electrical inspection will be performed >BP: To construct a 2 storey two-family dwelling with 2 secondary suites located in the Basement/Cellar ($1,143,000) and 1 open parking at the rear providing 2 parking spaces, having vehicular access from the lane. Note: The entire building, INCLUDING THE ATTACHED GARAGE (if applicable), to be sprinklered to 2 x NFPA 13D 1. Covenant registered at the Land Title Office under CB583542 2. A/C proposed – Exterior component located in rear, Interior component located on second floor 3. Schedule B: (J. Guo) P.Eng (604.518.1098) Structural & Geotechnical 4. HPO: Residential Builder- AIE Homes Ltd. Note: This is a 2 storey building pursuant to the Zoning and Development By-Law **THIS PERMIT HAS BEEN ISSUED UNDER THE REQUIREMENTS OF VBBL #12511 (2019)** Amend: 12/1/2023 to change from 200 amps to 400 amps | Big Forest Electric Ltd
PP-2023-03098 | 2023-09-01 | 3586 W 42ND AVENUE, Vancouver, BC V6N 3H6 | Plumbing Permit | Residential | New | Issued | Residential - New house construction >BP: To construct a 2 storey two-family dwelling with 2 secondary suites located in the Basement/Cellar and 1 open parking at the rear providing 2 parking spaces, having vehicular access from the lane. Note: The entire building, INCLUDING THE ATTACHED GARAGE (if applicable), to be sprinklered to 2 x NFPA 13D 1. Covenant registered at the Land Title Office under CB583542 2. A/C proposed – Exterior component located in rear, Interior component located on second floor 3. Schedule B: (J. Guo) P.Eng (604.518.1098) Structural & Geotechnical 4. HPO: Residential Builder- AIE Homes Ltd. | West Point Plumbing & Heating Ltd
MP-2023-01655 | 2023-09-11 | 3586 W 42ND AVENUE, Vancouver, BC V6N 3H6 | Mechanical Permit | NULL | NULL | Issued | NULL | West Point Plumbing & Heating Ltd
EP-2023-10540 | 2023-11-22 | 3586 W 42ND AVENUE, Vancouver, BC V6N 3H6 | Electrical Permit | Residential | New | Issued | Installation / Repair - Residential - Alarm,CCTV, Tel/TV/Data, intercom, etc >BP: To construct a 2 storey two-family dwelling with 2 secondary suites located in the Basement/Cellar ($1,143,000) and 1 open parking at the rear providing 2 parking spaces, having vehicular access from the lane. Note: The entire building, INCLUDING THE ATTACHED GARAGE (if applicable), to be sprinklered to 2 x NFPA 13D 1. Covenant registered at the Land Title Office under CB583542 2. A/C proposed – Exterior component located in rear, Interior component located on second floor 3. Schedule B: (J. Guo) P.Eng (604.518.1098) Structural & Geotechnical 4. HPO: Residential Builder- AIE Homes Ltd. Note: This is a 2 storey building pursuant to the Zoning and Development By-Law **THIS PERMIT HAS BEEN ISSUED UNDER THE REQUIREMENTS OF VBBL #12511 (2019)** | AIGO TECHNOLOGY INC
SP-2023-02197 | 2023-12-06 | 3586 W 42ND AVENUE, Vancouver, BC V6N 3H6 | Sprinkler Permit | Residential | New | Issued | Residential - DUPLEX WITH NEW SPRINKLERS >BP: To construct a 2 storey two-family dwelling with 2 secondary suites located in the Basement/Cellar and 1 open parking at the rear providing 2 parking spaces, having vehicular access from the lane. Note: The entire building, INCLUDING THE ATTACHED GARAGE (if applicable), to be sprinklered to 2 x NFPA 13D 1. Covenant registered at the Land Title Office under CB583542 2. A/C proposed – Exterior component located in rear, Interior component located on second floor 3. Schedule B: (J. Guo) P.Eng (604.518.1098) Structural & Geotechnical 4. HPO: Residential Builder- AIE Homes Ltd. | BC Fire Sprinklers Ltd
PP-2023-02714 | 2023-07-31 | 3586 W 42ND AVENUE, Vancouver, BC V6N 3H6 | Plumbing Permit | Residential | New | Issued | Residential - 1FD+SS - Sump Installation | G & H Demolition & Excavation Ltd.
EP-2023-05995 | 2023-07-05 | 3586 W 42ND AVENUE, Vancouver, BC V6N 3H6 | Electrical Permit | Residential | New | Issued | Temporary Power - Residential - To provide temporary power. | Big Forest Electric Ltd
GP-2022-00621 | 2022-02-28 | 3589 W 42ND AVENUE, Vancouver, BC V6N 3H5 | Gas Permit | Residential | New | Completed | Residential - Freestanding Gas Stove to Existing SFD Vent & Gas Hookup Only Replacement of old Valor Hearth Stove | Encore Fireplaces Ltd
PP-2022-01366 | 2022-05-13 | 3597 W 42ND AVENUE, Vancouver, BC V6N 3H5 | Plumbing Permit | Residential | New | Completed | Residential - Install 1 outside sump, no pump | Canadian Excavating Ltd
EP-2022-02620 | 2022-03-31 | 3597 W 42ND AVENUE, Vancouver, BC V6N 3H5 | Electrical Permit | Residential | New | Expired | Temporary Power - Residential - To provide temporary power. | SCS Electrical Services Ltd
SP-2022-01355 | 2022-08-24 | 3597 W 42ND AVENUE, Vancouver, BC V6N 3H5 | Sprinkler Permit | Residential | New | Completed | Residential - 2FD+SS - WEST - 5790 DUNBAR ST & 3599 W 42ND AV (SS) EAST - 3597 W 42ND AV new sprinkler system To construct a two-storey two-family dwelling with one secondary suites located in the basement, with a detached accessory building (garage) at the rear providing 2 parking spaces, having vehicular access from the lane. Note: This Building Permit will remain in a suspended status until the associated (green) Demolition Permit BP-2021-04062 is completed. Note: This is a 2 storey building pursuant to the Zoning and Development By-Law 1. Covenant to be registered at the Land Title Office prior to sheathing inspection. 2. No strata titling permitted 3. A/C units proposed in the rear yard 4. Bar sinks not proposed 7. The entire building, INCLUDING THE ATTACHED GARAGE (if applicable), to be sprinklered to 2XNFPA 13D. | Haven Fire Protection Ltd
PP-2022-02445 | 2022-07-15 | 3597 W 42ND AVENUE, Vancouver, BC V6N 3H5 | Plumbing Permit | Residential | New | Completed | Residential - NEW DPLX >To construct a two-storey two-family dwelling with one secondary suites ($861,000) located in the basement, with a detached accessory building (garage) at the rear providing 2 parking spaces, having vehicular access from the lane. Note: This is a 2 storey building pursuant to the Zoning and Development By-Law 1. Covenant to be registered at the Land Title Office prior to sheathing inspection. 2. No strata titling permitted 3. A/C units proposed in the rear yard 4. Bar sinks not proposed 5. Schedule B: Antony Wang, P.Eng (604-618-6236) Structural & Geotechnical Zhao Guan, P.Eng (778-868-5635) Geotechnical 6. HPO: Residential Builder - Ho's Construction Ltd. 7. The entire building, INCLUDING THE ATTACHED GARAGE (if applicable), to be sprinklered to 2XNFPA 13D. 8. Building line along Dunbar street ******THIS PERMIT HAS BEEN ISSUED UNDER THE REQUIREMENTS OF VBBL #12511 (2019)****** | One Stop Mechanical Ltd
GP-2022-02073 | 2022-07-15 | 3597 W 42ND AVENUE, Vancouver, BC V6N 3H5 | Gas Permit | Residential | New | Completed | Residential - -Gas appliances -FIRE PLACES PIPING ONLY. >BP: To construct a two-storey two-family dwelling with one secondary suites ($861,000) located in the basement, with a detached accessory building (garage) at the rear providing 2 parking spaces, having vehicular access from the lane. | One Stop Mechanical Ltd
EP-2022-05163 | 2022-06-27 | 3597 W 42ND AVENUE, Vancouver, BC V6N 3H5 | Electrical Permit | Residential | New | Completed | Installation / Repair - Residential - electrical work in a new duplex house, including services, underground, rough wire and finishing. Service for 200A, two meter, one of 125A meter for 3599 w 42nd ,One of 125A meter for 5790 Dunbar st. 3597 w 42nd for legal suit, only 90 A sub panel in legal suit >BP: To construct a two-storey two-family dwelling with one secondary suites ($861,000) located in the basement, with a detached accessory building (garage) at the rear providing 2 parking spaces, having vehicular access from the lane. Note: This Building Permit will remain in a suspended status until the associated (green) Demolition Permit BP-2021-04062 is completed. Note: This is a 2 storey building pursuant to the Zoning and Development By-Law 1. Covenant to be registered at the Land Title Office prior to sheathing inspection. 2. No strata titling permitted 3. A/C units proposed in the rear yard 4. Bar sinks not proposed 5. Schedule B: Antony Wang, P.Eng (604-618-6236) Structural & Geotechnical Zhao Guan, P.Eng (778-868-5635) Geotechnical 6. HPO: Residential Builder - Ho's Construction Ltd. 7. The entire building, INCLUDING THE ATTACHED GARAGE (if applicable), to be sprinklered to 2XNFPA 13D. 8. Building line along Dunbar street | SCS Electrical Services Ltd
GP-2023-04011 | 2023-12-13 | 18 W 43RD AVENUE, Vancouver, BC V5Y 2T5 | Gas Permit | Residential | New | Completed | Residential - NEW GAS COMBI BOILER REPLACEMENT | Conor Whyte Plumbing And Heating Limited
PP-2022-03917 | 2022-10-31 | 3496 W 3RD AVENUE, Vancouver, BC V6R 1L5 | Plumbing Permit | Residential | Renovation | Completed | Residential - Installation of one toilet, one bathroom sink and one tub >BP: Interior alterations to renovate the bathroom in this existing one family dwelling building on this site. REVISION #1: Change applicant from Peter Stewart (PWS Contracting Ltd.) to Geoffrey Wilson (G. Wilson Construction Co. Ltd.) as per property owner's request. Oct. 25, 2022 mlh | G2 Mechanical Ltd
EP-2022-08636 | 2022-10-12 | 3496 W 3RD AVENUE, Vancouver, BC V6R 1L5 | Electrical Permit | Residential | Renovation | Cancelled | Installation / Repair - Residential - Renovation to main floor bathroom. Installation of lighting and exhaust fan. Installation of floor heating. >BP: Interior alterations to renovate the bathroom in this existing one family dwelling building on this site. OK to process as DTI as per A. Patterson May 12, 2022 | REDISON ELECTRIC LTD
EP-2022-08857 | 2022-10-20 | 3496 W 3RD AVENUE, Vancouver, BC V6R 1L5 | Electrical Permit | Residential | Renovation | Completed | Installation / Repair - Residential - To continue work started by others (EP-2022-08636) Main floor bath renovations, including lighting and floor heat, and main floor hall lighting updates. Finishing of work started by other contractor. >BP: Interior alterations to renovate the bathroom in this existing one family dwelling building on this site. OK to process as DTI as per A. Patterson May 12, 2022 Amend: Nov 25, 2022 Contractor Declaration attached - previous contractors work was checked | Wespac Electrical Contractor Ltd
GP-2023-03436 | 2023-11-07 | 2256 W 37TH AVENUE, Vancouver, BC V6M 1P1 | Gas Permit | Residential | New | Completed | Residential - 1 Fireplace Piping permit 50' feet | R J Gas Ltd
GP-2023-03571 | 2023-11-17 | 2256 W 37TH AVENUE, Vancouver, BC V6M 1P1 | Gas Permit | Residential | New | Completed | Residential - 1 NEW GAS FIREPLACE WITH VENT AND HOOK-UP | Fastgo System 2011 Inc DBA Fireplaces Unlimited
GP-2022-00810 | 2022-03-14 | 2261 W 37TH AVENUE, Vancouver, BC V6M 1P2 | Gas Permit | Residential | Renovation | Completed | Residential - To replace 1 furnace in the same location | Paolo's Plumbing & Heating Ltd
GP-2022-01975 | 2022-07-04 | 2332 W 37TH AVENUE, Vancouver, BC V6M 1P3 | Gas Permit | Residential | Addition | Completed | Residential - Gas insert fireplace installation | Vaglio Fireplace LTD
GP-2023-00468 | 2023-02-08 | 2332 W 37TH AVENUE, Vancouver, BC V6M 1P3 | Gas Permit | Residential | Renovation | Completed | Residential - Gas log set fireplace installation | Vaglio Fireplace LTD
PP-2023-02269 | 2023-06-27 | 2403 W 37TH AVENUE, Vancouver, BC V6M 1P4 | Plumbing Permit | Commercial | New | Issued | Commercial - New Plumbing System >BP: **********************Part 5 Design********************** To relocate, alter, add to and convert this existing two-storey plus basement, Heritage A One-Family Dwelling to a Multiple Conversion Dwelling (Building 1) containing three dwelling units, and to construct a two-storey Infill One-Family Dwelling (Building 2) with an attached two-car garages and a common electrical room at rear, providing two surface parking spaces and having vehicular access from the Lane. | Vancity Plumbing & Heating Ltd
EP-2023-06207 | 2023-11-15 | 2403 W 37TH AVENUE, Vancouver, BC V6M 1P4 | Electrical Permit | Commercial | Renovation - Dwelling Unit(s) only | Issued | Installation / Repair - Commercial - ¦ MCD- 3FD: 125A ¦ NFPA 13R ¦ *An approved mechanical permit is required for the installation of air conditioning or heat pump unit at the time of installation before an electrical inspection will be performed *BP-2022-03017 indicates: Entire building is sprinklered to NFPA 13R requirements. BP-2022-03017 building application form indicates: Installation of fire alarm BP-2022-03017-MCD 2403 West 37th ave Unit # 1,2 and 3 -New service Single Phase 400 AMPS >BP: **********************Part 5 Design********************** To relocate, alter, add to and convert this existing two-storey plus basement, Heritage A One-Family Dwelling to a Multiple Conversion Dwelling (Building 1) containing three dwelling units, and to construct a two-storey Infill One-Family Dwelling (Building 2) with an attached two-car garages and a common electrical room at rear, providing two surface parking spaces and having vehicular access from the Lane. See BP-2022-03018 for the infill building. ******THIS PERMIT HAS BEEN REVIEWED AND ISSUED UNDER THE REQUIREMENTS OF VBBL 2019 AND AMENDMENT EFFECTIVE JAN 1ST, 2022. *********** Building Review Branch Notes: 1. Sch. A, Sch. D, Arch. B, Struct. B & Geo. B are submitted. 2. Entire building is full upgraded per F4, S4, N4, A4 and energy upgrade per Table 11.2.1.4.(2). 3. Entire building is sprinklered to NFPA 13R requirements. 4. All dwelling units have separate exterior entrances. 5. All new windows, doors, and skylights shall conform to AAMA/WDMA/CSA101/I.S.2/A440, NAFS. | SUNVIEW ELECTRICAL LTD
GP-2023-01923 | 2023-06-26 | 2403 W 37TH AVENUE, Vancouver, BC V6M 1P4 | Gas Permit | Residential | New | Issued | Residential - Installation of one gas fireplace venting and hook up only >BP: To relocate, alter, add to and convert this existing two-storey plus basement, Heritage A One-Family Dwelling to a Multiple Conversion Dwelling (Building 1) containing three dwelling units July 24, 2023 - Amend - Add 3 Fireplaces 1@27 000 BTU & 1@18 000 BTU | Urban Fireplaces Ltd
EP-2022-09294 | 2022-11-02 | 2403 W 37TH AVENUE, Vancouver, BC V6M 1P4 | Electrical Permit | Residential | Addition | Expired | Temporary Power - Residential - To provide temporary power. | SUNVIEW ELECTRICAL LTD
SP-2022-01985 | 2022-11-29 | 2403 W 37TH AVENUE, Vancouver, BC V6M 1P4 | Sprinkler Permit | Residential | New | Issued | Residential - Installation of new fire sprinkler system To relocate, alter, add to and convert this existing two-storey plus basement, Heritage A One-Family Dwelling to a Multiple Conversion Dwelling (Building 1) containing three dwelling units, and to construct a two-storey Infill One-Family Dwelling (Building 2) with an attached two-car garages and a common electrical room at rear, providing two surface parking spaces and having vehicular access from the Lane. | Fire Busters Inc
EP-2023-09984 | 2023-11-06 | 2403 W 37TH AVENUE, Vancouver, BC V6M 1P4 | Electrical Permit | Commercial | Addition | Issued | Installation / Repair - Commercial - Wiring and finishing of extra low voltage >BP: **********************Part 5 Design********************** To relocate, alter, add to and convert this existing two-storey plus basement, Heritage A One-Family Dwelling to a Multiple Conversion Dwelling (Building 1) containing three dwelling units, and to construct a two-storey Infill One-Family Dwelling (Building 2) with an attached two-car garages and a common electrical room at rear, providing two surface parking spaces and having vehicular access from the Lane. See BP-2022-03018 for the infill building. ******THIS PERMIT HAS BEEN REVIEWED AND ISSUED UNDER THE REQUIREMENTS OF VBBL 2019 AND AMENDMENT EFFECTIVE JAN 1ST, 2022. *********** Building Review Branch Notes: 1. Sch. A, Sch. D, Arch. B, Struct. B & Geo. B are submitted. 2. Entire building is full upgraded per F4, S4, N4, A4 and energy upgrade per Table 11.2.1.4.(2). 3. Entire building is sprinklered to NFPA 13R requirements. 4. All dwelling units have separate exterior entrances. 5. All new windows, doors, and skylights shall conform to AAMA/WDMA/CSA101/I.S.2/A440, NAFS. | Creative Security Solutions Ltd
GP-2023-03023 | 2023-10-13 | 2403 W 37TH AVENUE, Vancouver, BC V6M 1P4 | Gas Permit | Residential | New | Issued | Residential - 3 Ranges, 3 BBQ's & 3 Fireplaces (fireplace piping only) >BP: To relocate, alter, add to and convert this existing two-storey plus basement, Heritage A One-Family Dwelling to a Multiple Conversion Dwelling (Building 1) containing three dwelling units, and to construct a two-storey Infill One-Family Dwelling (Building 2) with an attached two-car garages and a common electrical room at rear, providing two surface parking spaces and having vehicular access from the Lane. | Symbolistic Heating Ltd
MP-2023-01631 | 2023-09-06 | 2403 W 37TH AVENUE, Vancouver, BC V6M 1P4 | Mechanical Permit | NULL | NULL | Issued | NULL | Division Mechanical Ltd
EP-2023-10914 | 2023-12-11 | 2403 W 37TH AVENUE, Vancouver, BC V6M 1P4 | Electrical Permit | Commercial | Addition | Issued | Temporary Power - Commercial - To provide temporary power. Renewal of EP-2022-09294 Valid: Nov 2, 2023 to Nov 1, 2024 | SUNVIEW ELECTRICAL LTD
GP-2022-00598 | 2022-02-24 | 2427 W 37TH AVENUE, Vancouver, BC V6M 1P4 | Gas Permit | Residential | Renovation - Dwelling Unit(s) only | Completed | Residential - Installing new furnace and on demand water heater | Reid Brothers Plumbing & Heating Ltd
EP-2023-04159 | 2023-05-12 | 2451 W 37TH AVENUE, Vancouver, BC V6M 1P4 | Electrical Permit | Residential | Renovation | Completed | Installation / Repair - Residential - 200A overhead service upgrade to home. Currently have 100A 240v 1 phase system. No alterations in home at all just a service upgrade. No heat pump or electric vehicle charger proposed. | F & S Electrical Ltd
GP-2023-02027 | 2023-07-12 | 2499 W 37TH AVENUE, Vancouver, BC V6M 1P4 | Gas Permit | Residential | New | Issued | Residential - 2 Water Heater, 2 Furnace, 2 Boiler , 4 Range 1 BBQ & 1 Fireplace Gas piping rough in Each unit has their own meter >BP: Interior and exterior alterations, and addition to convert this existing three-storey character house one-family dwelling to a three-storey MCD containing 4 dwelling units ***Amendment- September 25, 2023 - Added 1 Fireplace & BBQ on patio** | Newton AC Ltd
NULL | NULL | 2499 W 37TH AVENUE, Vancouver, BC V6M 1P4 | Electrical Permit | Residential | Addition | Withdrawn | Installation / Repair - Residential - electrical and low voltage work | Luxman Electricals Ltd
EP-2023-06527 | 2023-07-18 | 2499 W 37TH AVENUE, Vancouver, BC V6M 1P4 | Electrical Permit | Commercial | Addition | Issued | Temporary Power - Commercial - To provide temporary power. | Luxman Electricals Ltd
MP-2023-00368 | 2023-03-13 | 2499 W 37TH AVENUE, Vancouver, BC V6M 1P4 | Mechanical Permit | NULL | NULL | Issued | NULL | Highline Plumbing & Heating Ltd
EP-2022-05984 | 2022-07-15 | 2499 W 37TH AVENUE, Vancouver, BC V6M 1P4 | Electrical Permit | Residential | Addition | Expired | Temporary Power - Residential - To provide temporary power. | Luxman Electricals Ltd
EP-2023-07855 | 2023-08-31 | 2499 W 37TH AVENUE, Vancouver, BC V6M 1P4 | Electrical Permit | Commercial | Addition | Issued | Installation / Repair - Commercial - Electrical and low voltage rough in and finishing. >BP: Building Permit for DP-2020-00042 Interior and exterior alterations, and addition to convert this existing three-storey character house one-family dwelling to a three-storey MCD containing 4 dwelling units ($1,600,000) and to stratify the lot. ******THIS PERMIT HAS BEEN ISSUED UNDER THE REQUIREMENTS OF VBBL 2019******** Building envelope and environmental separation as per Part 5 design: Schedule A, Jason Skladan, Architect, AIBC (604.928.5301) Schedule B (Architectural), Jason Skladan, Architect, AIBC (604.928.5301) Schedule B, Structural; Jeff Allester, P.Eng. (604.228.0518) Schedule B, Geotechnical; Ward Phillips, P.Eng. (604.716.8881) and Schedule D, Building Envelope Review; Frits A. Huckriede submitted for this project. Building Review Branch Notes: 1. Reviewed during the 2020 pandemic crisis 2. Entire building to be sprinklered to NFPA 13R 3. A/C Unit proposed for Units 3&4 3. See BP-2021-00489 for Building 2 on this site (1 unit dwelling) Revision #1 (August 01, 2023) 1. Wall Assembly (W3 - basement) revised to include spray foam insulation. 2. Vaulted roof assembly (R1) revised to include spray foam where existing roof does not have ventilation. | Luxman Electricals Ltd
PP-2022-00174 | 2022-02-07 | 2499 W 37TH AVENUE, Vancouver, BC V6M 1P4 | Plumbing Permit | Residential | Renovation | Issued | Residential - Installing storm and sanitary connection to property line. 2 OS SUMPS NO PUMPS SW-2020-00114 Interior and exterior alterations, and addition to convert this existing three-storey character house one-family dwelling to a three-storey MCD containing 4 dwelling units ($1,600,000) and to stratify the lot. ******THIS PERMIT HAS BEEN ISSUED UNDER THE REQUIREMENTS OF VBBL 2019******** Building Review Branch Notes: 1. Reviewed during the 2020 pandemic crisis 2. Entire building to be sprinklered to NFPA 13R 3. A/C Unit proposed for Units 3&4 AUG 9/2022 ADD 2 OUTSIDE SUMPS NO PUMPS | SOURCE ONE EXCAVATING LTD
PP-2022-01072 | 2022-10-13 | 2499 W 37TH AVENUE, Vancouver, BC V6M 1P4 | Plumbing Permit | Residential | New | Issued | Residential - MCD - plumbing underground, above slab roughin and finishing **BP-2021-00489: SUSPENSDED** Interior and exterior alterations, and addition to convert this existing three-storey character house one-family dwelling to a three-storey MCD containing 4 dwelling units ($1,600,000) and to stratify the lot. | Highline Plumbing & Heating Ltd
SP-2022-00463 | 2022-07-14 | 2499 W 37TH AVENUE, Vancouver, BC V6M 1P4 | Sprinkler Permit | Commercial | New | Issued | Commercial - To install sprinklers to NFPA 13R in this three-storey MCD containing 4 dwelling units | NewTech Fire Protection Ltd
GP-2022-00983 | NULL | 2499 W 37TH AVENUE, Vancouver, BC V6M 1P4 | Gas Permit | Residential | Renovation | Withdrawn | Residential - Three complete boiler and piping only for three stoves and three bbq. >BP: Building Permit for DP-2020-00042 Interior and exterior alterations, and addition to convert this existing three-storey character house one-family dwelling to a three-storey MCD containing 4 dwelling units ($1,600,000) and to stratify the lot. ******THIS PERMIT HAS BEEN ISSUED UNDER THE REQUIREMENTS OF VBBL 2019******** | Ultra Mechanical Ltd
SP-2022-01346 | 2022-10-21 | 3556 W 3RD AVENUE, Vancouver, BC V6R 1L7 | Sprinkler Permit | Commercial | Renovation | Completed | Commercial - For sprinkler system alterations to the 2019 VBBL and NFPA 13, 2013 for the tenant improvements to alter and convert this existing one-family dwelling with secondary suite to a multiple conversion dwelling containing three dwelling units with a two-car detached garage and one surface parking space at the rear, for a total of three parking spaces, with vehicular access from the lane. Notes: Sprinkler Engineer of Record: Xiangyang Tan tan@xtengineering.com 778-706-5858 Detached 2-car parking garage to be used by Unit #1 only. | Oronsay Mechanical Ltd
GP-2022-02842 | 2022-09-26 | 3556 W 3RD AVENUE, Vancouver, BC V6R 1L7 | Gas Permit | Residential | New | Completed | Residential - To install three Boilers, three ranges. >BP: To alter and convert this existing one-family dwelling with secondary suite to a multiple conversion dwelling containing three dwelling units with a two-car detached garage and one surface parking space at the rear, for a total of three parking spaces, with vehicular access from the lane. | Realistic Plumbing & Heating
EP-2022-09702 | 2022-11-17 | 3556 W 3RD AVENUE, Vancouver, BC V6R 1L7 | Electrical Permit | Residential | New | Completed | Installation / Repair - Residential - Install Low Voltage wiring (networking), Security Alarm, CCTV, Data, Tel. Rough-In and Finishing >BP: Building Permit for DP-2019-00725 To alter and convert this existing one-family dwelling with secondary suite to a multiple conversion dwelling containing three dwelling units with a two-car detached garage and one surface parking space at the rear, for a total of three parking spaces, with vehicular access from the lane. | Magnificent Security Inc.
EP-2022-09110 | 2022-12-02 | 3556 W 3RD AVENUE, Vancouver, BC V6R 1L7 | Electrical Permit | Residential | Renovation | Completed | Installation / Repair - Residential - Installing 3 meter bases 100 amps each, BC Hydro service 200 amps and wiring for all 3 units *Permit Amendment Jul 18, 2023 -"When we applied for the permit we put by mistake that there will be fire alarms done. There are no fire alarms so we want to make change in our permit" *Permit Amendment Jan 01, 2023 New load calculation. Client doesn’t need 3 EV charges and it is going to be only one EV charger fed from panel 2. >>>Amend: January 5th, 2023 -We are adding 30 amps AC unit in the main panel instead of EV chargers >BP: Building Permit for DP-2019-00725 To alter and convert this existing one-family dwelling with secondary suite to a multiple conversion dwelling containing three dwelling units with a two-car detached garage and one surface parking space at the rear, for a total of three parking spaces, with vehicular access from the lane. | Rightway Electric Inc
PP-2023-04402 | 2023-12-20 | 1737 W 3RD AVENUE, Vancouver, BC V6J 1K7 | Plumbing Permit | Commercial | New | Completed | Commercial - Install Back Flow preventer on a coffeee machine CROSS CONNECTION LTR UPLOADED | David Beck
PP-2023-01920 | 2023-05-30 | 1848 W 3RD AVENUE, Vancouver, BC V6J 1K8 | Plumbing Permit | Commercial | New | Completed | Commercial - install required DCV for potable water | Inline Sales & Service Ltd
GP-2024-00101 | 2024-01-22 | 1883 W 3RD AVENUE, Vancouver, BC V6J 1K9 | Gas Permit | Residential | Addition | Issued | Residential - TO INSTALL 1 FURNACE RE/RE | BC Care Heating Services Ltd
PP-2023-02588 | 2023-07-21 | 1929 W 3RD AVENUE, Vancouver, BC V6J 1L3 | Plumbing Permit | Commercial | New | Completed | Commercial - Installation of a new backflow preventer in the parkade where water comes into the building Removed DCVA and install backflow preventer in boiler room Work as per City of Vancouver Engineering services requirements CROSS CONNECTION LTR UPLOADED | Xpert Mechanical
EP-2023-04305 | 2023-05-23 | 1930 W 3RD AVENUE, Vancouver, BC V6J 1L1 | Electrical Permit | Commercial | Renovation | Issued | Installation / Repair - Commercial - Maintenance replacement of fire alarm - The control unit and smoke detectors. Note: The issuance of this permit is based on Bulletin 2018-004-BU/EL. | Fina Electrical Systems Ltd
GP-2022-02463 | 2022-08-19 | 3180 W 43RD AVENUE, Vancouver, BC V6N 3J5 | Gas Permit | Residential | Renovation | Completed | Residential - Hot Water Heater Replacement | Hillcrest Plumbing & Heating (1991) Ltd
NULL | NULL | 2038 W 41ST AVENUE, Vancouver, BC V6M 1Y8 | Electrical Permit | Commercial | Renovation | Withdrawn | Installation / Repair - Commercial - Electrical to be removed from walls that are to be demo'd Switching to be rewired, so all lights are controlled from front and back of space | TCA Industries Ltd
EP-2023-05582 | 2023-06-27 | 2052 W 41ST AVENUE, Vancouver, BC V6M 1Y8 | Electrical Permit | Commercial | Tenant Improvement | Issued | Installation / Repair - Commercial - Upgrade BC Hydro metering from 200amps to 400 amps. The panel that we are working on is changing from 208 V, 200 amp to 208 V, 400 amp. The main panel board is 1600 amps. | High Point Electric Ltd
SP-2023-00855 | 2023-05-16 | 2052 W 41ST AVENUE, Vancouver, BC V6M 1Y8 | Sprinkler Permit | Commercial | Tenant Improvement | Completed | Commercial - add and relocate sprinkler heads to suit new wall and ceiling layout >BP: #215 Interior alterations to provide improvements for a new office tenant on the 2nd floor (#215) in this existing commercial use building on this site. *****This application does not include any of the following: 1. Not more than 20 sprinklers (add, relocate, or remove), 2. hydraulic calculations, 3. change in occupancy and /or hazard classification, 4. warehouse storage arrangements, 5. mobile compact storage arrangements, 6. alternative solutions, 7. changes to the sprinkler system supply piping (e.g. valves, mains, cross-mains, branch-lines, etc.), or 8. flexible sprinkler pipe. | Alpine Sprinkler Systems Ltd
EP-2022-06801 | 2022-08-12 | 2052 W 41ST AVENUE, Vancouver, BC V6M 1Y8 | Electrical Permit | Commercial | Renovation | Completed | Installation / Repair - Commercial - Data and security cabling install >BP: #210 - 2nd Floor Interior alterations to provide improvements for a new office tenant on the 2nd floor (#210) in this existing commercial use building on this site. Scope of work: New partition walls, doors, millwork, finishes. Electrical, plumbing, HVAC, RCP, Sprinklers to suit. See BP-2021-05643/OC-2022-00690 to demise #200 into four units TENANT: RBC Dominion Securities | Plan Group Inc
SP-2022-01410 | 2022-09-07 | 2052 W 41ST AVENUE, Vancouver, BC V6M 1Y8 | Sprinkler Permit | Commercial | Tenant Improvement | Completed | Commercial - UNIT #210 - Relocated and replaced with new sprinkler heads. >DB: #210 - 2nd Floor Interior alterations to provide improvements for a new office tenant on the 2nd floor (#210) in this existing commercial use building on this site. Scope of work: New partition walls, doors, millwork, finishes. Electrical, plumbing, HVAC, RCP, Sprinklers to suit. *****This application does not include any of the following: 1. Not more than 20 sprinklers (add, relocate, or remove), 2. hydraulic calculations, 3. change in occupancy and /or hazard classification, 4. warehouse storage arrangements, 5. mobile compact storage arrangements, 6. alternative solutions, 7. changes to the sprinkler system supply piping (e.g. valves, mains, cross-mains, branch-lines, etc.), or 8. flexible sprinkler pipe. | Viking Fire Protection Inc
EP-2022-08049 | 2022-09-26 | 2052 W 41ST AVENUE, Vancouver, BC V6M 1Y8 | Electrical Permit | Commercial | Tenant Improvement | Completed | Installation / Repair - Commercial - Install new trip setting in breaker to 400amp from 300amp. Install QMC metering on level 2 electrical closet for metering purpose of panel 2R and level 2 office panels ( 4 offices with panels ) #210 - 2nd Floor Interior alterations to provide improvements for a new office tenant on the 2nd floor (#210) in this existing commercial use building on this site. Scope of work: New partition walls, doors, millwork, finishes. Electrical, plumbing, HVAC, RCP, Sprinklers to suit. | High Point Electric Ltd
EP-2022-06756 | 2022-08-12 | 2052 W 41ST AVENUE, Vancouver, BC V6M 1Y8 | Electrical Permit | Commercial | Renovation | Completed | Installation / Repair - Commercial - Relocate existing light fixtures, install new light fixtures and occupancy sensing switches, install new receptacles, install new emergency lighting and exit signs, relocate one fire alarm a/v device, relocate existing 100A panel, provide infrastructure and back boxes only for low voltage communications wiring. >BP: Interior alterations to provide improvements for a new office tenant on the 2nd floor (#210) in this existing commercial use building on this site. Scope of work: New partition walls, doors, millwork, finishes. Electrical, plumbing, HVAC, RCP, Sprinklers to suit. See BP-2021-05643/OC-2022-00690 to demise #200 into four units TENANT: RBC Dominion Securities Letters of Assurance submitted by: Schedule A and Architectural Schedule B, Paul DaCunha, Architect, ph: 416-779-9324 OK For Field Review per Marisa Lee - June 2/22 E2 - Lighting - Upgrade to Local Control (per 9.4.1.1 (a) of ASHRAE 90.1-2016) Energy checklist is currently no longer required with your Building Permit (BP) application. Some supporting documents are still required at BP stage, specifically Envelope and HVAC, if applicable. Service Water Heating and Lighting supporting documents, if applicable, must be submitted with your related trades permits (e.g. electrical and plumbing). All energy upgrades will be checked during inspections stage. It is the applicant’s responsibility to identify and note all required upgrades including energy upgrades on their BP drawings at BP stage. | Charles Richard Pawluk o/a United Electrical Systems Ltd
PP-2022-02764 | 2022-08-10 | 2052 W 41ST AVENUE, Vancouver, BC V6M 1Y8 | Plumbing Permit | Commercial | Tenant Improvement | Completed | Commercial - RBC KERRISDALE - ADD A NEW KITCHEN SINK AND HOT WATER TANK >BP: Interior alterations to provide improvements for a new office tenant on the 2nd floor (#210) in this existing commercial use building on this site. Scope of work: New partition walls, doors, millwork, finishes. Electrical, plumbing, HVAC, RCP, Sprinklers to suit. See BP-2021-05643/OC-2022-00690 to demise #200 into four units TENANT: RBC Dominion Securities Letters of Assurance submitted by: Schedule A and Architectural Schedule B, Paul DaCunha, Architect, ph: 416-779-9324 OK For Field Review per Marisa Lee - June 2/22 E2 - Lighting - Upgrade to Local Control (per 9.4.1.1 (a) of ASHRAE 90.1-2016) Energy checklist is currently no longer required with your Building Permit (BP) application. Some supporting documents are still required at BP stage, specifically Envelope and HVAC, if applicable. Service Water Heating and Lighting supporting documents, if applicable, must be submitted with your related trades permits (e.g. electrical and plumbing). All energy upgrades will be checked during inspections stage. It is the applicant’s responsibility to identify and note all required upgrades including energy upgrades on their BP drawings at BP stage. | Inlet Mechanical Services Ltd
PP-2023-01224 | 2023-04-06 | 2052 W 41ST AVENUE, Vancouver, BC V6M 1Y8 | Plumbing Permit | Commercial | Renovation | Completed | Commercial - To install 1 kitchen sink >BP: Interior alterations to provide improvements for a new office tenant on the 2nd floor (#215) in this existing commercial use building on this site. | WESTBRIDGE PLUMBING & HEATING LTD
EP-2023-08701 | 2023-09-27 | 2052 W 41ST AVENUE, Vancouver, BC V6M 1Y8 | Electrical Permit | Commercial | NULL | Issued | Annual / Operating - Maintenance of existing operating electrical equipment in compliance with the Electrical By-law No. 5563. Minor electrical repairs, installations, and maintenance. CF-2023-010593 | Berts Electric (2001) Ltd
SP-2022-00035 | 2022-01-17 | 2052 W 41ST AVENUE, Vancouver, BC V6M 1Y8 | Sprinkler Permit | Commercial | Renovation | Completed | Commercial - walls were removed to have a open plan. >BP: #200 Interior alterations to demise the existing office space into 4 units and renovate the common washroom on the 2nd floor of this existing commercial building on this site. Architectural Schedule B provided by Anthony J Kloepfer Separate permit required for tenant improvement E2 - HVAC - Clean and balance all air systems Ok for field review as per Jamie Steen > *****This application does not include any of the following: 1. Not more than 20 sprinklers (add, relocate, or remove), 2. hydraulic calculations, 3. change in occupancy and /or hazard classification, 4. warehouse storage arrangements, 5. mobile compact storage arrangements, 6. alternative solutions, 7. changes to the sprinkler system supply piping (e.g. valves, mains, cross-mains, branch-lines, etc.), or 8. flexible sprinkler pipe | Five Star Fire Protection Ltd
EP-2023-08854 | 2023-10-17 | 2182 W 41ST AVENUE, Vancouver, BC V6M 1Z1 | Electrical Permit | Commercial | Renovation | Completed | Installation / Repair - Commercial - Apply ground flashing as required -No change or work to be done on service. Just installing ground flashing. | Wespac Electrical Contractor Ltd
EP-2023-08931 | 2023-10-04 | 2277 W 41ST AVENUE, Vancouver, BC V6M 2A3 | Electrical Permit | Commercial | Tenant Improvement | Completed | Installation / Repair - Commercial - Rough in and completion for data, tel and cctv. >BP: CHANGE OF MAJOR OCCUPANCY. Interior alterations to provide tenant improvements for a new Restaurant (Group A2) in an existing retail limited food (Group E) CRU in this existing 1-storey commercial building. Separate Permits are required for outdoor patio. No work permitted over the Building Line. Scope of work includes Change of Major Occupancy, New accessible washroom and kitchen equipment. This project is considered a small suite minor renovation and a small suite change of major occupancy. Part 11 upgrade triggers F1, S1, N1, and A1 apply. Schedule A, Schedule B (Structural), Christopher Man, P.Eng. Schedule B (Architectural), Hironobu Nishizawa, AIBC Schedule B (Electrical), Gary Jatana, P.Eng. Schedule B (Mechanical & Plumbing), Avinder Singh, P.Eng. submitted for this project. Building Review Notes: 1. This permit has been reviewed under the requirements of the VBBL #12511 (2019) 2. Separate Sign Permit is required for the new signage. 3. Class 1 cooking operations (grease-laden vapours). Commercial kitchen exhaust system to NFPA 96 (Type 1 hood). 4. No exterior alterations proposed. 5. Separate patio permit required. 6. Contractor is required to have a valid business license in the City of Vancouver before commencement of any work. 7. Total Occupant Load: 32 customers; 5 Staff; 37 total | Guardian Security Systems ltd
PP-2023-04069 | 2023-11-21 | 2277 W 41ST AVENUE, Vancouver, BC V6M 2A3 | Plumbing Permit | Commercial | Tenant Improvement | Completed | Commercial - Water Main Upgrade >DB: CHANGE OF MAJOR OCCUPANCY. Interior alterations to provide tenant improvements for a new Restaurant (Group A2) in an existing retail limited food (Group E) CRU in this existing 1-storey commercial building. | Via Plumbing Heating and Drainage Ltd
EP-2023-08726 | 2023-09-27 | 2277 W 41ST AVENUE, Vancouver, BC V6M 2A3 | Electrical Permit | Commercial | Renovation | Completed | Installation / Repair - Commercial - Restaurant renovation: Lighting Alteration and installation. Kitchen equipment power wiring and connections. Emergency Lighting installation. General power receptacles installation. >Permit Amendment Oct 17, 203 -Service ( Sub-service ) 200amp 208/120 V Conductor : 4/0 Al *Document(s) uploaded to "Application Documents" tab for Electrical Inspector review. Documents are at pending status at time of permit amendment approval >BP: Interior alterations to provide tenant improvements for a new Restaurant (Group A2) in an existing retail limited food (Group E) CRU in this existing 1-storey commercial building. Separate Permits are required for outdoor patio. No work permitted over the Building Line. Scope of work includes Change of Major Occupancy, New accessible washroom and kitchen equipment. This project is considered a small suite minor renovation and a small suite change of major occupancy. Part 11 upgrade triggers F1, S1, N1, and A1 apply. Schedule A, Schedule B (Structural), Christopher Man, P.Eng. Schedule B (Architectural), Hironobu Nishizawa, AIBC Schedule B (Electrical), Gary Jatana, P.Eng. Schedule B (Mechanical & Plumbing), Avinder Singh, P.Eng. submitted for this project. Building Review Notes: 1. This permit has been reviewed under the requirements of the VBBL #12511 (2019) 2. Separate Sign Permit is required for the new signage. 3. Class 1 cooking operations (grease-laden vapours). Commercial kitchen exhaust system to NFPA 96 (Type 1 hood). 4. No exterior alterations proposed. 5. Separate patio permit required. 6. Contractor is required to have a valid business license in the City of Vancouver before commencement of any work. 7. Total Occupant Load: 32 customers; 5 Staff; 37 total | Shuming Electric Ltd
PP-2023-03475 | 2023-10-04 | 2277 W 41ST AVENUE, Vancouver, BC V6M 2A3 | Plumbing Permit | Commercial | Tenant Improvement | Completed | Commercial - tenant improvement - >DB: CHANGE OF MAJOR OCCUPANCY. Interior alterations to provide tenant improvements for a new Restaurant (Group A2) in an existing retail limited food (Group E) CRU in this existing 1-storey commercial building. Separate Permits are required for outdoor patio. No work permitted over the Building Line. Scope of work includes Change of Major Occupancy, New accessible washroom and kitchen equipment. | Via Plumbing Heating and Drainage Ltd
GP-2023-03687 | NULL | 2277 W 41ST AVENUE, Vancouver, BC V6M 2A3 | Gas Permit | Commercial | Tenant Improvement | Application Incomplete | Commercial - Pipe alternation 20ft | Via Plumbing Heating and Drainage Ltd
EP-2022-01915 | 2022-03-09 | 2288 W 41ST AVENUE, Vancouver, BC V6M 1Z8 | Electrical Permit | Commercial | Tenant Improvement | Completed | Installation / Repair - Commercial - Lighting upgrade , replacement fluorescent lights to LED >BP: 1st, 2nd and 3rd levels Interior alterations only to provide tenant improvements for this existing Financial Institution use at this existing commercial building. Scope of work: minor demolition, new partition walls, doors, lighting, finishes, furniture, merchandising, banking equipment, electrical, mechanical and sprinkler work. TENANT: CIBC Letters of Assurance submitted by: - Schedule A and Architectural Schedule B, Roland Charpentier, AIBC, 403.716.8000 - Mechanical Schedule B, Jamil Khan, P.Eng, 403.716.8000 - Electrical Schedule B, Walid Hamed, P.Eng, 403.716.8000 Building Sprinklered – Separate sprinkler permit required for proposed sprinkler work. OK for field review as per Howie Chow, May 21, 2019. Energy upgrade: L2 - HVAC - Clean and Balance all Air Systems (per 6.7.2.3.2 of ASHRAE 90.1-2016) | MEK ENTERPRISES LTD
GP-2024-00030 | 2024-01-05 | 1937 W 44TH AVENUE, Vancouver, BC V6M 2E8 | Gas Permit | Residential | Renovation | Completed | Residential - hot water tank replacement | Reid Brothers Plumbing & Heating Ltd
EP-2023-07902 | 2023-08-31 | 2015 W 44TH AVENUE, Vancouver, BC V6M 2G1 | Electrical Permit | Residential | New | Issued | Temporary Power - Residential - To provide temporary power. Renewal of EP-2022-07141 Valid: Aug 24, 2023 to Aug 23, 2024 | Aidea Solutions Ltd
EP-2023-07559 | 2023-08-18 | 2015 W 44TH AVENUE, Vancouver, BC V6M 2G1 | Electrical Permit | Residential | New | Issued | Installation / Repair - Residential - CCTV cameras, Security alarms, Networking communication pre-wiring and installation. >BP: To construct a 2 storey + basement one-family ($1,400,000) with a detached accessory building (garage) ($10,000), at the rear providing 4 parking spaces, having vehicular access from the lane. 1. No Strata Titling permitted 2. A/C proposed – Exterior component located in rear yard, Interior component located in 2nd floor 3. Bar sink located in cellar 4. Schedule B: (Ke Jian) P.Eng (604.599.8890) Structural & Geotechnical 5. Rev#2: HPO: Residential Builder - Kingstar Building Ltd. Note: This is a 2 storey building pursuant to the Zoning and Development By-Law **THIS PERMIT HAS BEEN ISSUED UNDER THE REQUIREMENTS OF VBBL #12511 (2019)** | 8020 Kingkong Enterprises Ltd
GP-2023-02326 | 2023-08-09 | 2015 W 44TH AVENUE, Vancouver, BC V6M 2G1 | Gas Permit | Residential | New | Issued | Residential - 1 Boiler, 1 Range and 1 BBQ complete boiler and piping only for Range and BBQ >BP: To construct a 2 storey + basement one-family dwelling | Ultra Mechanical Ltd
PP-2022-04397 | 2022-12-12 | 2015 W 44TH AVENUE, Vancouver, BC V6M 2G1 | Plumbing Permit | Residential | New | Issued | Residential - New plumbing >BP: To construct a 2 storey + basement one-family with a detached accessory building (garage) , at the rear providing 4 parking spaces, having vehicular access from the lane. 1. No Strata Titling permitted 2. A/C proposed – Exterior component located in rear yard, Interior component located in 2nd floor 3. Bar sink located in cellar 4. Schedule B: (Ke Jian) P.Eng (604.599.8890) Structural & Geotechnical 5. HPO: Residential Builder- Kun Jian Construction Ltd. | EXCEL MECHANICAL LTD
MP-2023-00020 | 2023-01-04 | 2015 W 44TH AVENUE, Vancouver, BC V6M 2G1 | Mechanical Permit | NULL | NULL | Issued | NULL | EXCEL MECHANICAL LTD
EP-2022-06777 | 2022-08-12 | 2015 W 44TH AVENUE, Vancouver, BC V6M 2G1 | Electrical Permit | Residential | New | Issued | Installation / Repair - Residential - A new house wiring, all outlets, lighting system, equipment installation. 200 A , single phase, 120/240V, overhead service. To construct a 2 storey + basement one-family with a detached accessory building (garage), at the rear providing 4 parking spaces, having vehicular access from the lane. 1. No Strata Titling permitted 2. A/C proposed – Exterior component located in rear yard, Interior component located in 2nd floor 3. Bar sink located in cellar | Aidea Solutions Ltd
PP-2022-03161 | 2022-09-13 | 2015 W 44TH AVENUE, Vancouver, BC V6M 2G1 | Plumbing Permit | Residential | New | Issued | Residential - SUMPS NOTE: Engineering Assurance letter will be submitted to the Plumbing Inspector on the site. Letter shall conform to the requirements of Vancouver Bulletin 2000-008-EL/PL. | East West Excavating 2022 ltd
EP-2022-07141 | 2022-08-24 | 2015 W 44TH AVENUE, Vancouver, BC V6M 2G1 | Electrical Permit | Residential | New | Expired | Temporary Power - Residential - To provide temporary power. | Aidea Solutions Ltd
SP-2023-01406 | 2023-08-02 | 2015 W 44TH AVENUE, Vancouver, BC V6M 2G1 | Sprinkler Permit | Residential | New | Issued | Residential - new single house >BP: To construct a 2 storey + basement one-family with a detached accessory building (garage) , at the rear providing 4 parking spaces, having vehicular access from the lane. 1. No Strata Titling permitted 2. A/C proposed – Exterior component located in rear yard, Interior component located in 2nd floor 3. Bar sink located in cellar 4. Schedule B: (Ke Jian) P.Eng (604.599.8890) Structural & Geotechnical 5. Rev#2: HPO: Residential Builder - Kingstar Building Ltd. | Yu Fire Protection Inc.
MP-2023-01346 | 2023-07-24 | 2015 W 44TH AVENUE, Vancouver, BC V6M 2G1 | Mechanical Permit | NULL | NULL | Issued | NULL | Lumi HVAC Ltd
EP-2022-01929 | 2022-03-09 | 2060 W 44TH AVENUE, Vancouver, BC V6M 2E9 | Electrical Permit | Residential | New | Completed | Installation / Repair - Residential - 200A service (underground portion only) >BP: To construct a 2 storey with Basement one-family dwelling with a small car surface parking in the rear having vehicular access from the lane. The entire building to be sprinklered to NFPA 13D. NOTE: To achieve the required FSR a floor space exclusion of 2% has been applied to this application as per section 10.11.1 of the district schedule, to accommodate improved building performance. 1. Covenant registered at the Land Title Office under CA9355192 2. No strata titling permitted 3. A/C unit proposed in rear yard 4. Schedule A Brian Billingsley AIBC (604-714-1633) 5. Schedule B Brian Billingsley AIBC (604-714-1633) Architectural 6. Schedule B S. Payman Hosseini P.Eng (778-893-7351) Structural 7. Schedule B Matt Kokan P.Eng (604-439-0922) Geotechnical 8. BC Housing Billingsley Construction Ltd Note: Parking on this site has been provided under DB-2021-02757 Note: This is a 2 storey building pursuant to the Zoning and Development By-Law ******THIS PERMIT HAS BEEN ISSUED UNDER THE REQUIREMENTS OF VBBL 2019****** "Combustible projections or roof soffits on an exposing building face shall not project to less than .45m from the property line and shall be in compliance with VBBL 2019 9.10.15.5.(9) Amend: Oct 14, 2022 please add a full wire to code of the entire house (brand new build) to existing permit that only indicates underground service so far. Total value: aprox. $20,000 (already paid permit fee based on $2000; therefore $18,000 additional). | New Moon Electric Ltd
PP-2022-00868 | 2022-03-16 | 2060 W 44TH AVENUE, Vancouver, BC V6M 2E9 | Plumbing Permit | Residential | New | Completed | Residential - 1FD - #1 - new custom home To construct a 2 storey with Basement one-family dwelling with a small car surface parking in the rear having vehicular access from the lane. The entire building to be sprinklered to NFPA 13D. NOTE: To achieve the required FSR a floor space exclusion of 2% has been applied to this application as per section 10.11.1 of the district schedule, to accommodate improved building performance. 1. Covenant registered at the Land Title Office under CA9355192 2. No strata titling permitted 3. A/C unit proposed in rear yard | Conor Whyte Plumbing And Heating Limited
PP-2022-00185 | 2022-01-21 | 2060 W 44TH AVENUE, Vancouver, BC V6M 2E9 | Plumbing Permit | Residential | New | Completed | Residential - 1FD - #1 - Install one outside sump without pump To construct a 2 storey with Basement one-family dwelling with a small car surface parking in the rear having vehicular access from the lane. The entire building to be sprinklered to NFPA 13D. NOTE: To achieve the required FSR a floor space exclusion of 2% has been applied to this application as per section 10.11.1 of the district schedule, to accommodate improved building performance. 1. Covenant registered at the Land Title Office under CA9355192 2. No strata titling permitted 3. A/C unit proposed in rear yard AMEND: MAR 9/2022 Main house should be 2 sumps. 1 outside sump with pump, 1 outside sump without pump | Octiscapes Site Services Ltd
GP-2023-01475 | 2023-05-08 | 2060 W 44TH AVENUE, Vancouver, BC V6M 2E9 | Gas Permit | Residential | New | Completed | Residential - JennAir 36" Gas Cooktop >BP: To construct a 2 storey with Basement one-family dwelling with a small car surface parking in the rear having vehicular access from the lane. | Han Appliances & Refrigeration Ltd
GP-2022-02946 | 2022-10-03 | 2060 W 44TH AVENUE, Vancouver, BC V6M 2E9 | Gas Permit | Residential | New | Completed | Residential - custom home To construct a 2 storey with Basement one-family dwelling with a small car surface parking in the rear having vehicular access from the lane. The entire building to be sprinklered to NFPA 13D. NOTE: To achieve the required FSR a floor space exclusion of 2% has been applied to this application as per section 10.11.1 of the district schedule, to accommodate improved building performance. 1. Covenant registered at the Land Title Office under CA9355192 2. No strata titling permitted 3. A/C unit proposed in rear yard 4. Schedule A Brian Billingsley AIBC (604-714-1633) 5. Schedule B Brian Billingsley AIBC (604-714-1633) Architectural 6. Schedule B S. Payman Hosseini P.Eng (778-893-7351) Structural 7. Schedule B Matt Kokan P.Eng (604-439-0922) Geotechnical 8. BC Housing Billingsley Construction Ltd | Conor Whyte Plumbing And Heating Limited
EP-2022-06451 | 2022-08-05 | 2060 W 44TH AVENUE, Vancouver, BC V6M 2E9 | Electrical Permit | Residential | New | Completed | Installation / Repair - Residential - Low voltage including security, CCTV, Structured Wiring, and Intercom -complete security alarm installation (reference to EP-2022-06464) >BP: To construct a 2 storey with Basement one-family dwelling with a small car surface parking in the rear having vehicular access from the lane. >>>>>>>>Amend: Oct. 13 -address should be for the main house: 2060 W 44th Ave | Moda Smart Home Inc
SP-2022-01094 | 2022-07-05 | 2060 W 44TH AVENUE, Vancouver, BC V6M 2E9 | Sprinkler Permit | Residential | New | Completed | Residential - new fire sprinkler system installation To construct a 2 storey with Basement one-family dwelling with a small car surface parking in the rear having vehicular access from the lane. The entire building to be sprinklered to NFPA 13D. NOTE: To achieve the required FSR a floor space exclusion of 2% has been applied to this application as per section 10.11.1 of the district schedule, to accommodate improved building performance. 1. Covenant registered at the Land Title Office under CA9355192 2. No strata titling permitted 3. A/C unit proposed in rear yard 4. Schedule A Brian Billingsley AIBC (604-714-1633) 5. Schedule B Brian Billingsley AIBC (604-714-1633) Architectural 6. Schedule B S. Payman Hosseini P.Eng (778-893-7351) Structural 7. Schedule B Matt Kokan P.Eng (604-439-0922) Geotechnical 8. BC Housing Billingsley Construction Ltd Amend: Oct 17, 2022 Revised Calcs and drawings attached | CENTRE LINE FIRE SPRINKLERS LTD
PP-2022-03542 | 2022-10-05 | 2060 W 44TH AVENUE, Vancouver, BC V6M 2E9 | Plumbing Permit | Residential | New | Completed | Residential - Install 3/4 backflow prevention device for lawn irrigation | M&M Industries Ltd
PP-2022-03525 | 2022-10-05 | 2068 W 44TH AVENUE, Vancouver, BC V6M 2E9 | Plumbing Permit | Residential | Renovation | Completed | Residential - Pulling a new water service pipe to replace the old unit. AMEND: OCT 12/2022 CORRECT ADDRESS IS: 2068 W 44TH AV | Mainland Plumbing & Heating
EP-2023-04347 | 2023-05-17 | 2503 W 37TH AVENUE, Vancouver, BC V6N 2T3 | Electrical Permit | Residential | New | Issued | Temporary Power - Residential - To provide temporary power. | Boss Electric Ltd.
PP-2023-03052 | 2023-08-29 | 2503 W 37TH AVENUE, Vancouver, BC V6N 2T3 | Plumbing Permit | Residential | Renovation | Issued | Residential - MCD - Plumbing works >BP: To add, alter and convert this existing character One-Family Dwelling to a 2-storey plus basement Multiple Conversion Dwelling containing three side-by-side dwelling units. Notes: 1. Five (5) parking spaces (3-built-in and 2 surface parking) are located at the rear of the property, having vehicular access from the lane. 2. Building to be sprinklered to NFPA-13D. 3. Application approved under the VBBL #12511 (2019) | RAHELU PLUMBING & HEATING LTD.
PP-2023-03170 | 2023-09-08 | 2503 W 37TH AVENUE, Vancouver, BC V6N 2T3 | Plumbing Permit | Residential | New | Issued | Residential - Installing perimeter drain sump | BAJ MINI-EXCAVATING
NULL | NULL | 2503 W 37TH AVENUE, Vancouver, BC V6N 2T3 | Plumbing Permit | Residential | New | Draft | Residential - Plumbing works | RAHELU PLUMBING & HEATING LTD.
SP-2023-01654 | 2023-11-27 | 2503 W 37TH AVENUE, Vancouver, BC V6N 2T3 | Sprinkler Permit | Residential | New | Issued | Residential - For all sprinkler work to the 2019 VBBL; NFPA 13D, 2013; for work to add, alter and convert this existing character One-Family Dwelling to a 2-storey plus basement Multiple Conversion Dwelling containing three side-by-side dwelling units. Engineer of Record: Farzad Hemmati 604-649-4574 farzadh@bmactc.com | RAHELU PLUMBING & HEATING LTD.
EP-2023-08925 | 2023-11-21 | 2503 W 37TH AVENUE, Vancouver, BC V6N 2T3 | Electrical Permit | Residential | Addition | Issued | Installation / Repair - Residential - ¦ MCD- 600A ¦ NFPA 13D ¦ Three-2 storey units in one Building.Two Infill units on different Building permit s. Each All new electrical rough wiring and finishing. With unit unit seprate meteri in Electrical room and Electrical panel in the unit. Main service 600 Amps single phase with 3 wire.. -New 600 Amps single phase Underground *An approved mechanical permit is required for the installation of air conditioning or heat pump unit at the time of installation before an electrical inspection will be performed >BP: To add, alter and convert this existing character One-Family Dwelling to a 2-storey plus basement Multiple Conversion Dwelling containing three side-by-side dwelling units. Notes: 1. Five (5) parking spaces (3-built-in and 2 surface parking) are located at the rear of the property, having vehicular access from the lane. 2. Building to be sprinklered to NFPA-13D. 3. Application approved under the VBBL #12511 (2019) | Boss Electric Ltd.
GP-2023-00397 | 2023-02-03 | 2627 W 37TH AVENUE, Vancouver, BC V6N 2T3 | Gas Permit | Residential | Renovation | Completed | Residential - Replacement furnace | BC Wide Home Services Ltd
GP-2022-03549 | 2022-11-15 | 2676 W 37TH AVENUE, Vancouver, BC V6N 2T4 | Gas Permit | Residential | Renovation | Completed | Residential - re/re of furnace | Resilient Plumbing & Heating Inc
EP-2022-06404 | 2022-08-02 | 2756 W 37TH AVENUE, Vancouver, BC V6N 2T6 | Electrical Permit | Residential | Addition | Issued | Installation / Repair - Residential - Adding in a small 20amp ac unit to a 200amp panel | WESTPEAK ELECTRICAL LTD
EP-2023-04328 | 2023-05-16 | 2854 W 37TH AVENUE, Vancouver, BC V6N 2T6 | Electrical Permit | Residential | New | Issued | Temporary Power - Residential - To provide temporary power. | AMJ ELECTRIC SERVICES INC
EP-2023-06866 | 2023-08-16 | 2854 W 37TH AVENUE, Vancouver, BC V6N 2T6 | Electrical Permit | Residential | Addition | Issued | Installation / Repair - Residential - SERVICE CHANGE AND SAFETY CHECK >Permit Amendment Aug 21, 2023 Disconnect switch will be install beside the meter for main house because existing feeder to house is 4/0 , 150 amps disconnect with 150 amps fuses will be install by meter to protect the feeder | AMJ ELECTRIC SERVICES INC
NULL | NULL | 2854 W 37TH AVENUE, Vancouver, BC V6N 2T6 | Mechanical Permit | NULL | NULL | Draft | NULL | NULL
GP-2022-04061 | 2022-12-19 | 1948 W 3RD AVENUE, Vancouver, BC V6J 1L1 | Gas Permit | Residential | Renovation | Completed | Residential - Furnace Replacement | House Smart Home Improvements Ltd
GP-2022-04048 | NULL | 1948 W 3RD AVENUE, Vancouver, BC V6J 1L1 | Gas Permit | Residential | Renovation | Withdrawn | Residential - Furnace replacement | House Smart Home Improvements Ltd
PP-2023-03820 | 2023-11-01 | 1963 W 3RD AVENUE, Vancouver, BC V6J 1L2 | Plumbing Permit | Residential | Addition | Completed | Residential - Install DCVA | Urban Plumbing & Heating Ltd
EP-2023-10730 | 2023-12-05 | 2066 W 3RD AVENUE, Vancouver, BC V6J 1L5 | Electrical Permit | Commercial | Renovation | Completed | Installation / Repair - Commercial - Replacement of the old Mirtone FA panel which failed during routine testing and maintenance with Mircom FA 106. Replace faulty Fire Alarm panel with new Fire Alarm panel. Bulletin 2018-004 BU/EL Category 2, Attachment 1, C new control unit is compatible with all the existing devices incorporated in the existing FAS -There are no new devices or wiring planned. We are just replacing the failing panel and the existing remote trouble with new compatible Mircom units. | 0777792 BC Ltd
PP-2023-04009 | 2023-11-15 | 2170 W 3RD AVENUE, Vancouver, BC V6K 1L1 | Plumbing Permit | Commercial | New | Completed | Commercial - Installation of a premise isolation backflow preventer as per City of Vancouver requirements. CROSS CONNECTION LTR UPLOADED | Xpert Mechanical
GP-2023-01156 | 2023-04-18 | 391 W 43RD AVENUE, Vancouver, BC V5Y 2T9 | Gas Permit | Residential | Tenant Improvement | Completed | Residential - re/re: one -199,000 boiler Removal and Disposal of Ecoking boilers Supply and Install Viessmann Vitodens B1HE 199 | Valley Pacific Mechanical Contracting Ltd
GP-2023-01191 | 2023-04-18 | 395 W 43RD AVENUE, Vancouver, BC | Gas Permit | Residential | Addition | Completed | Residential - Boiler for Laneway house GP-2023-01156 - main house | Valley Pacific Mechanical Contracting Ltd
GP-2023-03677 | 2023-11-22 | 428 W 43RD AVENUE, Vancouver, BC V5Y 2T8 | Gas Permit | Residential | Renovation | Issued | Residential - RE&RE hot water tank | Milani Plumbing Heating & Air Conditioning Ltd
GP-2023-00577 | 2023-02-17 | 869 W 43RD AVENUE, Vancouver, BC | Gas Permit | Residential | Addition | Completed | Residential - re and re dryer | Christopher Sterling
PP-2022-03822 | NULL | 1040 W 43RD AVENUE, Vancouver, BC V6M 2B9 | Plumbing Permit | Commercial | Renovation | Draft | Commercial - Installation of prv valve cew1589480. | Water Design-COV - Paolo Bandiera
EP-2023-04284 | 2023-05-23 | 1125 W 43RD AVENUE, Vancouver, BC V6M 2B8 | Electrical Permit | Residential | Addition | Issued | Installation / Repair - Residential - Installation of security system | ADT Security Services Canada Inc
GP-2023-00797 | 2023-03-06 | 1133 W 43RD AVENUE, Vancouver, BC V6M 2B8 | Gas Permit | Residential | New | Completed | Residential - Gas cooktop re/re | Super Tech Appliances Installation Ltd
NULL | NULL | 3470 W 41ST AVENUE, Vancouver, BC V6N 3E4 | Plumbing Permit | Commercial | New | Draft | Commercial - new construction 6 story apartment | Kreklevich & Sons Plumbing Ltd
GP-2023-04029 | 2023-12-14 | 1488 W 43RD AVENUE, Vancouver, BC V6M 4K7 | Gas Permit | Residential | Renovation | Completed | Residential - boiler replacement | Diyako Khayat o/a Techno-Gas Heating
GP-2023-02821 | 2023-09-27 | 1914 W 43RD AVENUE, Vancouver, BC V6M 2C6 | Gas Permit | Residential | New | Issued | Residential - INSTALL TWO GAS FIREPLACES VENT AND HOOK UP >BP: To construct a 2 storey + cellar one-family dwelling ($936,242) with 1 open parking pad, and 1 enclosed parking space, providing 2 parking spaces total, having vehicular access from the 20' Lane. | Fastgo System 2011 Inc DBA Fireplaces Unlimited
EP-2023-07938 | 2023-08-31 | 1914 W 43RD AVENUE, Vancouver, BC V6M 2C6 | Electrical Permit | Residential | New | Issued | Installation / Repair - Residential - Extra Low voltage installation including CCTV cameras, Security alarm, Viedointercom, background music, Tel, Data, Home Theater. >BP: To construct a 2 storey + cellar one-family dwelling ($936,242) with 1 open parking pad, and 1 enclosed parking space, providing 2 parking spaces total, having vehicular access from the 20' Lane. 1. Covenant registered at the Land Title Office under CA9341431 2. No Strata Titling permitted 3. A/C proposed – Exterior component located in East SY, Interior component located in Cellar 4. Bar sink located in Cellar 5. Schedule B: (ANTONY WANG) P.Eng (604-618-6236) Structural 6. Schedule B: (PAULLUS K.F. YOUNG) P.Eng (604-841-7748) Geotechnical 7. Schedule A: (JOHN HENSHAW) (604-264-1072) commitment 8. HPO: Residential Builder- (Yick Sun Enterprises Ltd.) Note: This is a 2 storey building pursuant to the Zoning and Development By-Law **THIS PERMIT HAS BEEN ISSUED UNDER THE REQUIREMENTS OF VBBL #12511 (2019) ** | Vanstar Electric Ltd
SP-2023-01897 | 2023-10-13 | 1914 W 43RD AVENUE, Vancouver, BC V6M 2C6 | Sprinkler Permit | Residential | New | Issued | Residential - Install sprinklers in afd >BP: To construct a 2 storey + cellar one-family dwelling with 1 open parking pad, and 1 enclosed parking space, providing 2 parking spaces total, having vehicular access from the 20' Lane. 1. Covenant registered at the Land Title Office under CA9341431 2. No Strata Titling permitted 3. A/C proposed – Exterior component located in East SY, Interior component located in Cellar 4. Bar sink located in Cellar 5. Schedule B: (ANTONY WANG) P.Eng (604-618-6236) Structural 6. Schedule B: (PAULLUS K.F. YOUNG) P.Eng (604-841-7748) Geotechnical 7. Schedule A: (JOHN HENSHAW) (604-264-1072) commitment 8. HPO: Residential Builder- (Yick Sun Enterprises Ltd.) | Gold Key Fire Protection Ltd
MP-2023-00501 | 2023-03-27 | 1914 W 43RD AVENUE, Vancouver, BC V6M 2C6 | Mechanical Permit | NULL | NULL | Issued | NULL | ALI & ALI PLUMBING & HEATING LTD
GP-2023-02308 | 2023-08-08 | 1914 W 43RD AVENUE, Vancouver, BC V6M 2C6 | Gas Permit | Residential | New | Issued | Residential - 1 boiler, 1 range, 2 fireplaces & 1 BBQ There is pipping for fireplaces and BBQ >BP: To construct a 2 storey + cellar one-family dwelling | JOT MECHANICAL LTD
EP-2023-05500 | 2023-06-19 | 1914 W 43RD AVENUE, Vancouver, BC V6M 2C6 | Electrical Permit | Residential | New | Issued | Temporary Power - Residential - To provide temporary power. | Altech Electric Ltd
PP-2022-03768 | 2022-10-20 | 1914 W 43RD AVENUE, Vancouver, BC V6M 2C6 | Plumbing Permit | Residential | New | Issued | Residential - SUMPS NOTE: Engineering Assurance letter will be submitted to the Plumbing Inspector on the site. Letter shall conform to the requirements of Vancouver Bulletin 2000-008-EL/PL. | East West Excavating 2022 ltd
PP-2023-00205 | 2023-01-20 | 1914 W 43RD AVENUE, Vancouver, BC V6M 2C6 | Plumbing Permit | Residential | New | Issued | Residential - new plumbing >To construct a 2 storey + cellar one-family dwelling ($936,242) with 1 open parking pad, and 1 enclosed parking space, providing 2 parking spaces total, having vehicular access from the 20' Lane. Note: This Building Permit will remain in a suspended status until the associated (green) Demolition Permit BP-2021-04494 is completed. 1. Covenant registered at the Land Title Office under CA9341431 2. No Strata Titling permitted 3. A/C proposed – Exterior component located in East SY, Interior component located in Cellar 4. Bar sink located in Cellar 5. Schedule B: (ANTONY WANG) P.Eng (604-618-6236) Structural 6. Schedule B: (PAULLUS K.F. YOUNG) P.Eng (604-841-7748) Geotechnical 7. Schedule A: (JOHN HENSHAW) (604-264-1072) commitment 8. HPO: Residential Builder- (Yick Sun Enterprises Ltd.) Note: This is a 2 storey building pursuant to the Zoning and Development By-Law **THIS PERMIT HAS BEEN ISSUED UNDER THE REQUIREMENTS OF VBBL #12511 (2019) ** | ALI & ALI PLUMBING & HEATING LTD
EP-2022-05095 | 2022-06-15 | 1914 W 43RD AVENUE, Vancouver, BC V6M 2C6 | Electrical Permit | Residential | New | Expired | Temporary Power - Residential - To provide temporary power. | Altech Electric Ltd
EP-2022-07200 | 2022-08-26 | 1914 W 43RD AVENUE, Vancouver, BC V6M 2C6 | Electrical Permit | Residential | New | Issued | Installation / Repair - Residential - Electrical wiring for single family dwelling >BP: To construct a 2 storey + cellar one-family dwelling ($936,242) with 1 open parking pad, and 1 enclosed parking space, providing 2 parking spaces total, having vehicular access from the 20' Lane. Note: This Building Permit will remain in a suspended status until the associated (green) Demolition Permit BP-2021-04494 is completed. 1. Covenant registered at the Land Title Office under CA9341431 2. No Strata Titling permitted 3. A/C proposed – Exterior component located in East SY, Interior component located in Cellar 4. Bar sink located in Cellar 5. Schedule B: (ANTONY WANG) P.Eng (604-618-6236) Structural 6. Schedule B: (PAULLUS K.F. YOUNG) P.Eng (604-841-7748) Geotechnical 7. Schedule A: (JOHN HENSHAW) (604-264-1072) commitment 8. HPO: Residential Builder- (Yick Sun Enterprises Ltd.) Note: This is a 2 storey building pursuant to the Zoning and Development By-Law Address Information: Principle Dwelling: #1-1914 W 43rd Av - One Family Dwelling (2 storey with cellar) Laneway home: #3-1914 W 43rd Av Addresses have been assigned per the approved plans, access to the laneway is from the East side. This access must be provided & maintained at all times and the building addresses posted to be visible from the street in accordance with the Building By-law. **THIS PERMIT HAS BEEN ISSUED UNDER THE REQUIREMENTS OF VBBL #12511 (2019) ** | Altech Electric Ltd
EP-2022-02467 | 2022-03-27 | 1959 W 43RD AVENUE, Vancouver, BC V6M 2C7 | Electrical Permit | Residential | New | Expired | Temporary Power - Residential - To provide temporary power. | CROWN ELECTRICAL CONTRACTOR LTD
EP-2022-07803 | 2022-09-22 | 1959 W 43RD AVENUE, Vancouver, BC V6M 2C7 | Electrical Permit | Residential | New | Completed | Installation / Repair - Residential - Single family dwelling wiring To construct a 2 storey + basement one-family dwelling with a secondary suite located in the basement with a two open parking pad, at the rear providing 2 parking spaces, having vehicular access from the lane. Note: This is a 2 storey building pursuant to the Zoning and Development By-Law 1- Covenant registered at the Land Title Office under CA9606108 2- No strata titling permitted 3- Bar sink proposed in main floor. 4- A/C unit proposed in rear yard. 5- Schedule B: Antony Wang P.Eng (604-618-6236) Structural & Geotechnical 6- HPO: Hantech Construction Ltd | CROWN ELECTRICAL CONTRACTOR LTD
PP-2022-03331 | 2022-09-22 | 1959 W 43RD AVENUE, Vancouver, BC V6M 2C7 | Plumbing Permit | Residential | New | Completed | Residential - SUMPS NOTE: Engineering Assurance letter will be submitted to the Plumbing Inspector on the site. Letter shall conform to the requirements of Vancouver Bulletin 2000-008-EL/PL. | East West Excavating 2022 ltd
GP-2022-03369 | 2022-10-31 | 1959 W 43RD AVENUE, Vancouver, BC V6M 2C7 | Gas Permit | Residential | New | Completed | Residential - gas ( fire place rough in only ) >To construct a 2 storey + basement one-family dwelling with a secondary suite located in the basement with a two open parking pad, at the rear providing 2 parking spaces, having vehicular access from the lane. Note: This Building Permit will remain in a suspended status until the associated (green) Demolition Permit BP-2021-05486 is completed. Note: This is a 2 storey building pursuant to the Zoning and Development By-Law 1- Covenant registered at the Land Title Office under CA9606108 2- No strata titling permitted 3- Bar sink proposed in main floor. 4- A/C unit proposed in rear yard. 5- Schedule B: Antony Wang P.Eng (604-618-6236) Structural & Geotechnical 6- HPO: Hantech Construction Ltd Combustible projections or roof soffits on an exposing building face shall not project to less than .45m from the property line and shall be in compliance with VBBL 2019 9.10.15.5.(9) The entire building, to be sprinklered to NFPA 13D. ******THIS PERMIT HAS BEEN ISSUED UNDER THE REQUIREMENTS OF VBBL #12511 (2019)****** | WDR CONTRACTING LTD
PP-2022-03913 | 2022-10-31 | 1959 W 43RD AVENUE, Vancouver, BC V6M 2C7 | Plumbing Permit | Residential | New | Completed | Residential - New Plumbing for: >BP: To construct a 2 storey + basement one-family dwelling with a secondary suite located in the basement with a two open parking pad, at the rear providing 2 parking spaces, having vehicular access from the lane. | WDR CONTRACTING LTD
MP-2022-00520 | 2022-11-03 | 1959 W 43RD AVENUE, Vancouver, BC V6M 2C7 | Mechanical Permit | NULL | NULL | Completed | NULL | WDR CONTRACTING LTD
EP-2023-02791 | 2023-03-30 | 1959 W 43RD AVENUE, Vancouver, BC V6M 2C7 | Electrical Permit | Residential | New | Issued | Temporary Power - Residential - To provide temporary power. | CROWN ELECTRICAL CONTRACTOR LTD
EP-2023-01349 | 2023-02-16 | 1959 W 43RD AVENUE, Vancouver, BC V6M 2C7 | Electrical Permit | Residential | New | Completed | Installation / Repair - Residential - Install Low Voltage wiring (networking), Alarm, CCTV, Data, Tel., Audio. Rough-In and Finishing >BP: To construct a 2 storey + basement one-family dwelling with a secondary suite located in the basement with a two open parking pad, at the rear providing 2 parking spaces, having vehicular access from the lane. Note: This is a 2 storey building pursuant to the Zoning and Development By-Law 1- Covenant registered at the Land Title Office under CA9606108 2- No strata titling permitted 3- Bar sink proposed in main floor. 4- A/C unit proposed in rear yard. 5- Schedule B: Antony Wang P.Eng (604-618-6236) Structural & Geotechnical 6- HPO: Hantech Construction Ltd | Magnificent Security Inc.
SP-2023-00254 | 2023-02-14 | 1959 W 43RD AVENUE, Vancouver, BC V6M 2C7 | Sprinkler Permit | Residential | New | Completed | Residential - New sprinkler system installations >BP: To construct a 2 storey + basement one-family dwelling with a secondary suite located in the basement with a two open parking pad, at the rear providing 2 parking spaces, having vehicular access from the lane. Note: This is a 2 storey building pursuant to the Zoning and Development By-Law 1- Covenant registered at the Land Title Office under CA9606108 2- No strata titling permitted 3- Bar sink proposed in main floor. 4- A/C unit proposed in rear yard. 5- Schedule B: Antony Wang P.Eng (604-618-6236) Structural & Geotechnical 6- HPO: Hantech Construction Ltd | Spectrum Fire Protection Ltd
PP-2023-02985 | 2023-08-23 | 1959 W 43RD AVENUE, Vancouver, BC V6M 2C7 | Plumbing Permit | Residential | New | Completed | Residential - installing a backflow preventer for lawn irrigation | Chongren Yao
GP-2023-01609 | 2023-05-19 | 825 W 47TH AVENUE, Vancouver, BC V5Z 2R7 | Gas Permit | Residential | Renovation | Completed | Residential - Install gas furnace | ROMA Heating Ltd
GP-2022-02795 | 2022-09-19 | 876 W 47TH AVENUE, Vancouver, BC V5Z 2R8 | Gas Permit | Residential | Tenant Improvement | Completed | Residential - install furnace | Gandy Installations Ltd
EP-2022-07712 | 2023-11-09 | 876 W 47TH AVENUE, Vancouver, BC V5Z 2R8 | Electrical Permit | Residential | Addition | Issued | Installation / Repair - Residential - AC Install going in on site. Providing a breaker, wire run, disconnect and whip to the AC unit. Also, decommissioning a cook top and wall oven which is no longer in use. | 0704121 BC Ltd
EP-2022-06942 | 2022-08-17 | 3525 W 38TH AVENUE, Vancouver, BC V6N 2X9 | Electrical Permit | Residential | New | Expired | Temporary Power - Residential - To provide temporary power. | A-Class Electrical Ltd
PP-2023-01962 | 2023-06-02 | 3525 W 38TH AVENUE, Vancouver, BC V6N 2X9 | Plumbing Permit | Residential | New | Issued | Residential - Plumbing >BP: To construct a 2 storey with basement one-family dwelling with a detached accessory building (garage), at the rear providing 2 parking spaces, having vehicular access from the lane. The entire building to be sprinklered to NFPA 13D. 1. A/C unit proposed in rear yard 2. Bar sink located in recreation room 3. Schedule B Ke Jian Ma P.Eng (604-599-8890) Structural, Mechanical and Geotechnical 4. Schedule B Jian Zhong Jin P.Eng. (604-362-7021) Geotechnical 5. BC Housing Owner/Builder | Forbes Mechanical Ltd
EP-2023-05105 | 2023-06-07 | 3525 W 38TH AVENUE, Vancouver, BC V6N 2X9 | Electrical Permit | Residential | New | Issued | Temporary Power - Residential - To provide temporary power. | A-Class Electrical Ltd
MP-2023-01097 | 2023-06-15 | 3525 W 38TH AVENUE, Vancouver, BC V6N 2X9 | Mechanical Permit | NULL | NULL | Issued | NULL | Forbes Mechanical Ltd
MP-2023-01426 | 2023-08-04 | 3525 W 38TH AVENUE, Vancouver, BC V6N 2X9 | Mechanical Permit | NULL | NULL | Issued | NULL | Power Cool Electrical & Refrigeration Mech Ltd
GP-2023-02220 | 2023-07-26 | 3525 W 38TH AVENUE, Vancouver, BC V6N 2X9 | Gas Permit | Residential | New | Issued | Residential - 1 boiler, 1 range, 1 fireplace & 1 BBQ There is pipping for fireplace and BBQ >BP: To construct a 2 storey with basement one-family dwelling | JOT MECHANICAL LTD
EP-2023-06826 | 2023-08-14 | 3525 W 38TH AVENUE, Vancouver, BC V6N 2X9 | Electrical Permit | Residential | New | Issued | Installation / Repair - Residential - Wiring for Main House and Coach House with AC, Heat pump and 2 car chargers -The description of the work includes the complete Electric wiring for the Main House including the telephone box, cable box, mud kitchen, AC wiring, 200 amp service upgrade meter etc. >BP: To construct a 2 storey with basement one-family dwelling with a detached accessory building (garage), at the rear providing 2 parking spaces, having vehicular access from the lane. The entire building to be sprinklered to NFPA 13D. 1. A/C unit proposed in rear yard 2. Bar sink located in recreation room 3. Schedule B Ke Jian Ma P.Eng (604-599-8890) Structural, Mechanical and Geotechnical 4. Schedule B Jian Zhong Jin P.Eng. (604-362-7021) Geotechnical 5. BC Housing Owner/Builder Note: This is a 2 storey building pursuant to the Zoning and Development By-Law ******THIS PERMIT HAS BEEN ISSUED UNDER THE REQUIREMENTS OF VBBL 2019****** All rooms adjacent to East exposing building face shall be sprinklered. "Combustible projections or roof soffits on an exposing building face shall not project to less than .45m from the property line and shall be in compliance with VBBL 2019 9.10.15.5.(9)" | A-Class Electrical Ltd
PP-2023-01230 | 2023-04-06 | 3525 W 38TH AVENUE, Vancouver, BC V6N 2X9 | Plumbing Permit | Residential | New | Issued | Residential - One outside sump >BP: To construct a 2 storey with basement one-family dwelling with a detached accessory building (garage), at the rear providing 2 parking spaces, having vehicular access from the lane. | East West Excavating 2022 ltd
SP-2023-01541 | 2023-08-23 | 3525 W 38TH AVENUE, Vancouver, BC V6N 2X9 | Sprinkler Permit | Residential | New | Issued | Residential - New fire sprinkler system installation >BP: To construct a 2 storey with basement one-family dwelling with a detached accessory building (garage), at the rear providing 2 parking spaces, having vehicular access from the lane. The entire building to be sprinklered to NFPA 13D. 1. A/C unit proposed in rear yard 2. Bar sink located in recreation room 3. Schedule B Ke Jian Ma P.Eng (604-599-8890) Structural, Mechanical and Geotechnical 4. Schedule B Jian Zhong Jin P.Eng. (604-362-7021) Geotechnical 5. BC Housing Owner/Builder | Spectrum Fire Protection Ltd
EP-2023-07836 | 2023-08-30 | 3525 W 38TH AVENUE, Vancouver, BC V6N 2X9 | Electrical Permit | Residential | New | Issued | Installation / Repair - Residential - Installation of Alarm,Tel, TV, Data, intercom. >BP: To construct a 2 storey with basement one-family dwelling with a detached accessory building (garage), at the rear providing 2 parking spaces, having vehicular access from the lane. The entire building to be sprinklered to NFPA 13D. 1. A/C unit proposed in rear yard 2. Bar sink located in recreation room 3. Schedule B Ke Jian Ma P.Eng (604-599-8890) Structural, Mechanical and Geotechnical 4. Schedule B Jian Zhong Jin P.Eng. (604-362-7021) Geotechnical 5. BC Housing Owner/Builder Note: This is a 2 storey building pursuant to the Zoning and Development By-Law ******THIS PERMIT HAS BEEN ISSUED UNDER THE REQUIREMENTS OF VBBL 2019****** All rooms adjacent to East exposing building face shall be sprinklered. "Combustible projections or roof soffits on an exposing building face shall not project to less than .45m from the property line and shall be in compliance with VBBL 2019 9.10.15.5.(9)" | AIGO TECHNOLOGY INC
GP-2023-02445 | 2023-08-21 | 3525 W 38TH AVENUE, Vancouver, BC V6N 2X9 | Gas Permit | Residential | New | Issued | Residential - 1 Fireplace Fireplace Installation, Venting and Hook-Up >BP: To construct a 2 storey with basement one-family dwelling | EVERSHINE FIREPLACES LTD
GP-2023-03887 | 2023-12-06 | 3528 W 38TH AVENUE, Vancouver, BC | Gas Permit | Residential | Renovation | Issued | Residential - replace existing hot water tank and boiler with high efficient combi boiler | Anion Contracting Group Inc
MP-2022-00155 | 2022-08-26 | 3548 W 38TH AVENUE, Vancouver, BC V6N 2Y1 | Mechanical Permit | NULL | NULL | Completed | NULL | Westmount Heating Ltd
GP-2022-02698 | 2022-09-08 | 3548 W 38TH AVENUE, Vancouver, BC V6N 2Y1 | Gas Permit | Residential | Renovation | Completed | Residential - Replace standard hot water tank with tankless. | Westmount Heating Ltd
EP-2022-07839 | 2022-09-28 | 3548 W 38TH AVENUE, Vancouver, BC V6N 2Y1 | Electrical Permit | Residential | Renovation | Completed | Installation / Repair - Residential - feed for NEW heat pump -MP-2022-00155 | York Electrical Ltd
EP-2022-05313 | 2022-06-22 | 3548 W 38TH AVENUE, Vancouver, BC V6N 2Y1 | Electrical Permit | Residential | Renovation | Completed | Installation / Repair - Residential - Service upgrade to 200 amp . Permit meter pole required. Amend: July 15, 2022 It’s single phase 3 wire not 2 wire | York Electrical Ltd
EP-2022-07796 | 2022-09-23 | 3575 W 38TH AVENUE, Vancouver, BC V6N 2X9 | Electrical Permit | Residential | Addition | Completed | Installation / Repair - Residential - Running a branch circuit from the main house to the garage for a car charger, underground cable installation. | Supra Investments Inc
EP-2023-06406 | 2023-07-31 | 3576 W 38TH AVENUE, Vancouver, BC V6N 2Y1 | Electrical Permit | Residential | Tenant Improvement | Issued | Installation / Repair - Residential - 200 amp panel upgrade and heat pump installation >Permit Amendment Jan 30, 2024 -Work Description + Installation Details: Amended ¦ -"Service upgrade only" | Moore And Russell Heating And Air Conditioning Ltd
MP-2023-02009 | 2023-11-09 | 3576 W 38TH AVENUE, Vancouver, BC V6N 2Y1 | Mechanical Permit | NULL | NULL | Cancelled | NULL | Royal Vancouver Air Conditioning
GP-2022-03637 | 2022-11-18 | 3224 W 3RD AVENUE, Vancouver, BC V6K 1N4 | Gas Permit | Residential | Renovation | Completed | Residential - Tankless replacement | Angels Heating & Cooling Ltd
GP-2023-02725 | 2023-09-18 | 3228 W 3RD AVENUE, Vancouver, BC V6K 1N4 | Gas Permit | Residential | Renovation | Cancelled | Residential - Decommission and remove old Furnace and install new furnace. | Ashton Service Group/Ashton Mechanical Ltd.
GP-2023-02702 | 2023-09-14 | 3228 W 3RD AVENUE, Vancouver, BC V6K 1N4 | Gas Permit | Residential | Renovation | Issued | Residential - Decommission and remove old gas furnace and install new furnace | Ashton Service Group/Ashton Mechanical Ltd.
GP-2022-00485 | 2022-02-15 | 3236 W 3RD AVENUE, Vancouver, BC V6K 1N4 | Gas Permit | Residential | New | Completed | Residential - Replaced older furnace with new one. | Atmosphere AC Systems Ltd
GP-2022-03124 | 2022-10-12 | 2636 W 3RD AVENUE, Vancouver, BC V6K 1M3 | Gas Permit | Residential | Renovation | Completed | Residential - Re & re for gas hot water tank | Milani Plumbing Heating & Air Conditioning Ltd
SP-2023-01324 | 2023-10-03 | 2216 W 3RD AVENUE, Vancouver, BC V6K 1L4 | Sprinkler Permit | Commercial | Tenant Improvement | Completed | Commercial - For sprinkler system alterations to the 2019 VBBL, NFPA 13, 2013, and NFPA 14, 2013 for the retroactive installation of a new 100 mm (4") Watts Model 757 double check Valve Assembly on the existing fire protection systemin this existing building, plus relocation of sprinkler system valve station to the downstream side of the existing fire pump. This application does not include any of the following: • Changes to the sprinkler system supply piping (e.g. valves, mains, cross-mains, etc.) except as noted on the drawings. • Flexible sprinkler pipe. • New alternative solutions and/or modifications to existing alternative solutions. • Change in occupancy and/or hazard classification. Notes: 1. Fire protection Engineer of record Dan Wong, P.Eng. of DENV Engineering T: (604) 597 0572 E: denveng7@gmail.com 2. One set of approved drawings and permit to be available for viewing at the jobsite. ***3. Construction fire safety plan to VFBL, VBBL and Bulletin 2017-003-BU/FI.*** ***4. Separate permit(s) and documents required for any electrical or fire alarm related work.*** ***5. If the building is equipped with a fire alarm system the DCVA, MUST be monitored by the fire alarm system.*** | Five Star Fire Protection Ltd
PP-2023-03777 | 2023-10-30 | 2216 W 3RD AVENUE, Vancouver, BC V6K 1L4 | Plumbing Permit | Commercial | Addition | Completed | Commercial - Install premise DCVA for water main. The city inspection report if part of the sprinkler permit. CROSS CONNECTION | Canadian Plumbing Systems Ltd.
EP-2023-04509 | 2023-05-24 | 3580 W 41ST AVENUE, Vancouver, BC V6N 3E6 | Electrical Permit | Commercial | Renovation | Issued | Installation / Repair - Commercial - Maintenance replacement of fire alarm panel "The control unit and initiating devices [manual pulls, heat detectors, smoke detectors]". Note: The issuance of this permit is based on Bulletin 2018-004-BU/EL. | Fina Electrical Systems Ltd
GP-2023-00938 | 2023-03-16 | 3749 W 41ST AVENUE, Vancouver, BC V6N 3E8 | Gas Permit | Residential | Renovation | Completed | Residential - Replacement of old Furnace with new Furnace | Westmount Heating Ltd
EP-2022-05378 | 2022-06-23 | 3791 W 41ST AVENUE, Vancouver, BC V6N 3E8 | Electrical Permit | Residential | Renovation - Dwelling Unit(s) only | Completed | Installation / Repair - Residential - Demo and Re/Re the existing electrical to suite new kitchen layout, add additional circuits as required for appliances. Install new light fixtures in kitchen. Supply and Install new 60amp sub panel in Nanny Suite. >BP: Interior alterations to remove a loading bearing wall in this existing one family dwelling on this site. OK for field review as per Jamie Zhang, Jan.22/20 Notes: 1. REUP not required. Project value <$20,000 2. Structural Schedule B submitted by Shi, Li Qing 778-772-7508 | Priority Electric LTD.
GP-2023-03010 | 2023-10-11 | 3855 W 41ST AVENUE, Vancouver, BC V6N 3E9 | Gas Permit | Residential | Renovation | Issued | Residential - Hot water tank re and re | High Mark Mechanical Services Ltd
GP-2023-00853 | 2023-03-09 | 3350 W 43RD AVENUE, Vancouver, BC V6N 3J7 | Gas Permit | Residential | Addition | Completed | Residential - re and re gas range | Christopher Sterling
GP-2023-02782 | 2023-09-22 | 3369 W 43RD AVENUE, Vancouver, BC V6N 3J6 | Gas Permit | Residential | Renovation | Issued | Residential - Replace gas furnace | BNA Systems Inc and/or Kirkland Metal Shop Ltd
EP-2022-01902 | 2022-03-09 | 1032 W 45TH AVENUE, Vancouver, BC V6M 2G6 | Electrical Permit | Residential | Renovation | Completed | Installation / Repair - Residential - installation of wireless alarm system and wifi camera | Telus Custom Security Systems Inc
PP-2023-03515 | 2023-12-18 | 1260 W 45TH AVENUE, Vancouver, BC V6M 2G7 | Plumbing Permit | Residential | New | Issued | Residential - sumps | PTL Contracting Ltd
EP-2023-10656 | 2023-11-29 | 1260 W 45TH AVENUE, Vancouver, BC V6M 2G7 | Electrical Permit | Residential | New | Issued | Installation / Repair - Residential - New single family dwelling with detached garage >BP: To construct a 2 storey + cellar one-family ($1,700,00) with a detached accessory building (2 car garage) ($10,000), at the rear providing 2 parking spaces, having vehicular access from the lane 1. No Strata Titling permitted 2. Entire building to be sprinklered 13D 3. Heat Pump proposed – Exterior component located in sideyard, Interior component located in Cellar 4. Schedule B: (Roger T.S. Wong) P.Eng (604.306.0821) Architectural (item 1.5) 5. Schedule B: (Roger T.S. Wong) P.Eng (604.306.0821) Structural 6. Schedule B: (Ward Philips) P.Eng (604.716.8881) Geotechnical 7. HPO: Residential Builder- Apple Barn Investments Ltd Note: This is a 2 storey building pursuant to the Zoning and Development By-Law Address Information: Principle Dwelling: 1260 W 45TH AVENUE ***This permit is issued under the VBBL 2019, with updated energy requirements as per bylaw # 12997 effective Jan 01, 2022.*** | Beyond Electric Ltd
EP-2023-05652 | 2023-06-23 | 1260 W 45TH AVENUE, Vancouver, BC V6M 2G7 | Electrical Permit | Residential | New | Issued | Temporary Power - Residential - To provide temporary power. | Beyond Electric Ltd
GP-2022-01738 | 2022-06-08 | 2895 W 47TH AVENUE, Vancouver, BC V6N 3N8 | Gas Permit | Residential | Renovation | Completed | Residential - Replace HWT Amend: June 16, 2022 apply 1 furnace permit for replacement. The furnace is 120,000 BTU. | Green Earth Plumbing and Heating Ltd
GP-2022-00321 | 2022-02-03 | 3550 W 47TH AVENUE, Vancouver, BC V6N 3P1 | Gas Permit | Residential | Renovation | Completed | Residential - FURNACE REPLACEMENT | Good Guys Heating Cooling Plumbing
NULL | NULL | 3563 W 47TH AVENUE, Vancouver, BC V6N 3N9 | Mechanical Permit | NULL | NULL | Withdrawn | NULL | NULL
MP-2023-00364 | 2023-03-13 | 3563 W 47TH AVENUE, Vancouver, BC V6N 3N9 | Mechanical Permit | NULL | NULL | Completed | NULL | Centigrade Mechanical Ltd
EP-2023-00538 | 2023-01-24 | 3563 W 47TH AVENUE, Vancouver, BC V6N 3N9 | Electrical Permit | Residential | Renovation | Completed | Installation / Repair - Residential - Alarm, sound, telephone, tv, network and cameras >BP: Interior alterations to this one family dwelling on this site. Scope of work: - Removal of structural walls to kitchen and add beam in lieu of wall removal. - Update kitchen & bathrooms, new appliances, plumbing fixtures, new door in laundry closet on second fl, finishes throughout kitchen & bathroom | Best Built-In Centre Ltd
GP-2023-00194 | 2023-01-17 | 3563 W 47TH AVENUE, Vancouver, BC V6N 3N9 | Gas Permit | Residential | Renovation | Completed | Residential - adding hot water on demand ,pool boiler bbq and moving range >BP: Interior alterations to this one family dwelling on this site. Scope of work: - Removal of structural walls to kitchen and add beam in lieu of wall removal. - Update kitchen & bathrooms, new appliances, plumbing fixtures, new door in laundry closet on second fl, finishes throughout kitchen & bathroom. | SOUTHSIDE GAS SERVICES LTD
PP-2023-00007 | 2023-01-04 | 3563 W 47TH AVENUE, Vancouver, BC V6N 3N9 | Plumbing Permit | Residential | Renovation | Completed | Residential - Replacing hot and cold water lines and some sewage pipes. >Interior alterations to this one family dwelling on this site. Scope of work: - Removal of structural walls to kitchen and add beam in lieu of wall removal. - Update kitchen & bathrooms, new appliances, plumbing fixtures, new door in laundry closet on second fl, finishes throughout kitchen & bathroom. OK for Field Review per W.Wong This is not a sprinklered building. REUP submitted as per Ke Jiang, 604-562-0387, ke@capitalhomeenergy.com Schedule B Structural submitted as per Benedict Yuen, 604-535-3981, bbcengineering@gmail.com | Joe Fabbiano
EP-2022-10070 | 2022-11-29 | 3563 W 47TH AVENUE, Vancouver, BC V6N 3N9 | Electrical Permit | Residential | Renovation | Issued | Installation / Repair - Residential - Renovation. Full re-wire of kitchen, all bathrooms, adding smoke detectors to common areas & bedrooms. Upgrade to 200A service on new private pole. Interior alterations to this one family dwelling on this site. Scope of work: - Removal of structural walls to kitchen and add beam in lieu of wall removal. - Update kitchen & bathrooms, new appliances, plumbing fixtures, new door in laundry closet on second fl, finishes throughout kitchen & bathroom. | F & S Electrical Ltd
PP-2022-02128 | 2022-06-23 | 3412 W 3RD AVENUE, Vancouver, BC | Plumbing Permit | Residential | Renovation | Completed | Residential - Install new Laundry Box **No Building alterations or Building work otherwise a BP will be required | Vancouver City Plumbing Inc
GP-2022-03154 | 2022-10-14 | 3921 W 38TH AVENUE, Vancouver, BC V6N 2Y7 | Gas Permit | Residential | Renovation | Completed | Residential - Dacor 36" Gas Cooktop | Han Appliances & Refrigeration Ltd
GP-2023-02896 | 2023-10-03 | 3933 W 38TH AVENUE, Vancouver, BC V6N 2Y7 | Gas Permit | Residential | Renovation | Issued | Residential - Decommission and remove old Boiler and install new boiler | Ashton Service Group/Ashton Mechanical Ltd.
GP-2022-02538 | 2022-08-25 | 3977 W 38TH AVENUE, Vancouver, BC V6N 2Y7 | Gas Permit | Residential | Tenant Improvement | Completed | Residential - Installing new Furnace and running new gas line | Moore & Russell Heating Ltd
GP-2022-01269 | 2022-04-25 | 4019 W 38TH AVENUE, Vancouver, BC V6N 2Y8 | Gas Permit | Residential | New | Completed | Residential - Fulgor 30" Gas Rangetop Wolf 36" Gas Range | Han Appliances & Refrigeration Ltd
GP-2023-04035 | 2023-12-14 | 4020 W 38TH AVENUE, Vancouver, BC V6N 2Y9 | Gas Permit | Residential | Renovation - Dwelling Unit(s) only | Issued | Residential - Installing gas boiler | Reid Brothers Plumbing & Heating Ltd
PP-2022-03789 | 2022-10-21 | 4026 W 38TH AVENUE, Vancouver, BC V6N 2Y9 | Plumbing Permit | Residential | New | Completed | Residential - install irrigation system >BP: To construct a 2 storey + basement one-family dwelling with a detached accessory building (garage), at the rear providing 3 parking spaces, having vehicular access from the lane. | Zhongmin Zhao DBA Colorful Garden
EP-2023-10149 | 2023-11-23 | 4033 W 38TH AVENUE, Vancouver, BC V6N 2Y8 | Electrical Permit | Residential | Addition | Issued | Installation / Repair - Residential - Adding nema 14-50 receptacle for car charger in garage.9600W load added. Exisitng 125 amp service. | Rocket EV Charging Solutions Inc
EP-2022-10361 | 2023-10-12 | 2495 W 3RD AVENUE, Vancouver, BC V6K 1L9 | Electrical Permit | Commercial | New | Completed | Installation / Repair - Commercial - DDRS elevator recall system AL-2023-00002 | BD Electrical Ltd
GP-2022-02547 | 2022-08-26 | 2495 W 3RD AVENUE, Vancouver, BC V6K 1L9 | Gas Permit | Commercial | Tenant Improvement | Completed | Commercial - Re and re of 2 Gas dryers | Spears Sales & Service Ltd
NULL | NULL | 4583 W 3RD AVENUE, Vancouver, BC V6R 1N3 | Electrical Permit | Residential | New | Draft | Installation / Repair - Residential - STRUCTURED WIRING, SECURITY ALARM SYSTEM, SURVEILLANCE SYSTEM, CENTRAL VACCUM SYSTEM, INTERCOM SYSTEM, LIGHTING SYSTEM, HOME THEATRE SYSTEM, AUDIO SYSTEM, | Vancouver Audiospace Home Control Ltd
EP-2023-05780 | 2023-06-27 | 4583 W 3RD AVENUE, Vancouver, BC V6R 1N3 | Electrical Permit | Residential | New | Issued | Temporary Power - Residential - To provide temporary power. | WESTPEAK ELECTRICAL LTD
PP-2023-02445 | 2023-07-12 | 4583 W 3RD AVENUE, Vancouver, BC V6R 1N3 | Plumbing Permit | Residential | New | Issued | Residential - Install 3 outside sumps with pumps | Octiscapes Site Services Ltd
EP-2022-04121 | 2022-05-18 | 4583 W 3RD AVENUE, Vancouver, BC V6R 1N3 | Electrical Permit | Residential | New | Expired | Temporary Power - Residential - To provide temporary power. | WESTPEAK ELECTRICAL LTD
PP-2022-01028 | 2022-03-28 | 4636 W 3RD AVENUE, Vancouver, BC V6R 1N4 | Plumbing Permit | Residential | New | Completed | Residential - IFD - irrigation To construct a 2 storey one-family dwelling with Cellar with an open parking pad, and Laneway House at rear with attached 2 car garage providing a total of 3 parking space having vehicular access from the 20' Lane. * Part 5 Design Guidelines proposed. 1. Covenant registered at the Land Title Office under CA7557438 2. No Strata Titling permitted 3. A/C Unit proposed – ext. component located in rear yard sunken patio, int. component in located cellar mech rm. | Lucky Five Eight Plumbing & Heating Ltd
PP-2021-03061 | 2023-01-13 | 4636 W 3RD AVENUE, Vancouver, BC V6R 1N4 | Plumbing Permit | Residential | New | Completed | Residential - Connecting and testing roof and deck drains. Plumbing on this project was done by other plumbing contractor, but they were not able to finish drains after plumbing rough-in was done | AVATAR PLUMBING AND HEATING LTD
GP-2023-03518 | 2023-11-14 | 4637 W 3RD AVENUE, Vancouver, BC V6R 1N5 | Gas Permit | Residential | Renovation | Completed | Residential - 1 Re/Re Navien Installation -Drain, remove, dispose old tank -Supply and install new Navien NPE 240A high efficiency tankless water heater -Supply and install condensate neutralizer and drain -Supply and install all venting -Supply and install all supply connections and fittings -Test and commission system -Trade permit as required | STUART PLUMBING AND HEATING LTD.
GP-2023-00680 | 2023-02-28 | 4696 W 3RD AVENUE, Vancouver, BC V6R 1N4 | Gas Permit | Residential | Renovation | Completed | Residential - Replacement of the old hot water heating boiler and hot water tank -***Note***If work on this site could lead to the disturbance of soil advise applicant to contact the Provincial Archeology Branch at 250-953-3334 for necessary permits. In addition, please be advised that reports from an Archeologist (AIA, AOA) and permits from the First Nations may be necessary prior to the release of your City of Vancouver permits | AB-Tech Plumbing & Heating Ltd.
EP-2023-07115 | 2023-08-18 | 34 W 40TH AVENUE, Vancouver, BC V5Y 2R1 | Electrical Permit | Residential | Renovation | Completed | Installation / Repair - Residential - Fix breaker size, load calculations for entire house, and remove a cooktop RE-CF-2023-006788 | PADAM ELECTRICAL LTD
GP-2023-02703 | 2023-09-21 | 34 W 40TH AVENUE, Vancouver, BC V5Y 2R1 | Gas Permit | Residential | Renovation | Completed | Residential - Installation of the furnace RE-CF-2023-006788 | Tegh Mechanical Ltd
PP-2023-02860 | 2023-09-18 | 34 W 40TH AVENUE, Vancouver, BC V5Y 2R1 | Plumbing Permit | Residential | Addition | Completed | Residential - Adding a d/w (reference-CF-2023-006788) | JAI Plumbing & Heating Ltd
GP-2023-02549 | 2023-09-01 | 3521 W 43RD AVENUE, Vancouver, BC V6N 3J8 | Gas Permit | Residential | Renovation | Completed | Residential - Furnace Replacement: - To pull a gas permit from the city of Vancouver; - To remove and dispose of the existing furnace; - To supply and install a new American Standard 2 stage 80,000 BTU up-flow furnace; - To make a new sheet metal plenum to accommodate the new furnace and existing coil size; - To make the necessary gas and electrical connections; - To make the necessary venting connections; - To set up and test fire the unit to ensure proper function; - To call for inspection. This system qualifies for a rebate of $800.00 through FortisBC. Westrim will provide the required documentation for submission. WARRANTY: American Standard – Five-years on part and a limited life time warranty on the heat exchanger. Westrim offers a one-year manufacturer’s warranty on all parts supplied and installed by Westrim in addition to one year on labour. Navien On-Demand Installation: - To pull a gas permit from the city of Vancouver; - To disconnect the power, gas and cap off water lines serving the Reini water heater located on the outside wall; - To supply and install a new Navien NPE2-240A hot water on-demand; - To install ¾” plywood on the wall for the Navien to hang on; - To make the necessary water, electrical, and gas connections; - To either open up the existing bulkhead or run the 2 – 2” vent and exhaust beside the bulkhead and terminate directly outside; - To run the ½” condensate over to the floor drain; - To setup and test fire the new Navien to ensure proper function; - To call for inspection. | Westrim Plumbing & Heating Ltd
GP-2022-00371 | 2022-02-04 | 3545 W 43RD AVENUE, Vancouver, BC V6N 3J8 | Gas Permit | Residential | Renovation | Completed | Residential - New Furnace and water heater installation | Reid Brothers Plumbing & Heating Ltd
GP-2022-01845 | 2022-06-20 | 3562 W 43RD AVENUE, Vancouver, BC V6N 3J9 | Gas Permit | Residential | New | Completed | Residential - Gaggenau 36" Gas Cooktop >To construct a 2 storey + cellar one-family dwelling with a detached accessory building (garage), at the rear providing 3 parking spaces and 1 open parking pad, having vehicular access from West 44th Avenue. The entire building to be sprinklered to NFPA 13D. NOTE: To achieve the required FSR a floor space exclusion of 2% has been applied to this application as per section 10.11.1 of the district schedule, to accommodate improved building performance. 1. A/C unit proposed in Rear Yard 2. Bar sink located in Billiard Room 3. Schedule B Cesar Parayno P.Eng (604-241-9638) Structural 4. Schedule B Ward Phillips P.Eng (604-716-8881) Geotechnical 4. BC Housing Golden Globe Construction Ltd. 5. Rev #1: Schedule B: Hoshang Moffedi, P. Eng. (778.689.0495) Note: This is a 2 storey building pursuant to the Zoning and Development By-Law ******THIS PERMIT HAS BEEN ISSUED UNDER THE REQUIREMENTS OF VBBL 2019****** All rooms adjacent to East and West exposing building face shall be sprinklered. "Combustible projections or roof soffits on an exposing building face shall not project to less than .45m from the property line and shall be in compliance with VBBL 2019 9.10.15.5.(9)" ARCHAEOLOGICAL IMPACT: If work on this site could lead to the disturbance of soil advise applicant to contact the Provincial Archaeology Branch at 250-953-3334 for necessary permits. In addition, please be advised that reports from an Archaeologist (AIA, AOA) and permits from the First Nations may be necessary prior to the release of your City of Vancouver permits | Han Appliances & Refrigeration Ltd
GP-2023-01147 | 2023-04-04 | 3569 W 43RD AVENUE, Vancouver, BC V6N 3J8 | Gas Permit | Residential | Renovation - Dwelling Unit(s) only | Completed | Residential - Installing gas furnace | Reid Brothers Plumbing & Heating Ltd
GP-2023-02138 | 2023-08-01 | 15 W 44TH AVENUE, Vancouver, BC V5Y 2V2 | Gas Permit | Residential | Tenant Improvement | Completed | Residential - 1 tankless water heater | Gandy Installations Ltd
GP-2022-00249 | 2022-01-27 | 65 W 44TH AVENUE, Vancouver, BC V5Y 2V2 | Gas Permit | Residential | Renovation | Completed | Residential - Change old boiler to high-efficiency boiler | Sam Brothers Plumbing and Heating Ltd
PP-2022-02024 | 2022-06-13 | 1319 W 47TH AVENUE, Vancouver, BC V6M 2L7 | Plumbing Permit | Residential | Renovation | Completed | Residential - move two bathroom group on second floor to new location add a new bathroom group on second floor add two laundry on first floor add a bathroom group on first floor add a kitchen sink on first floor >Interior and exterior alterations to provide improvements to this one family dwelling at this site. Scope of work includes: extending roof to entrance atop existing rear stair landing, rebuilding stairs at the front entrance, changing interior wall layout, adding new windows, and changing window sizes. Letters of assurance submitted: Sch B (Struct): Bill Ma, P.Eng., 778.512.9688 | WECAN PLUMBING INCORPORTED
EP-2022-05436 | 2022-06-27 | 1319 W 47TH AVENUE, Vancouver, BC V6M 2L7 | Electrical Permit | Residential | Renovation | Completed | Installation / Repair - Residential - Add Lights and receptacles for the new washrooms and bedrooms in the upstair; install new smoke alarm in all bedroom in the house; and new circuits in the new kitchen in the main floor; replace lighting fixtures in the main floor Interior and exterior alterations to provide improvements to this one family dwelling at this site. Scope of work includes: extending roof to entrance atop existing rear stair landing, rebuilding stairs at the front entrance, changing interior wall layout, adding new windows, and changing window sizes. | Guy Line Electric Ltd
SP-2022-01093 | 2022-07-06 | 1319 W 47TH AVENUE, Vancouver, BC V6M 2L7 | Sprinkler Permit | Residential | Renovation - Dwelling Unit(s) only | Completed | Residential - 1 sprinkler add by layout changed at the basement, and 1 sprinkler need in new kitchen on main floor Interior and exterior alterations to provide improvements to this one family dwelling at this site. Scope of work includes: extending roof to entrance atop existing rear stair landing, rebuilding stairs at the front entrance, changing interior wall layout, adding new windows, and changing window sizes. | Spectrum Fire Protection Ltd
GP-2022-02771 | 2022-09-15 | 1319 W 47TH AVENUE, Vancouver, BC V6M 2L7 | Gas Permit | Residential | Renovation | Completed | Residential - replace gas stove | WECAN PLUMBING INCORPORTED
GP-2022-03627 | 2022-11-18 | 1331 W 47TH AVENUE, Vancouver, BC V6M 2L7 | Gas Permit | Residential | Renovation | Completed | Residential - removal and replacement of Navien 240 tankless system | Pioneer Plumbing & Heating Inc
GP-2023-03854 | 2023-12-04 | 862 W 42ND AVENUE, Vancouver, BC V5Z 2P1 | Gas Permit | Residential | Renovation | Cancelled | Residential - Decommission and remove old gas Furnace and install new furnace. | Ashton Service Group/Ashton Mechanical Ltd.
GP-2023-03841 | 2023-12-04 | 862 W 42ND AVENUE, Vancouver, BC V5Z 2P1 | Gas Permit | Residential | Renovation | Issued | Residential - Decommission and remove old gas furnace and install new high efficient gas furnace. | Ashton Service Group/Ashton Mechanical Ltd.
PP-2022-03914 | 2022-10-31 | 888 W 42ND AVENUE, Vancouver, BC V5Z 2P1 | Plumbing Permit | Residential | New | Issued | Residential - Plumbing >>BP: To construct a 2 storey two-family dwelling with 2 secondary suites located in the Basement ($1,303,250) with a detached accessory building (garage) and 1 open parking at the rear providing 3 parking spaces, having vehicular access from the lane. Note: The entire building, INCLUDING THE ATTACHED GARAGE (if applicable), to be sprinklered to 2 x NFPA 13D 1. Covenant registered at the Land Title Office under CA9572334 2. A/C proposed – Exterior component located in Rear, Interior component located in Second Floor 3. Schedule B: (A.C.M Wang) P.Eng (604.618.6236) Structural & Geotechnical 4. HPO: Residential Builder- LC Contracting Ltd Note: This is a 2 storey building pursuant to the Zoning and Development By-Law **THIS PERMIT HAS BEEN ISSUED UNDER THE REQUIREMENTS OF VBBL #12511 (2019)** | HKR Plumbing Ltd
MP-2022-00683 | 2022-12-10 | 888 W 42ND AVENUE, Vancouver, BC V5Z 2P1 | Mechanical Permit | NULL | NULL | Issued | NULL | HKR Plumbing Ltd
PP-2022-02180 | 2022-06-21 | 888 W 42ND AVENUE, Vancouver, BC V5Z 2P1 | Plumbing Permit | Residential | New | Issued | Residential - 1 Sump No Pump | Canadian Excavating Ltd
GP-2023-01617 | 2023-05-25 | 888 W 42ND AVENUE, Vancouver, BC V5Z 2P1 | Gas Permit | Residential | New | Issued | Residential - 2 Ranges, 2 BBQ's 2 Boilers & 2 Fireplaces Rough In >BP: To construct a 2 storey two-family dwelling with 2 secondary suites located in the Basement | FOCUS MECHANICAL LTD.
GP-2023-01630 | 2023-05-25 | 888 W 42ND AVENUE, Vancouver, BC V5Z 2P1 | Gas Permit | Residential | New | Issued | Residential - 2 Fireplaces >BP: To construct a 2 storey two-family dwelling with 2 secondary suites | JOT MECHANICAL LTD
EP-2023-04181 | 2023-05-18 | 888 W 42ND AVENUE, Vancouver, BC V5Z 2P1 | Electrical Permit | Residential | New | Issued | Installation / Repair - Residential - Duplex wiring. 200A service to each unit. >BP: To construct a 2 storey two-family dwelling with 2 secondary suites located in the Basement ($1,303,250) with a detached accessory building (garage) and 1 open parking at the rear providing 3 parking spaces, having vehicular access from the lane. Note: The entire building, INCLUDING THE ATTACHED GARAGE (if applicable), to be sprinklered to 2 x NFPA 13D 1. Covenant registered at the Land Title Office under CA9572334 2. A/C proposed – Exterior component located in Rear, Interior component located in Second Floor 3. Schedule B: (A.C.M Wang) P.Eng (604.618.6236) Structural & Geotechnical 4. HPO: Residential Builder- LC Contracting Ltd Note: This is a 2 storey building pursuant to the Zoning and Development By-Law **THIS PERMIT HAS BEEN ISSUED UNDER THE REQUIREMENTS OF VBBL #12511 (2019)** | L.H. ELECTRIC LTD
EP-2023-04737 | 2023-05-30 | 888 W 42ND AVENUE, Vancouver, BC V5Z 2P1 | Electrical Permit | Residential | New | Issued | Installation / Repair - Residential - Security Alarm Prewire. Extra Low Voltage: Data, Voice, TV Cable, Camera, Door Bell. >BP: To construct a 2 storey two-family dwelling with 2 secondary suites located in the Basement ($1,303,250) with a detached accessory building (garage) and 1 open parking at the rear providing 3 parking spaces, having vehicular access from the lane. Note: The entire building, INCLUDING THE ATTACHED GARAGE (if applicable), to be sprinklered to 2 x NFPA 13D 1. Covenant registered at the Land Title Office under CA9572334 2. A/C proposed – Exterior component located in Rear, Interior component located in Second Floor 3. Schedule B: (A.C.M Wang) P.Eng (604.618.6236) Structural & Geotechnical 4. HPO: Residential Builder- LC Contracting Ltd Note: This is a 2 storey building pursuant to the Zoning and Development By-Law **THIS PERMIT HAS BEEN ISSUED UNDER THE REQUIREMENTS OF VBBL #12511 (2019)** | SECUTECH DEVELOPMENT LTD.
SP-2023-00520 | 2023-03-27 | 888 W 42ND AVENUE, Vancouver, BC V5Z 2P1 | Sprinkler Permit | Residential | New | Issued | Residential - new home >BP: To construct a 2 storey two-family dwelling with 2 secondary suites located in the Basement with a detached accessory building (garage) and 1 open parking at the rear providing 3 parking spaces, having vehicular access from the lane. Note: The entire building, INCLUDING THE ATTACHED GARAGE (if applicable), to be sprinklered to 2 x NFPA 13D 1. Covenant registered at the Land Title Office under CA9572334 2. A/C proposed – Exterior component located in Rear, Interior component located in Second Floor 3. Schedule B: (A.C.M Wang) P.Eng (604.618.6236) Structural & Geotechnical 4. HPO: Residential Builder- LC Contracting Ltd | SBMS Construction Ltd
EP-2022-00727 | 2022-02-01 | 888 W 42ND AVENUE, Vancouver, BC V5Z 2P1 | Electrical Permit | Residential | New | Expired | Temporary Power - Residential - To provide temporary power. | Dragon Electric Ltd
EP-2022-06930 | 2022-08-19 | 1010 W 42ND AVENUE, Vancouver, BC V6M 2A8 | Electrical Permit | Commercial | Tenant Improvement | Issued | Installation / Repair - Commercial - RE & RE of circulation pump . Retrofit - Like for like exact appliance replacement. -The circulation pump is for hydronic heating. Service remained the same, breaker & electrical feed confirmed to be originally sized properly. Equipment will be replaced in the same location as existing unit. | Haakon Industries (Canada) Ltd.
NULL | NULL | 1010 W 42ND AVENUE, Vancouver, BC V6M 2A8 | Electrical Permit | Commercial | Tenant Improvement | Draft | Installation / Repair - Commercial - RE & RE of Circulation Pump. Retrofit - Like for like exact appliance replacement. Service remained the same, breaker & electrical feed confirmed to be originally sized properly. Equipment will be replaced in the same location as existing unit. | NULL
EP-2023-03089 | 2023-04-11 | 1057 W 42ND AVENUE, Vancouver, BC V6M 2A9 | Electrical Permit | Residential | Addition | Issued | Installation / Repair - Residential - Repair wiring in basement kitchen; disconnect all branch circuits from main electrical panel. Install temporary electrical panel for repairs. | High Mark Electrical and Mechanical Ltd
NULL | NULL | 1088 W 42ND AVENUE, Vancouver, BC V6M 2A8 | Gas Permit | Residential | Tenant Improvement | Withdrawn | Residential - Re and re boiler | NULL
GP-2023-00621 | 2023-02-27 | 1088 W 42ND AVENUE, Vancouver, BC V6M 2A8 | Gas Permit | Residential | Renovation | Completed | Residential - boiler replacement in main house | Slavi A Asenov
PP-2023-00741 | 2023-03-06 | 1157 W 42ND AVENUE, Vancouver, BC V6M 2A9 | Plumbing Permit | Residential | New | Completed | Residential - plumbing >DB: To construct a 2 storey + basement one-family dwelling with a detached accessory building (garage), at the rear providing 2 parking spaces, having vehicular access from the lane. Note: This Building Permit will remain in a suspended status until the associated (green) Demolition Permit BP-2022-01411 is completed. Note: This is a 2 storey building pursuant to the Zoning and Development By-Law. 1- Bar/Sink proposed in the basement 2- A/C unit proposed near the SE corner of the house AMEND: JAN 23/2024 Add a floor drain to the main level as per inspector request | WDR CONTRACTING LTD
GP-2023-00773 | 2023-03-06 | 1157 W 42ND AVENUE, Vancouver, BC V6M 2A9 | Gas Permit | Residential | New | Completed | Residential - 1 Range, 1 Fireplace, 1 Water Heater & 1 Pool Heater Gas ( fire place rough in only ) >BP: To construct a 2 storey + basement one-family dwelling ($1,223,500) with a detached accessory building (garage), at the rear providing 2 parking spaces, having vehicular access from the lane. | WDR CONTRACTING LTD
GP-2023-01275 | 2023-04-20 | 1157 W 42ND AVENUE, Vancouver, BC V6M 2A9 | Gas Permit | Residential | Renovation | Completed | Residential - Installation of 1 gas fireplace - venting and hook up only. >BP: To construct a 2 storey + basement one-family dwelling with a detached accessory building (garage), at the rear providing 2 parking spaces, having vehicular access from the lane. | Urban Fireplaces Ltd
MP-2023-00583 | 2023-04-04 | 1157 W 42ND AVENUE, Vancouver, BC V6M 2A9 | Mechanical Permit | NULL | NULL | Completed | NULL | WDR CONTRACTING LTD
SP-2023-00975 | 2023-06-05 | 1157 W 42ND AVENUE, Vancouver, BC V6M 2A9 | Sprinkler Permit | Residential | New | Completed | Residential - installation of a new fire sprinkler system >BP: To construct a 2 storey + basement one-family dwelling with a detached accessory building (garage), at the rear providing 2 parking spaces, having vehicular access from the lane. Note: This is a 2 storey building pursuant to the Zoning and Development By-Law. 1- Bar/Sink proposed in the basement 2- A/C unit proposed near the SE corner of the house 3- Schedule A: MATTHEW LEARN - 604-372-4800 4- Schedule B: ALAN PRAHALAD - 604-831-1431 Structural & Geotechnical 5- Schedule B: PAULLUS K.F YOUNG - 604-841-7748 Geotechnical (Soils) 6- Schedule B: MATTHEW LEARN - 604-372-4800 Structural (Pool) 7- Schedule B: BRYAN LUI - 604-882-8475 Geotechnical (Pool) 8- BC Housing Residential Builder - Desato Enterprises Ltd. ******THIS PERMIT HAS BEEN ISSUED UNDER THE REQUIREMENTS OF VBBL #12511 (2019)****** | CENTRE LINE FIRE SPRINKLERS LTD
EP-2023-05609 | 2023-06-23 | 1157 W 42ND AVENUE, Vancouver, BC V6M 2A9 | Electrical Permit | Residential | New | Issued | Installation / Repair - Residential - Low Voltage Roughing and Finishing for security alarm, data, cable cctv and background music. >BP: To construct a 2 storey + basement one-family dwelling ($1,223,500) with a detached accessory building (garage), at the rear providing 2 parking spaces, having vehicular access from the lane. | Cruz Security Inc
EP-2022-07749 | 2022-09-13 | 1157 W 42ND AVENUE, Vancouver, BC V6M 2A9 | Electrical Permit | Residential | New | Expired | Temporary Power - Residential - To provide temporary power. | Hi Mark Electric Ltd
PP-2022-04048 | 2022-11-09 | 1157 W 42ND AVENUE, Vancouver, BC V6M 2A9 | Plumbing Permit | Residential | New | Completed | Residential - Sumps | Van-City Excavating Ltd
EP-2022-08406 | 2022-10-06 | 1157 W 42ND AVENUE, Vancouver, BC V6M 2A9 | Electrical Permit | Residential | New | Issued | Installation / Repair - Residential - New house wiring for: >BP: To construct a 2 storey + basement one-family dwelling ($1,223,500) with a detached accessory building (garage), at the rear providing 2 parking spaces, having vehicular access from the lane. Note: This is a 2 storey building pursuant to the Zoning and Development By-Law. 1- Bar/Sink proposed in the basement 2- A/C unit proposed near the SE corner of the house 3- Schedule A: MATTHEW LEARN - 604-372-4800 4- Schedule B: ALAN PRAHALAD - 604-831-1431 Structural & Geotechnical 5- Schedule B: PAULLUS K.F YOUNG - 604-841-7748 Geotechnical (Soils) 6- Schedule B: MATTHEW LEARN - 604-372-4800 Structural (Pool) 7- Schedule B: BRYAN LUI - 604-882-8475 Geotechnical (Pool) 8- BC Housing Residential Builder - Desato Enterprises Ltd. ******THIS PERMIT HAS BEEN ISSUED UNDER THE REQUIREMENTS OF VBBL #12511 (2019)****** | Hi Mark Electric Ltd
PP-2023-03668 | 2023-10-18 | 1157 W 42ND AVENUE, Vancouver, BC V6M 2A9 | Plumbing Permit | Residential | New | Issued | Residential - 1FD - Install 3/4" backflow preventer for irrigation. | M&M Industries Ltd
MP-2023-01153 | 2023-06-22 | 1178 W 42ND AVENUE, Vancouver, BC V6M 2A8 | Mechanical Permit | NULL | NULL | Issued | NULL | Milani Plumbing Heating & Air Conditioning Ltd
EP-2023-04900 | 2023-07-26 | 1178 W 42ND AVENUE, Vancouver, BC V6M 2A8 | Electrical Permit | Residential | Renovation | Issued | Installation / Repair - Residential - ¦ 200A SERVICE UPGRADE/ HP ¦ *MP-2023-01153: Issued (Heating and Cooling) >Permit Amendment Oct 18, 2023 -Request to amend the permit now the main house is getting a upgrade of 200 amp only no separate connection to garage. -Total service of 200 amp -"Load calculation attached for reference " *Document(s) uploaded to "Application Documents" tab for Electrical Inspector review. Documents are at pending status at time of permit amendment approval | Milani Electric Limited
MP-2023-00772 | 2023-05-03 | 4075 W 38TH AVENUE, Vancouver, BC V6N 2Y8 | Mechanical Permit | NULL | NULL | Issued | NULL | SKY HIGH PLUMBING & HEATING LTD
EP-2023-06143 | 2023-07-10 | 4075 W 38TH AVENUE, Vancouver, BC V6N 2Y8 | Electrical Permit | Residential | New | Issued | Installation / Repair - Residential - Installation of alarm, cable, tel, data, cameras, home theatre, doorbell. >BP: To construct a 2 storey + basement one-family dwelling with an at grade parking pad at the rear providing 2 parking spaces, having vehicular access from the lane. The entire building, INCLUDING THE ATTACHED GARAGE (if applicable), to be sprinklered to NFPA 13D. Note: This is a 2 storey building pursuant to the Zoning and Development By-Law 1- A/C unit proposed at rear, int. 2nd floor 2- 8’ bar sink proposed in bsmt and 2nd floor (x2) 3- Schedule B: Ke Jian Ma, P.Eng (604.599.8890) Structural & Geotechnical 4- HPO: Residential Builder, TX Contracting Ltd. "Combustible projections or roof soffits on an exposing building face shall not project to less than .45m from the property line and shall be in compliance with VBBL 2014 9.10.15.5.(9)" ***THIS PERMIT IS ISSUED UNDER THE REQUIREMENTS OF VBBL 2019 | One Stop Alarm Systems Ltd
SP-2023-01349 | 2023-07-25 | 4075 W 38TH AVENUE, Vancouver, BC V6N 2Y8 | Sprinkler Permit | Residential | New | Issued | Residential - New fire sprinkler system installation >BP: Building Permit for DP-2021-00383 To construct a 2 storey + basement one-family dwelling with an at grade parking pad at the rear providing 2 parking spaces, having vehicular access from the lane. The entire building, INCLUDING THE ATTACHED GARAGE (if applicable), to be sprinklered to NFPA 13D. Note: This is a 2 storey building pursuant to the Zoning and Development By-Law 1- A/C unit proposed at rear, int. 2nd floor 2- 8’ bar sink proposed in bsmt and 2nd floor (x2) 3- Schedule B: Ke Jian Ma, P.Eng (604.599.8890) Structural & Geotechnical 4- HPO: Residential Builder, TX Contracting Ltd. | Spectrum Fire Protection Ltd
PP-2023-01247 | 2023-04-12 | 4075 W 38TH AVENUE, Vancouver, BC V6N 2Y8 | Plumbing Permit | Residential | New | Issued | Residential - 1FD - #1 - plumbing >BP: To construct a 2 storey + basement one-family dwelling with an at grade parking pad at the rear providing 2 parking spaces, having vehicular access from the lane. The entire building, INCLUDING THE ATTACHED GARAGE (if applicable), to be sprinklered to NFPA 13D. Note: This is a 2 storey building pursuant to the Zoning and Development By-Law 1- A/C unit proposed at rear, int. 2nd floor 2- 8’ bar sink proposed in bsmt and 2nd floor (x2) | SKY HIGH PLUMBING & HEATING LTD
EP-2022-08561 | 2022-10-07 | 4075 W 38TH AVENUE, Vancouver, BC V6N 2Y8 | Electrical Permit | Residential | New | Expired | Temporary Power - Residential - To provide temporary power. | Vanflow Electrical Ltd
EP-2022-10191 | 2022-12-06 | 4075 W 38TH AVENUE, Vancouver, BC V6N 2Y8 | Electrical Permit | Residential | New | Issued | Installation / Repair - Residential - 1FD - #1 - Electrical wirings and installations throughout the whole house (not including extra low voltage) >BP: Building Permit for DP-2021-00383 To construct a 2 storey + basement one-family dwelling with an at grade parking pad at the rear providing 2 parking spaces, having vehicular access from the lane. The entire building, INCLUDING THE ATTACHED GARAGE (if applicable), to be sprinklered to NFPA 13D. Note: This is a 2 storey building pursuant to the Zoning and Development By-Law 1- A/C unit proposed at rear, int. 2nd floor 2- 8’ bar sink proposed in bsmt and 2nd floor (x2) | Vanflow Electrical Ltd
PP-2023-00051 | 2023-01-06 | 4075 W 38TH AVENUE, Vancouver, BC V6N 2Y8 | Plumbing Permit | Residential | New | Issued | Residential - Sump | TX CONTRACTING LTD
EP-2023-09577 | 2023-10-23 | 4075 W 38TH AVENUE, Vancouver, BC V6N 2Y8 | Electrical Permit | Residential | New | Issued | Temporary Power - Residential - To provide temporary power. | Vanflow Electrical Ltd
MP-2023-01854 | 2023-10-16 | 4075 W 38TH AVENUE, Vancouver, BC V6N 2Y8 | Mechanical Permit | NULL | NULL | Issued | NULL | Lumi HVAC Ltd
GP-2023-02422 | 2023-08-18 | 4075 W 38TH AVENUE, Vancouver, BC V6N 2Y8 | Gas Permit | Residential | New | Issued | Residential - 1 Range & 1 Water Heater >BP: To construct a 2 storey + basement one-family dwelling Removed boiler from submission as per energy requirements all space and hot water heating to be supplied electrically – MP required - Gas boiler not allowed | PRIDE GAS & HEATING LTD.
GP-2022-01147 | 2022-04-11 | 4087 W 38TH AVENUE, Vancouver, BC V6N 2Y8 | Gas Permit | Residential | Renovation - Dwelling Unit(s) only | Completed | Residential - BOILER REPLACEMENT | CoStar Home Energy Ltd
GP-2023-03379 | 2023-11-06 | 20 W 39TH AVENUE, Vancouver, BC V5Y 2N9 | Gas Permit | Residential | Addition | Completed | Residential - re and re gas range | Christopher Sterling
EP-2023-06456 | 2023-09-05 | 38 W 39TH AVENUE, Vancouver, BC V5Y 2N9 | Electrical Permit | Residential | Addition | Completed | Installation / Repair - Residential - Electrical for garage -Lights, plugs, garage door opener & rough in for car charger. >BP: To construct a 18’ x 23.5’ accessory building containing one parking space with access from the rear lane, at the rear of this existing single detached house on this site. Scope of work includes validating deck at the rear of the principal dwelling. Structural and Geotechnical (permanent) Schedule B submitted by Jianli Guo, P. Eng., 604.518.1098 | JJL Electrical Services Ltd
GP-2023-03986 | 2023-12-12 | 985 W 38TH AVENUE, Vancouver, BC V5Z 2L7 | Gas Permit | Residential | Renovation | Completed | Residential - HWT re&re | Ferenc Nagy
NULL | NULL | 985 W 38TH AVENUE, Vancouver, BC V5Z 2L7 | Plumbing Permit | Commercial | New | Draft | Commercial - Site services | Cancon Construction Ltd
EP-2022-10748 | 2022-12-22 | 1011 W 38TH AVENUE, Vancouver, BC V6M 1P7 | Electrical Permit | Residential | Renovation | Completed | Installation / Repair - Residential - Alarm finishing CCTV etc | AIGO TECHNOLOGY INC
GP-2022-00975 | 2022-03-31 | 1011 W 38TH AVENUE, Vancouver, BC V6M 1P7 | Gas Permit | Residential | Renovation | Completed | Residential - Install a new gas range in the kitchen. -There are two ranges in the main floor kitchen. One is electrical, and the other one in the wok kitchen will be gas range. >To permit exterior and Interior alterations to this existing single family dwelling. Scope of work to include: Build new front porch and vestibule; small addition to rear sunroom, interior improvements throughout. Remove kitchen suite in basement and return to single sink with no cooking facilities. Removal of Pool to be done with separate permit. Submitted: 1. Renovation Energy Upgrade proposal BY: City Green Solutions - Peter Cho - 778.316.9053 2. Schedule B - Structural & Geotechnical Submitted BY: J.T. Allester - P.Eng - 604.228.0518 Scope of work to include energy and building upgrades in accordance with Article 11.2.1.4 of the 2014 Vancouver Building By-law and as required by the District Building Inspector. This includes air sealing, attic insulation upgrades, and as required by the Energy Upgrade Proposal. ALL NEW WORK TO MEET VBBL 2014. | Cheng Xing Holdings Ltd
EP-2022-00014 | 2022-05-13 | 1011 W 38TH AVENUE, Vancouver, BC V6M 1P7 | Electrical Permit | Residential | Renovation | Issued | Installation / Repair - Residential - electrical renovation as the id drawing, service upgrade from 100 amp to 200 amp -adding light fixture and kitchen reno >BP: To permit exterior and Interior alterations to this existing single family dwelling. Scope of work to include: Build new front porch and vestibule; small addition to rear sunroom, interior improvements throughout. Remove kitchen suite in basement and return to single sink with no cooking facilities. Removal of Pool to be done with separate permit. Submitted: 1. Renovation Energy Upgrade proposal BY: City Green Solutions - Peter Cho - 778.316.9053 2. Schedule B - Structural & Geotechnical Submitted BY: J.T. Allester - P.Eng - 604.228.0518 Scope of work to include energy and building upgrades in accordance with Article 11.2.1.4 of the 2014 Vancouver Building By-law and as required by the District Building Inspector. This includes air sealing, attic insulation upgrades, and as required by the Energy Upgrade Proposal. ALL NEW WORK TO MEET VBBL 2014. | LK Electrical LTD
PP-2023-02444 | 2023-07-12 | 1115 W 38TH AVENUE, Vancouver, BC V6M 1P8 | Plumbing Permit | Residential | New | Issued | Residential - Supply & Install drainage venting & water piping to the following fixtures >DB: To construct a 2 storey + cellar one-family dwelling with a detached accessory building (garage), at the rear providing 2 parking spaces, having vehicular access from the lane. 1. No Strata Titling permitted 2. Heat Pump proposed – Exterior component located in side yard 3. Bar sink located in cellar. **THIS PERMIT HAS BEEN ISSUED UNDER THE REQUIREMENTS OF VBBL #12511 (2019) ** | McKellar Plumbing & Heating Ltd
MP-2023-00688 | 2023-04-25 | 1115 W 38TH AVENUE, Vancouver, BC V6M 1P8 | Mechanical Permit | NULL | NULL | Issued | NULL | McKellar Plumbing & Heating Ltd
EP-2023-02578 | 2023-03-27 | 1115 W 38TH AVENUE, Vancouver, BC V6M 1P8 | Electrical Permit | Residential | Renovation | Issued | Temporary Power - Residential - To provide temporary power. | F & S Electrical Ltd
PP-2023-01037 | 2023-03-24 | 1115 W 38TH AVENUE, Vancouver, BC V6M 1P8 | Plumbing Permit | Residential | New | Issued | Residential - Install 2 outside sumps without pumps April 12/2023-AMEND Change to one sump with pumps, one sump without NOTE: Engineering Assurance letter will be submitted to the Plumbing Inspector on the site. Letter shall conform to the requirements of Vancouver Bulletin 2000-008-EL/P. | Octiscapes Site Services Ltd
EP-2023-09062 | NULL | 1115 W 38TH AVENUE, Vancouver, BC V6M 1P8 | Electrical Permit | Residential | New | Application Incomplete | Installation / Repair - Residential - Wiring for new house. 200A overhead service to garage. Wiring to appliances, elevator and branch circuits. Lighting throughout. Heat pump located in side yard. | F & S Electrical Ltd
SP-2023-01866 | 2023-10-11 | 1115 W 38TH AVENUE, Vancouver, BC V6M 1P8 | Sprinkler Permit | Residential | New | Issued | Residential - New sprinkler system in 2 storey house with basement >BP: To construct a 2 storey + cellar one-family dwelling with a detached accessory building (garage) , at the rear providing 2 parking spaces, having vehicular access from the lane. 1. No Strata Titling permitted 2. Heat Pump proposed – Exterior component located in side yard 3. Bar sink located in cellar. 4. Schedule B: (Scott Ash-Anderson) P.Eng (604.228.0518) Structural 5. Schedule B: (P.K.L. Fong) P.Eng (604.837.3205) Geotechnical 6. HPO: Residential Builder- (Eyco Building Group Ltd.) | Major Fire Protection Ltd
EP-2023-08615 | 2023-10-10 | 1115 W 38TH AVENUE, Vancouver, BC V6M 1P8 | Electrical Permit | Residential | New | Issued | Installation / Repair - Residential - ¦ 1FD- 200A ¦ Full new house wiring with detached garage. 200A service off of garage. Pot lights throughout. No suite in home. *MP-2023-01741: Issued (Heating and Cooling) >BP: To construct a 2 storey + cellar one-family dwelling ($1,300,000.00) with a detached accessory building (garage) ($10,000), at the rear providing 2 parking spaces, having vehicular access from the lane. 1. No Strata Titling permitted 2. Heat Pump proposed – Exterior component located in side yard 3. Bar sink located in cellar. 4. Schedule B: (Scott Ash-Anderson) P.Eng (604.228.0518) Structural 5. Schedule B: (P.K.L. Fong) P.Eng (604.837.3205) Geotechnical 6. HPO: Residential Builder- (Eyco Building Group Ltd.) Note: This is a 2 storey building pursuant to the Zoning and Development By-Law Address Information: Principal Dwelling: 1115 W 38th AV **THIS PERMIT HAS BEEN ISSUED UNDER THE REQUIREMENTS OF VBBL #12511 (2019) ** | F & S Electrical Ltd
EP-2023-08589 | 2023-09-22 | 1115 W 38TH AVENUE, Vancouver, BC V6M 1P8 | Electrical Permit | Residential | New | Issued | Installation / Repair - Residential - Class II Circuits Low Voltage to include: audio, video distribution, automated shades, security and network. >BP: To construct a 2 storey + cellar one-family dwelling ($1,300,000.00) with a detached accessory building (garage) ($10,000), at the rear providing 2 parking spaces, having vehicular access from the lane. 1. No Strata Titling permitted 2. Heat Pump proposed – Exterior component located in side yard 3. Bar sink located in cellar. 4. Schedule B: (Scott Ash-Anderson) P.Eng (604.228.0518) Structural 5. Schedule B: (P.K.L. Fong) P.Eng (604.837.3205) Geotechnical 6. HPO: Residential Builder- (Eyco Building Group Ltd.) Note: This is a 2 storey building pursuant to the Zoning and Development By-Law Address Information: Principal Dwelling: 1115 W 38th AV Address numbers assigned as per approved plans for Fire and Emergency response. The address number is to be posted on the building to be visible from the street and the suite numbers are to be posted at the suite entries in accordance with the Building By-law prior to final inspection. **THIS PERMIT HAS BEEN ISSUED UNDER THE REQUIREMENTS OF VBBL #12511 (2019) ** | Pure Image Technology Solutions Ltd
GP-2023-02756 | 2023-09-21 | 1115 W 38TH AVENUE, Vancouver, BC V6M 1P8 | Gas Permit | Residential | New | Issued | Residential - 1 Hot Water Tank Rough in & finish gas piping to hot water tank >BP: To construct a 2 storey + cellar one-family dwelling ($1,300,000.00) with a detached accessory building (garage) ($10,000), at the rear providing 2 parking spaces, having vehicular access from the lane. | McKellar Plumbing & Heating Ltd
MP-2023-01741 | 2023-09-25 | 1115 W 38TH AVENUE, Vancouver, BC V6M 1P8 | Mechanical Permit | NULL | NULL | Issued | NULL | Centigrade Mechanical Ltd
GP-2022-01984 | 2022-07-04 | 96 W 40TH AVENUE, Vancouver, BC V5Y 2R1 | Gas Permit | Residential | Renovation | Completed | Residential - WATER HEATER RE/RE | Reliance Comfort Limited Partnership
GP-2023-01337 | 2023-04-28 | 159 W 40TH AVENUE, Vancouver, BC V5Y 2R3 | Gas Permit | Residential | Renovation | Completed | Residential - To replace the existing boiler and hot water tank with a high-efficiency Rinnai combi boiler | Shan Jiang DBA Spring River Drainage Plumbing & Heating
GP-2022-03781 | 2022-12-01 | 406 W 40TH AVENUE, Vancouver, BC V5Y 2R4 | Gas Permit | Residential | New | Completed | Residential - RE & Re Furnace Installation @ 60,000 | Pro Ace Heating & Air Conditioning Services Ltd
PP-2022-00314 | 2022-02-01 | 452 W 40TH AVENUE, Vancouver, BC V5Y 2R4 | Plumbing Permit | Residential | New | Completed | Residential - Emergency sewer main. Re an re of sewer main. Add sump. | TLOMAC SERVICE GROUP LTD
GP-2023-01361 | 2023-04-26 | 2635 W 42ND AVENUE, Vancouver, BC V6N 3G4 | Gas Permit | Residential | Renovation | Completed | Residential - Re and re gas boiler | BD Plumbing
MP-2022-00534 | 2022-11-08 | 2656 W 42ND AVENUE, Vancouver, BC V6N 3G5 | Mechanical Permit | NULL | NULL | Completed | NULL | Central Commercial & Residential Services
GP-2022-03303 | 2022-10-26 | 2686 W 42ND AVENUE, Vancouver, BC V6N 3G5 | Gas Permit | Residential | Renovation - Dwelling Unit(s) only | Completed | Residential - RE&RE GAS FURNACE | Kits Plumbing and Heating Ltd
GP-2023-03824 | 2023-12-05 | 2687 W 42ND AVENUE, Vancouver, BC V6N 3G4 | Gas Permit | Residential | Renovation | Completed | Residential - replaced old boiler with high efficiency boiler | RINGAWAY PLUMBING HEATING & COOLING LTD.
EP-2022-07878 | 2022-09-22 | 2893 W 41ST AVENUE, Vancouver, BC V6N 3C5 | Electrical Permit | Commercial | Renovation | Completed | Installation / Repair - Commercial - REPAIR - replace main breakers in electrical room. one breaker for each suite at the meter. | Balsam Electric Ltd
EP-2023-02116 | 2023-03-13 | 2947 W 41ST AVENUE, Vancouver, BC V6N 3C8 | Electrical Permit | Residential | Renovation | Completed | Installation / Repair - Residential - Upgrade the electrical service to 200 A. | Ying Shi dba York Electrical Services
SP-2023-00747 | 2023-05-01 | 1080 W 47TH AVENUE, Vancouver, BC V6M 2L4 | Sprinkler Permit | Residential | Renovation | Completed | Residential - relocate a sprinkler for new layouts and add a new sprinkler head for existing washroom >DB: Interior and exterior alterations and change of use of this existing sprinklered two-storey with basement, one-family dwelling to a one-family dwelling with a secondary suite, with 3 off-street parking spaces provided in the detached garage, having vehicular access off the lane. Scope of work: New shower, W/D, and door on the main floor and interior wall and door relocation/addition to create bedrooms and to separate basement and main floor. A window added to create additional basement bedroom. | Yu Fire Protection Inc.
EP-2023-03183 | 2023-04-20 | 1080 W 47TH AVENUE, Vancouver, BC V6M 2L4 | Electrical Permit | Residential | Renovation | Completed | Installation / Repair - Residential - 1,install subpanel 100A 240V 1Ph . 2,install hard wire smoke alarm . 3,wove and install plugs and switches. 4,reinstall lights >BP: Interior and exterior alterations and change of use of this existing sprinklered two-storey with basement, one-family dwelling to a one-family dwelling with a secondary suite, with 3 off-street parking spaces provided in the detached garage, having vehicular access off the lane. Scope of work: New shower, W/D, and door on the main floor and interior wall and door relocation/addition to create bedrooms and to separate basement and main floor. A window added to create additional basement bedroom. | We Do Electrical Ltd
PP-2023-01350 | 2023-04-18 | 1080 W 47TH AVENUE, Vancouver, BC V6M 2L4 | Plumbing Permit | Residential | Renovation | Completed | Residential - Add one laundry and sink Bathroom relocate >DB: Interior and exterior alterations and change of use of this existing sprinklered two-storey with basement, one-family dwelling to a one-family dwelling with a secondary suite, with 3 off-street parking spaces provided in the detached garage, having vehicular access off the lane. Scope of work: New shower, W/D, and door on the main floor and interior wall and door relocation/addition to create bedrooms and to separate basement and main floor. A window added to create additional basement bedroom. | Deep Water Plumbing Heating & Gas Services Limited
PP-2022-00303 | 2022-01-31 | 2375 W 45TH AVENUE, Vancouver, BC V6M 2J5 | Plumbing Permit | Residential | Renovation | Completed | Residential - Renovation to existing home Exterior and interior alterations to dig out a portion of the existing crawl space (approx. 351 SF) to convert to floor area. The scope of work includes to provide minor changes to the main entrance and convert existing rear deck into bedroom on the second floor. | 615837 BC Ltd DBA 1 For All Plumbing and Heating Services
EP-2022-00333 | 2022-01-19 | 2375 W 45TH AVENUE, Vancouver, BC V6M 2J5 | Electrical Permit | Residential | Renovation | Completed | Installation / Repair - Residential - Upgrade services from 100amp to 200amp, and rewiring the basement lights , receptacles , install the pot lights for house , and smoker alarm . Exterior and interior alterations to dig out a portion of the existing crawl space (approx. 351 SF) to convert to floor area. The scope of work includes to provide minor changes to the main entrance and convert existing rear deck into bedroom on the second floor. | Gold Medal Electric Ltd
MP-2022-00548 | 2022-11-10 | 2456 W 45TH AVENUE, Vancouver, BC V6M 2J8 | Mechanical Permit | NULL | NULL | Completed | NULL | Milani Electric Limited
EP-2022-10395 | 2022-12-13 | 2456 W 45TH AVENUE, Vancouver, BC V6M 2J8 | Electrical Permit | Residential | Renovation | Completed | Installation / Repair - Residential - Electrical supply for Dsplit | Milani Electric Limited
EP-2022-10801 | 2023-01-04 | 2843 W 44TH AVENUE, Vancouver, BC V6N 3K1 | Electrical Permit | Residential | Renovation | Completed | Installation / Repair - Residential - Repair damaged detached garage wiring as required. | Wespac Electrical Contractor Ltd
GP-2023-01116 | 2023-03-31 | 2927 W 44TH AVENUE, Vancouver, BC V6N 3K3 | Gas Permit | Residential | Renovation - Dwelling Unit(s) only | Completed | Residential - Installing one tankless gas water heater | Reid Brothers Plumbing & Heating Ltd
EP-2022-00144 | 2022-01-13 | 2928 W 44TH AVENUE, Vancouver, BC V6N 3K4 | Electrical Permit | Residential | Tenant Improvement | Completed | Installation / Repair - Residential - Upgrade service from 100 to 200 amp. Install ground fault receptacles. -We are not installing an new EV Charger? We are not installing any new equipment, we are doing an service upgrade and installing ground fault receptacles. | BPM Electric Ltd
PP-2022-00223 | 2022-01-25 | 3791 W 37TH AVENUE, Vancouver, BC V6N 2W1 | Plumbing Permit | Residential | Renovation | Completed | Residential - bathroom and kitchen reno Interior alteration to provide improvements to this existing one family dwelling on this site. Scope of Work: Construct wall (enclose doorway) between kitchen and dining room. Kitchen; re and re cabinets, counters, island, appliances and finishes. Powder Room; full reno and deconstruct existing hinged door and install pocket door. Mud room; re and re flooring. | BD Plumbing
EP-2022-01441 | 2022-02-24 | 3791 W 37TH AVENUE, Vancouver, BC V6N 2W1 | Electrical Permit | Residential | Renovation | Completed | Installation / Repair - Residential - add some plugs to the kitchen and re do the lighting in the kitchen and family room and new lighting in the powder room >BP: Interior alteration to provide improvements to this existing one family dwelling on this site. Scope of Work: Construct wall (enclose doorway) between kitchen and dining room. Kitchen; re and re cabinets, counters, island, appliances and finishes. Powder Room; full reno and deconstruct existing hinged door and install pocket door. Mud room; re and re flooring. OK for field review as per Rosa Astorino July 7, 2021. REUP provided Energy checklist is currently no longer required with your Building Permit (BP) application. Some supporting documents are still required at BP stage, specifically Envelope and HVAC, if applicable. Service Water Heating and Lighting supporting documents, if applicable, must be submitted with your related trades permits (e.g. electrical and plumbing). All energy upgrades will be checked during inspections stage. It is the applicant’s responsibility to identify and note all required upgrades including energy upgrades on their BP drawings at BP stage. Note to applicant: The services of a structural engineer may be required, based upon site inspection by the District Building Inspector. | David Stein
GP-2023-02353 | 2023-08-10 | 3806 W 37TH AVENUE, Vancouver, BC V6N 2W3 | Gas Permit | Residential | Renovation - Dwelling Unit(s) only | Issued | Residential - Furnace replacement | Good Guys Heating Cooling Plumbing
EP-2023-08578 | 2023-09-27 | 3815 W 37TH AVENUE, Vancouver, BC V6N 2W2 | Electrical Permit | Residential | Addition | Cancelled | Installation / Repair - Residential - EV Charging receptacle -Basement panel adding 50 amp breaker. corner of house below meter. Adding nema 14-50 receptacle in Garage. Two trenches to get wire to garage. | Rocket EV Charging Solutions Inc
GP-2022-03684 | 2022-11-22 | 3836 W 37TH AVENUE, Vancouver, BC V6N 2W3 | Gas Permit | Residential | New | Completed | Residential - Install one natural gas fireplace | Vancouver Gas Fireplaces Ltd
EP-2022-02231 | 2022-03-25 | 3845 W 37TH AVENUE, Vancouver, BC V6N 2W2 | Electrical Permit | Residential | Addition | Completed | Installation / Repair - Residential - Adding a 30 amp circuit at 240v for Heat pump unit from a 125 amp single phase panel. | Bluephase Electrical Ltd
EP-2023-06350 | 2023-08-04 | 3473 W 39TH AVENUE, Vancouver, BC V6N 3A3 | Electrical Permit | Residential | Renovation | Completed | Installation / Repair - Residential - Install EV management system Install counter plugs Install cooktop circuit Install puck lights Install pot lights Re and re kitchen appliance circuits -We are installing an energy management system (DCC12) to an existing EV circuit. Not adding load, but reducing load. | Nelcan Electric Ltd
PP-2022-00197 | 2022-01-24 | 3492 W 39TH AVENUE, Vancouver, BC V6N 3A2 | Plumbing Permit | Residential | New | Completed | Residential - 1FD - 3/4 backflow preventer for lawn irrigation To construct a 2 storey + cellar one-family dwelling ($1,013,750) with a detached accessory building (garage), at the rear providing 2 parking spaces, having vehicular access from the lane. Note: This Building Permit will remain in a suspended status until the associated (green) Demolition Permit BP-2021-00038 is completed. Note: This is a 2 storey building pursuant to the Zoning and Development By-Law 1- Bar/Sink proposed in the cellar 2- A/C unit proposed in the rear yard | Yue Jin Qiu
GP-2023-01017 | 2023-03-23 | 3531 W 39TH AVENUE, Vancouver, BC V6N 3A4 | Gas Permit | Residential | Renovation | Completed | Residential - Hot water tank replacement | Reid Brothers Plumbing & Heating Ltd
PP-2023-02376 | 2023-07-06 | 3533 W 39TH AVENUE, Vancouver, BC V6N 3A4 | Plumbing Permit | Residential | New | Issued | Residential - One outside sump | East West Excavating 2022 ltd
EP-2023-05746 | 2023-07-28 | 3533 W 39TH AVENUE, Vancouver, BC V6N 3A4 | Electrical Permit | Residential | New | Issued | Installation / Repair - Residential - Electrical work for a new single-family house. >BP: To construct a 2 storey + basement one-family dwelling with a secondary suite ($904,850.00) located in the basement with a detached accessory building (garage), at the rear providing 2 parking spaces, having vehicular access from Mayfair Avenue. Note: This Building Permit will remain in a suspended status until the associated (green) Demolition Permit BP-2022-04429 is completed. Note: This is a 2 storey building pursuant to the Zoning and Development By-Law 1- Covenant registered at the Land Title Office under CB478260 2- No strata titling permitted 3- Bar sink proposed in the basement 4- A/C unit proposed in the rear yard 5- Schedule B: SHAOZHE GUO, P.Eng. (778-926-0525) Structural & Glass Guard 6- Schedule B: Jian Zhong Jin, P.Eng. (604.362.7021) Geotechnical 7- HPO: Residential Builder – KRL Construction Ltd. 8- The entire building to be sprinklered to NFPA 13D. 9- As shown by an asterisk (*) on the building permit floor plans and/or elevations, exit protection is required to be provided in accordance with Articles 9.9.4.4., 9.9.4.6., and/or 9.37.2.8. of the 2019 VBBL 10- Double fronting lot. Secondary suite direct access is from Mayfair Avenue. ***This permit has been issued under the VBBL 2019, with updated energy requirements as per bylaw # 12997 effective Jan 01, 2022.*** | SNG Electric Ltd
EP-2023-04363 | 2023-05-18 | 3533 W 39TH AVENUE, Vancouver, BC V6N 3A4 | Electrical Permit | Residential | New | Issued | Temporary Power - Residential - To provide temporary power. | SNG Electric Ltd
PP-2023-03440 | 2023-09-27 | 3533 W 39TH AVENUE, Vancouver, BC V6N 3A4 | Plumbing Permit | Residential | New | Issued | Residential - Plumbing >BP: To construct a 2 storey + basement one-family dwelling with a secondary suite ($904,850.00) located in the basement with a detached accessory building (garage), at the rear providing 2 parking spaces, having vehicular access from Mayfair Avenue. Note: This is a 2 storey building pursuant to the Zoning and Development By-Law 1- Covenant registered at the Land Title Office under CB478260 2- No strata titling permitted 3- Bar sink proposed in the basement 4- A/C unit proposed in the rear yard 5- Schedule B: SHAOZHE GUO, P.Eng. (778-926-0525) Structural & Glass Guard 6- Schedule B: Jian Zhong Jin, P.Eng. (604.362.7021) Geotechnical 7- HPO: Residential Builder – KRL Construction Ltd. 8- The entire building to be sprinklered to NFPA 13D. 9- As shown by an asterisk (*) on the building permit floor plans and/or elevations, exit protection is required to be provided in accordance with Articles 9.9.4.4., 9.9.4.6., and/or 9.37.2.8. of the 2019 VBBL 10- Double fronting lot. Secondary suite direct access is from Mayfair Avenue. | Lucky Plumbing Heating Ltd
MP-2023-01775 | 2023-10-02 | 3533 W 39TH AVENUE, Vancouver, BC V6N 3A4 | Mechanical Permit | NULL | NULL | Issued | NULL | Lucky Plumbing Heating Ltd
SP-2023-02085 | 2023-11-16 | 3533 W 39TH AVENUE, Vancouver, BC V6N 3A4 | Sprinkler Permit | Residential | New | Issued | Residential - installation of a new fire sprinkler system >BP: To construct a 2 storey + basement one-family dwelling with a secondary suite located in the basement with a detached accessory building (garage), at the rear providing 2 parking spaces, having vehicular access from Mayfair Avenue. Note: This is a 2 storey building pursuant to the Zoning and Development By-Law 1- Covenant registered at the Land Title Office under CB478260 2- No strata titling permitted 3- Bar sink proposed in the basement 4- A/C unit proposed in the rear yard 5- Schedule B: SHAOZHE GUO, P.Eng. (778-926-0525) Structural & Glass Guard 6- Schedule B: Jian Zhong Jin, P.Eng. (604.362.7021) Geotechnical 7- HPO: Residential Builder – KRL Construction Ltd. 8- The entire building to be sprinklered to NFPA 13D. 9- As shown by an asterisk (*) on the building permit floor plans and/or elevations, exit protection is required to be provided in accordance with Articles 9.9.4.4., 9.9.4.6., and/or 9.37.2.8. of the 2019 VBBL 10- Double fronting lot. Secondary suite direct access is from Mayfair Avenue. | CENTRE LINE FIRE SPRINKLERS LTD
EP-2023-10442 | 2023-11-21 | 3533 W 39TH AVENUE, Vancouver, BC V6N 3A4 | Electrical Permit | Residential | New | Issued | Installation / Repair - Residential - Wiring and Install Security Alarm System, CCTV, TEL/NET/TV,INTERCOM,BACKGROUND Music and VACUUM etc. - Only rough-wiring >BP: To construct a 2 storey + basement one-family dwelling with a secondary suite ($904,850.00) located in the basement with a detached accessory building (garage), at the rear providing 2 parking spaces, having vehicular access from Mayfair Avenue. Note: This is a 2 storey building pursuant to the Zoning and Development By-Law 1- Covenant registered at the Land Title Office under CB478260 2- No strata titling permitted 3- Bar sink proposed in the basement 4- A/C unit proposed in the rear yard 5- Schedule B: SHAOZHE GUO, P.Eng. (778-926-0525) Structural & Glass Guard 6- Schedule B: Jian Zhong Jin, P.Eng. (604.362.7021) Geotechnical 7- HPO: Residential Builder – KRL Construction Ltd. 8- The entire building to be sprinklered to NFPA 13D. 9- As shown by an asterisk (*) on the building permit floor plans and/or elevations, exit protection is required to be provided in accordance with Articles 9.9.4.4., 9.9.4.6., and/or 9.37.2.8. of the 2019 VBBL 10- Double fronting lot. Secondary suite direct access is from Mayfair Avenue. ***This permit has been issued under the VBBL 2019, with updated energy requirements as per bylaw # 12997 effective Jan 01, 2022.*** | Hysun Technology Inc
GP-2024-00116 | 2024-01-15 | 3533 W 39TH AVENUE, Vancouver, BC V6N 3A4 | Gas Permit | Residential | New | Issued | Residential - Complete range top and bbq only. | Deep Gas Fitting Ltd.
EP-2023-01253 | 2023-02-13 | 3558 W 39TH AVENUE, Vancouver, BC V6N 3A5 | Electrical Permit | Residential | New | Stop Work | Temporary Power - Residential - To provide temporary power. Amend: Mar 28th, 2023 amend permit, should be 3 wire not 2 wire | Kybe Electrical Contracting Ltd
NULL | NULL | 3558 W 39TH AVENUE, Vancouver, BC V6N 3A5 | Electrical Permit | Residential | New | Withdrawn | Installation / Repair - Residential - renovation | Kybe Electrical Contracting Ltd
EP-2023-02169 | 2023-03-16 | 3575 W 39TH AVENUE, Vancouver, BC V6N 3A4 | Electrical Permit | Residential | Renovation - Dwelling Unit(s) only | Completed | Installation / Repair - Residential - Repair damaged service mast. Hydro to reconnect. -This is for a Service Repair and Reconnect. Existing service equipment was damaged due to weather. Sasco to make repairs to damaged equipment and reconnect. | Sasco Contractors Ltd
GP-2023-00490 | 2023-02-09 | 3749 W 39TH AVENUE, Vancouver, BC V6N 3A6 | Gas Permit | Residential | Renovation | Completed | Residential - Gas Boiler Installation | Reid Brothers Plumbing & Heating Ltd
EP-2023-01075 | 2023-02-10 | 3750 W 39TH AVENUE, Vancouver, BC V6N 3A7 | Electrical Permit | Residential | Addition | Completed | Installation / Repair - Residential - Update service to 200A 240V. Cable for car charger. | Guang Yuan Electrical Ltd
GP-2022-04059 | 2022-12-19 | 2431 W 41ST AVENUE, Vancouver, BC V6M 2A5 | Gas Permit | Commercial | Tenant Improvement | Completed | Commercial - To supply and install New York 2 Stage 60,000 btu Furnace with constant speed fan. Including new exhaust and intake piping, ductwork modifications as required, condensate modifications as required, gas permit, labour, Etc. | JJ&A Mechanical LTD
EP-2022-09820 | 2022-11-21 | 2441 W 41ST AVENUE, Vancouver, BC V6M 2A5 | Electrical Permit | Commercial | Renovation | Completed | Installation / Repair - Commercial - Studio Exit sign replacement with new green Running -Man | Shuming Electric Ltd
EP-2022-00884 | 2022-02-04 | 2855 W 38TH AVENUE, Vancouver, BC V6N 2W8 | Electrical Permit | Residential | New | Expired | Temporary Power - Residential - To provide temporary power. | Altech Electric Ltd
EP-2022-01757 | 2022-03-04 | 2855 W 38TH AVENUE, Vancouver, BC V6N 2W8 | Electrical Permit | Residential | New | Completed | Installation / Repair - Residential - Basic Extra low voltage wiring only, alarm, cctv, intercom, telephone, TV, internet, music and Vaccum. >BP: To construct a 2 storey + basement one family dwelling building ($940,500) on this site. Note: Parking for the site has been provided under DB-2020-03876 (Laneway House). Note: This Building Permit will remain in a suspended status until the associated (green) Demolition Permit BP-2020-03874 is completed. Note: This is a 2 storey building pursuant to the Zoning & Development By-law 1. A/C unit proposed 2. Bar sink located 3. Schedule B: Antony Wang, P.Eng (604-618-6236) Structural & Geotechnical 4. HPO: Residential Builder - Onyx Projects Ltd. Address assigned per approved plans. Fire and Emergency street access must be provided and maintained at all time. The building addresses are to be posted and to be visible from the street in accordance with the Building By-law prior to final inspection. ******THIS PERMIT HAS BEEN ISSUED UNDER THE REQUIREMENTS OF VBBL #12511 (2019)****** | JV-Tech Security Inc.
PP-2023-00230 | 2023-02-08 | 2855 W 38TH AVENUE, Vancouver, BC V6N 2W8 | Plumbing Permit | Residential | New | Completed | Residential - -Lawn Irrigation >BP: To construct a 2 storey + basement one family dwelling building ($940,500) on this site. Note: Parking for the site has been provided under DB-2020-03876 (Laneway House). | MYW HOMES LANDSCAPING INC.
EP-2022-08177 | 2022-09-29 | 2855 W 38TH AVENUE, Vancouver, BC V6N 2W8 | Electrical Permit | Residential | Addition | Completed | Installation / Repair - Residential - Installation of back-up power system (Energy storage system). >DB: To construct a 2 storey + basement one family dwelling building on this site. Note: Parking for the site has been provided under DB-2020-03876 (Laneway House). Note: This Building Permit will remain in a suspended status until the associated (green) Demolition Permit BP-2020-03874 is completed. Note: This is a 2 storey building pursuant to the Zoning & Development By-law 1. A/C unit proposed 2. Bar sink located | Shift Energy Group Inc
GP-2022-02022 | 2022-07-07 | 2906 W 38TH AVENUE, Vancouver, BC V6N 2X1 | Gas Permit | Residential | Renovation - Dwelling Unit(s) only | Completed | Residential - RE & RE FURNACE | 484081 BC LTD
GP-2023-01320 | 2023-04-21 | 2987 W 38TH AVENUE, Vancouver, BC V6N 2X2 | Gas Permit | Residential | Renovation | Completed | Residential - Replace gas boiler | BNA Systems Inc and/or Kirkland Metal Shop Ltd
GP-2023-03433 | 2023-11-07 | 2996 W 38TH AVENUE, Vancouver, BC V6N 2X1 | Gas Permit | Residential | Tenant Improvement | Completed | Residential - replace furnace | Campbell Care Plumbing, Heating & Air Ltd.
MP-2023-02287 | 2023-12-28 | 3175 W 38TH AVENUE, Vancouver, BC V6N 2X4 | Mechanical Permit | NULL | NULL | Issued | NULL | Omni Gas Ltd
GP-2023-03609 | 2023-11-20 | 3175 W 38TH AVENUE, Vancouver, BC V6N 2X4 | Gas Permit | Residential | New | Issued | Residential - 1 Range complete gas work >BP: To construct a 2 storey + basement one-family dwelling with a secondary suite ($1,018,000) located in the basement. | Avion Mechanical Ltd
SP-2023-01751 | 2023-09-25 | 3175 W 38TH AVENUE, Vancouver, BC V6N 2X4 | Sprinkler Permit | Residential | New | Issued | Residential - New sprinkler system >BP: To construct a 2 storey + basement one-family dwelling with a secondary suite located in the basement. Note: Parking for the site has been provided under DB-2022-04180 (Laneway House) Note: This is a 2 storey building pursuant to the Zoning and Development By-Law 1- Covenant registered at the Land Title Office under CB418739 2- No strata titling permitted 3- Bar sink proposed in the basement 4- A/C unit proposed in the rear yard 5- Schedule B: Ke Jian, Ma P.Eng (604-599-8890) Structural & Geotechnical 4- HPO: Residential Builder - RICHTOWN CONSTRUCTION LTD. | Haven Fire Protection Ltd
EP-2023-08361 | 2023-09-15 | 3175 W 38TH AVENUE, Vancouver, BC V6N 2X4 | Electrical Permit | Residential | New | Issued | Installation / Repair - Residential - Installation of Extra Low Voltage. Data, Voice, TV Cable, Security Camera, Alarm Prewire, Home Audio, Door bell. >BP: To construct a 2 storey + basement one-family dwelling with a secondary suite ($1,018,000) located in the basement. Note: Parking for the site has been provided under DB-2022-04180 (Laneway House) Note: This is a 2 storey building pursuant to the Zoning and Development By-Law 1- Covenant registered at the Land Title Office under CB418739 2- No strata titling permitted 3- Bar sink proposed in the basement 4- A/C unit proposed in the rear yard 5- Schedule B: Ke Jian, Ma P.Eng (604-599-8890) Structural & Geotechnical 4- HPO: Residential Builder - RICHTOWN CONSTRUCTION LTD. ***This permit is issued under the VBBL 2019, with updated energy requirements as per bylaw # 12997 effective Jan 01, 2022.*** | SECUTECH DEVELOPMENT LTD.
MP-2023-01478 | 2023-08-10 | 3175 W 38TH AVENUE, Vancouver, BC V6N 2X4 | Mechanical Permit | NULL | NULL | Issued | NULL | Avion Mechanical Ltd
EP-2023-07980 | 2023-09-12 | 3175 W 38TH AVENUE, Vancouver, BC V6N 2X4 | Electrical Permit | Residential | New | Issued | Installation / Repair - Residential - ¦ 1FD + 1SS- 200A ¦ Wiring new single house with secondary suite. *An approved mechanical permit is required for the installation of air conditioning or heat pump unit at the time of installation before an electrical inspection will be performed >BP: To construct a 2 storey + basement one-family dwelling with a secondary suite ($1,018,000) located in the basement. Note: This is a 2 storey building pursuant to the Zoning and Development By-Law 1- Covenant registered at the Land Title Office under CB418739 2- No strata titling permitted 3- Bar sink proposed in the basement 4- A/C unit proposed in the rear yard 5- Schedule B: Ke Jian, Ma P.Eng (604-599-8890) Structural & Geotechnical 4- HPO: Residential Builder - RICHTOWN CONSTRUCTION LTD. ***This permit is issued under the VBBL 2019, with updated energy requirements as per bylaw # 12997 effective Jan 01, 2022.*** | Powerful Electric Ltd
EP-2023-03675 | 2023-04-27 | 3175 W 38TH AVENUE, Vancouver, BC V6N 2X4 | Electrical Permit | Residential | New | Issued | Temporary Power - Residential - To provide temporary power. | Powerful Electric Ltd
PP-2023-01984 | 2023-06-05 | 3175 W 38TH AVENUE, Vancouver, BC V6N 2X4 | Plumbing Permit | Residential | New | Issued | Residential - two out side sumps with out pump | JVT EXCAVATING & DEMOLITION LTD
PP-2023-02662 | 2023-07-26 | 3175 W 38TH AVENUE, Vancouver, BC V6N 2X4 | Plumbing Permit | Residential | New | Issued | Residential - plumbing for new: >BP: To construct a 2 storey + basement one-family dwelling with a secondary suite ($1,018,000) located in the basement. Note: Parking for the site has been provided under DB-2022-04180 (Laneway House) Note: This is a 2 storey building pursuant to the Zoning and Development By-Law 1- Covenant registered at the Land Title Office under CB418739 2- No strata titling permitted 3- Bar sink proposed in the basement 4- A/C unit proposed in the rear yard 5- Schedule B: Ke Jian, Ma P.Eng (604-599-8890) Structural & Geotechnical 4- HPO: Residential Builder - RICHTOWN CONSTRUCTION LTD. | Avion Mechanical Ltd
SP-2022-00059 | 2022-01-19 | 2760 W 42ND AVENUE, Vancouver, BC V6N 3G5 | Sprinkler Permit | Residential | New | Completed | Residential - new home >BP: To construct a 2 storey + basement one-family dwelling with a secondary suite located in the basement with a detached accessory building (garage), at the rear providing 2 parking spaces, having vehicular access from the lane. Note: This is a 2 storey building pursuant to the Zoning and Development By-Law 1- Covenant registered at the Land Title Office under CA9243266 2- No strata titling permitted 3- No bar sink proposed 4- A/C unit proposed in the rear yard 5- Schedule B: TAREK A. EL-AMOURY (604-336-5080) Structural & Geotechnical 4- HPO: Residential Builder - 0811719 BC Ltd. Address Note: Address and suite numbers assigned as per approved plans for Fire and Emergency response. The address number is to be posted on the building to be visible from the street and the suite numbers are to be posted at the suite entries in accordance with the Building By-law prior to final inspection. ******THIS PERMIT HAS BEEN ISSUED UNDER THE REQUIREMENTS OF VBBL #12511 (2019)****** | SBMS Construction Ltd
EP-2022-00284 | 2022-01-17 | 2760 W 42ND AVENUE, Vancouver, BC V6N 3G5 | Electrical Permit | Residential | New | Completed | Installation / Repair - Residential - Security Alarm ,Telus, tv, internet complete CCTV pre wire only >BP:To construct a 2 storey + basement one-family dwelling with a secondary suite ($683,067) located in the basement with a detached accessory building (garage), at the rear providing 2 parking spaces, having vehicular access from the lane. | Pioneer Security and Communications Ltd
GP-2022-00108 | 2022-01-14 | 2760 W 42ND AVENUE, Vancouver, BC V6N 3G5 | Gas Permit | Residential | New | Completed | Residential - Gas Piping 1 Stove Complete 1 Boiler Complete 1 BBQ Complete 1 Fire Place Piping Only To construct a 2 storey + basement one-family dwelling with a secondary suite located in the basement with a detached accessory building (garage), at the rear providing 2 parking spaces, having vehicular access from the lane. Note: This is a 2 storey building pursuant to the Zoning and Development By-Law 1- Covenant registered at the Land Title Office under CA9243266 2- No strata titling permitted 3- No bar sink proposed 4- A/C unit proposed in the rear yard 5- Schedule B: TAREK A. EL-AMOURY (604-336-5080) Structural & Geotechnical 4- HPO: Residential Builder - 0811719 BC Ltd. | G & D Hayer Plumbing Ltd
GP-2022-01420 | 2022-05-08 | 2836 W 42ND AVENUE, Vancouver, BC V6N 3G6 | Gas Permit | Residential | Renovation | Completed | Residential - replace gas water heater | Joyce Heating Services Ltd
GP-2023-01472 | 2023-05-05 | 2839 W 42ND AVENUE, Vancouver, BC V6N 3G7 | Gas Permit | Residential | Renovation | Completed | Residential - Re&re Boiler | Milani Plumbing Heating & Air Conditioning Ltd
EP-2023-03826 | 2023-05-02 | 2852 W 42ND AVENUE, Vancouver, BC V6N 3G6 | Electrical Permit | Residential | New | Issued | Temporary Power - Residential - To provide temporary power. | Cimmarusti Electric Ltd
PP-2023-03081 | 2023-08-31 | 2852 W 42ND AVENUE, Vancouver, BC V6N 3G6 | Plumbing Permit | Residential | New | Issued | Residential - install new storm sump | Ajac Construction & Excavation Inc
MP-2023-01960 | 2023-11-01 | 2852 W 42ND AVENUE, Vancouver, BC V6N 3G6 | Mechanical Permit | NULL | NULL | Issued | NULL | Aquaman Plumbing And Heating Ltd
PP-2023-03587 | 2023-10-11 | 2852 W 42ND AVENUE, Vancouver, BC V6N 3G6 | Plumbing Permit | Residential | New | Issued | Residential - New plumbing in three floors >BP: To construct a 2 storey + cellar one family dwelling building on this site. The entire building (including attached garage if applicable) to be sprinklered to NFPA 13D. Note: Parking for the site has been provided under DB-2022-00445 (Laneway House) Note: This is a 2 storey building pursuant to the Zoning & Development By-law 1. A/C unit proposed in the rear yard 2. Bar sink located in the basement 3. Schedule B: Eric Man, P. Eng. (604-874-3237) Structural & Glass Guards (item 1.5) 4. Schedule B: Ward Phillips, P,Eng. (604-716-8881) Geotechnical 5. BC Housing Residential Builder: Nestworks Construction Ltd. | Aquaman Plumbing And Heating Ltd
EP-2023-09583 | 2023-11-07 | 2852 W 42ND AVENUE, Vancouver, BC V6N 3G6 | Electrical Permit | Residential | New | Issued | Installation / Repair - Residential - ¦ 1FD- 200A ¦ Complete home wiring for the house complete with main panel. *An approved mechanical permit is required for the installation of air conditioning or heat pump unit at the time of installation before a final electrical inspection will be performed >BP: To construct a 2 storey + cellar one family dwelling building ($827,250) on this site. The entire building (including attached garage if applicable) to be sprinklered to NFPA 13D. Note: Parking for the site has been provided under DB-2022-00445 (Laneway House) Note: This is a 2 storey building pursuant to the Zoning & Development By-law 1. A/C unit proposed in the rear yard 2. Bar sink located in the basement 3. Schedule B: Eric Man, P. Eng. (604-874-3237) Structural & Glass Guards (item 1.5) 4. Schedule B: Ward Phillips, P,Eng. (604-716-8881) Geotechnical 5. BC Housing Residential Builder: Nestworks Construction Ltd. ******THIS PERMIT HAS BEEN ISSUED UNDER THE REQUIREMENTS OF VBBL #12511 (2019)****** | Cimmarusti Electric Ltd
GP-2023-03966 | 2023-12-13 | 2852 W 42ND AVENUE, Vancouver, BC V6N 3G6 | Gas Permit | Residential | New | Issued | Residential - 1 Range, 1 Boiler, 1 BBQ & 1 Fireplace Gas pipe for main house >BP: To construct a 2 storey + cellar one family dwelling building ($827,250) on this site. | Aquaman Plumbing And Heating Ltd
MP-2023-01245 | 2023-07-07 | 2868 W 42ND AVENUE, Vancouver, BC V6N 3G6 | Mechanical Permit | NULL | NULL | Completed | NULL | Moore & Russell Heating Ltd
EP-2023-06117 | 2023-07-21 | 2868 W 42ND AVENUE, Vancouver, BC V6N 3G6 | Electrical Permit | Residential | Tenant Improvement | Issued | Installation / Repair - Residential - Electrical installation of mini split system *An approved mechanical permit is required for the installation of air conditioning or heat pump unit at the time of installation before an electrical inspection will be performed | Moore And Russell Heating And Air Conditioning Ltd
GP-2023-00130 | 2023-01-12 | 2930 W 42ND AVENUE, Vancouver, BC V6N 3G9 | Gas Permit | Residential | Renovation - Dwelling Unit(s) only | Completed | Residential - Installing gas furnace | Reid Brothers Plumbing & Heating Ltd
GP-2023-02255 | 2023-07-28 | 2958 W 42ND AVENUE, Vancouver, BC V6N 3G9 | Gas Permit | Residential | Renovation | Completed | Residential - Combination Boiler Replacement | Reid Brothers Plumbing & Heating Ltd
GP-2022-04031 | 2022-12-16 | 30 W 48TH AVENUE, Vancouver, BC V5Y 2Y4 | Gas Permit | Residential | Renovation | Completed | Residential - Samsung 30" gas range | Han Appliances & Refrigeration Ltd
GP-2023-03835 | 2023-12-03 | 33 W 48TH AVENUE, Vancouver, BC V5Y 2Y5 | Gas Permit | Residential | New | Issued | Residential - gas cooktop re/re | Super Tech Appliances Installation Ltd
EP-2022-10651 | 2022-12-20 | 1456 W 45TH AVENUE, Vancouver, BC V6M 2H1 | Electrical Permit | Residential | New | Completed | Installation / Repair - Residential - Security, Telephone, Data, and Cable (Pre-wire and Completion) >BP: To alter, relocate, add to and convert this existing two-storey with basement one-family dwelling to a multiple conversion dwelling containing three dwelling units and to construct a two-storey one-family infill dwelling with an attached two-car garage and two surface parking spaces, having vehicular access from the lane. | Torrent Technologies Ltd
EP-2022-09339 | 2022-11-03 | 1456 W 45TH AVENUE, Vancouver, BC V6M 2H1 | Electrical Permit | Residential | New | Expired | Temporary Power - Residential - To provide temporary power. | O J ELECTRIC LTD
GP-2023-00292 | 2023-01-25 | 1456 W 45TH AVENUE, Vancouver, BC V6M 2H1 | Gas Permit | Residential | Addition | Completed | Residential - gas to 3 stoves and 3 bbq's with 3 separate gas meters. >To alter, relocate, add to and convert this existing two-storey with basement one-family dwelling to a multiple conversion dwelling containing three dwelling units and to construct a two-storey one-family infill dwelling with an attached two-car garage and two surface parking spaces, having vehicular access from the lane. - See BP-2020-01195 for INFILL. ******THIS PERMIT HAS BEEN ISSUED UNDER THE REQUIREMENTS OF VBBL 2019 ******** Rev. #1 - in progress - C. Fong - Jan 23, 2023. - relocate mech. units. - change basement living room to den in Unit B. - increase interior stair run by 1". - revise kitchen layout on main floor in all units. - Unit A 2nd floor revise bathroom and bedrooms sizes. - Unit B 2nd floor change den to a WIC. - Revise flat roof slope and related details. - Unit A basement east window (bathroom) reduced from 2026 to 2020. Main floor east window at kitchen removed. Main floor baywindow reduced from 4644 to 4620. South ensuite window changed from 2040 to 2020. - Unit B 2nd floor west windows from 2040 to 2030. - Unit A & C south balcony door changed from double swing to sliding. Building Review Branch Notes: - Sch. A & D, Arch. B, Struct. B, Mech. B, Plumb. B, Spr. B, Electrical B. & Geo. B are submitted. - Entire building is to be sprinklered to NFPA 13R requirements. - Existing building is fully upgraded meeting 'Recontruction' upgrade levels of F4, S4, N4, A4 & E6. - Each dwelling unit has its own direct and separate entrance. - All new windows, doors, and skylights shall conform to AAMA/WDMA/CSA101/I.S.2/A440, NAFS. | A & J GAS SERVICES LTD
SP-2021-00777 | 2022-05-19 | 1456 W 45TH AVENUE, Vancouver, BC V6M 2H1 | Sprinkler Permit | Residential | New | Completed | Residential - To install sprinkler to NFPA 13R 2013 throughout this multiple conversion dwelling containing three dwelling units and to construct a two-storey one-family infill dwelling with an attached two-car garage and two surface parking spaces, having vehicular access from the lane. - See SP-2022-00800 for INFILL. | Yu Fire Protection Inc.
PP-2022-01556 | 2022-05-06 | 1456 W 45TH AVENUE, Vancouver, BC V6M 2H1 | Plumbing Permit | Residential | Renovation | Completed | Residential - single house being raised and expanded to make three units. re piping all plumbing drainage venting and waterlines >BP: To alter, relocate, add to and convert this existing two-storey with basement one-family dwelling to a multiple conversion dwelling containing three dwelling units and to construct a two-storey one-family infill dwelling with an attached two-car garage and two surface parking spaces, having vehicular access from the lane. - See BP-2020-01195 for INFILL. ******THIS PERMIT HAS BEEN ISSUED UNDER THE REQUIREMENTS OF VBBL 2019 AND REVIEWED DURING THE COVID-19 PANDEMIC CRISIS. ******** >>>Amend: Nov. 9th, 2023 -to add one inside sanitary sump | BPH Mechanical Systems Ltd.
NULL | NULL | 1456 W 45TH AVENUE, Vancouver, BC V6M 2H1 | Electrical Permit | Commercial | New | Draft | Installation / Repair - Commercial - New triplex wiring and finishing, electrical room wiring, pad mount transformer and fire alarm. Address is 1456 W 45 Unit 1 is A, 1456 W 45 Unit 2 is B and 1458 W 45 is unit C. | O J ELECTRIC LTD
EP-2022-01823 | 2022-03-30 | 1456 W 45TH AVENUE, Vancouver, BC V6M 2H1 | Electrical Permit | Commercial | Addition | Completed | Installation / Repair - Commercial - New triplex wiring and finishing and electrical room. Unit A,1 is 1456 W 45, Unit B, 2 is 1456 W 45 and Unit C is 1458 W 45 >BP: To alter, relocate, add to and convert this existing two-storey with basement one-family dwelling to a multiple conversion dwelling containing three dwelling units and to construct a two-storey one-family infill dwelling with an attached two-car garage and two surface parking spaces, having vehicular access from the lane. - See BP-2020-01195 for INFILL. ******THIS PERMIT HAS BEEN ISSUED UNDER THE REQUIREMENTS OF VBBL 2019 AND REVIEWED DURING THE COVID-19 PANDEMIC CRISIS. ******** Building Review Branch Notes: - Sch. A & D, Arch. B, Struct. B, Mech. B, Plumb. B, Spr. B, Electrical B. & Geo. B are submitted. - Entire building is to be sprinklered to NFPA 13R requirements. - Existing building is fully upgraded meeting 'Recontruction' upgrade levels of F4, S4, N4, A4 & E6. - Each dwelling unit has its own direct and separate entrance. - All new windows, doors, and skylights shall conform to AAMA/WDMA/CSA101/I.S.2/A440, NAFS. | O J ELECTRIC LTD
NULL | NULL | 1456 W 45TH AVENUE, Vancouver, BC V6M 2H1 | Electrical Permit | Residential | New | Withdrawn | Temporary Power - Residential - To provide temporary power. | Tuong Su
EP-2022-02770 | 2022-04-08 | 1456 W 45TH AVENUE, Vancouver, BC V6M 2H1 | Electrical Permit | Residential | New | Expired | Temporary Power - Residential - To provide temporary power. FOR SECURITY EQUIPMENT | Tuong Su
PP-2022-01147 | 2022-04-04 | 1456 W 45TH AVENUE, Vancouver, BC V6M 2H1 | Plumbing Permit | Residential | Renovation | Completed | Residential - pump sump, gravity sump ENGINEER LETTER ON FILE AMEND: NOV 15/2023 Submitting thrust block letter - UPLOADED | J & R Excavation & Demolition Ltd.
EP-2022-01936 | 2022-03-10 | 1468 W 45TH AVENUE, Vancouver, BC V6M 2H1 | Electrical Permit | Residential | Renovation | Completed | Installation / Repair - Residential - Knob and Tube wiring cancellation/ rewiring | Wirechief Electric Ltd
GP-2023-03347 | 2023-11-02 | 1468 W 45TH AVENUE, Vancouver, BC V6M 2H1 | Gas Permit | Residential | Renovation - Dwelling Unit(s) only | Completed | Residential - Installing gas furnace | Reid Brothers Plumbing & Heating Ltd
EP-2022-01805 | 2022-03-09 | 1522 W 45TH AVENUE, Vancouver, BC V6M 4L7 | Electrical Permit | Residential | Renovation | Completed | Installation / Repair - Residential - Branch Circuit inspect, repair, replace. Amend: Mar 16, 2022 change our wire size from 2/0 to 250kcmil | Torr Electric
EP-2022-06435 | 2022-08-04 | 1661 W 45TH AVENUE, Vancouver, BC V6M 2H3 | Electrical Permit | Residential | Renovation | Completed | Installation / Repair - Residential - Upgrade a new 200-amp service and install an Electric vehicle charging plug | UCAN Build Ltd
GP-2023-00254 | 2023-01-20 | 1905 W 45TH AVENUE, Vancouver, BC V6M 2H7 | Gas Permit | Residential | Tenant Improvement | Completed | Residential - Re and re the furnace | Moore & Russell Heating Ltd
EP-2023-00100 | 2023-01-06 | 1905 W 45TH AVENUE, Vancouver, BC V6M 2H7 | Electrical Permit | Residential | Tenant Improvement | Completed | Installation / Repair - Residential - Electrical installation of heat pump. Building permit not required MP obtained No change to existing service related MP-2023-00017 | Moore And Russell Heating And Air Conditioning Ltd
MP-2023-00017 | 2023-01-04 | 1905 W 45TH AVENUE, Vancouver, BC V6M 2H7 | Mechanical Permit | NULL | NULL | Completed | NULL | Moore And Russell Heating And Air Conditioning Ltd
GP-2022-02779 | 2022-09-20 | 1913 W 45TH AVENUE, Vancouver, BC V6M 2H7 | Gas Permit | Residential | New | Completed | Residential - Install - Wolf 48" Dual Fuel Range | Han Appliances & Refrigeration Ltd
GP-2022-00577 | 2022-02-23 | 1913 W 45TH AVENUE, Vancouver, BC V6M 2H7 | Gas Permit | Residential | Renovation | Cancelled | Residential - installing a fireplace and installing required venting | Mainland Fireplaces Inc
EP-2023-10530 | 2023-11-21 | 1929 W 45TH AVENUE, Vancouver, BC V6M 2H7 | Electrical Permit | Residential | New | Issued | Temporary Power - Residential - To provide temporary power. | G.S.G. Electric Ltd.
EP-2023-05611 | 2023-07-13 | 2028 W 45TH AVENUE, Vancouver, BC V6M 2H9 | Electrical Permit | Residential | Renovation | Completed | Installation / Repair - Residential - ¦ 1FD- 200A/ RECON/ RELO SERVICE ¦ 2 X 200A SERVICES¦ Reconnect main house 200A service. Meterbase move to the new laneway house. | Bright Ocean Electric Ltd
GP-2022-00248 | 2022-01-27 | 2028 W 45TH AVENUE, Vancouver, BC V6M 2H9 | Gas Permit | Residential | Renovation | Completed | Residential - Remove existing boiler, and put in new high-efficiency boiler | Sam Brothers Plumbing and Heating Ltd
EP-2023-07028 | 2023-08-02 | 2626 W 41ST AVENUE, Vancouver, BC V6N 3C4 | Electrical Permit | Residential | New | Issued | Temporary Power - Residential - To provide temporary power. | Cyrus Electric Ltd
SP-2024-00136 | NULL | 2626 W 41ST AVENUE, Vancouver, BC V6N 3C4 | Sprinkler Permit | Residential | New | Application Incomplete | Residential - To install fire sprinkler system for the duplex | Bright Star Plumbing & Heating Supply Ltd
PP-2024-00096 | 2024-01-11 | 2626 W 41ST AVENUE, Vancouver, BC V6N 3C4 | Plumbing Permit | Residential | New | Issued | Residential - TO INSTALL DWV AND WATER PIPE FOR THE DUPLEX, AND INSTALL ALL PLUMBING FIXTURES. | Bright Star Plumbing & Heating Supply Ltd
EP-2023-09954 | 2023-11-23 | 2626 W 41ST AVENUE, Vancouver, BC V6N 3C4 | Electrical Permit | Residential | New | Issued | Installation / Repair - Residential - ¦ 2FD- 400A ¦ A duplex house with complete electrical wiring and Tv/Tel/Data *An approved mechanical permit is required for the installation of air conditioning or heat pump unit before a final electrical inspection will be performed >BP: To construct a two-storey two-family dwelling ($777,275), with a detached accessory building (garage) at the rear providing 2 parking spaces, having vehicular access from the lane. Note: This is a 2 storey building pursuant to the Zoning and Development By-Law 1. External mechanical unit proposed 2. Schedule B: Jianli Guo 604.518.1098 Structural & Geotechnical 3. HPO: Residential Builder - Inobuilt Construction Ltd. ******THIS PERMIT HAS BEEN ISSUED UNDER THE REQUIREMENTS OF VBBL #12511 (2019)****** ***This permit is issued under the VBBL 2019, with updated energy requirements as per bylaw # 12997 effective Jan 01, 2022.*** | Cyrus Electric Ltd
PP-2023-03896 | 2023-11-06 | 2626 W 41ST AVENUE, Vancouver, BC V6N 3C4 | Plumbing Permit | Residential | New | Issued | Residential - sump storm and sewer | Mash Construction Ltd.
GP-2022-04037 | 2022-12-16 | 2630 W 41ST AVENUE, Vancouver, BC V6N 3C4 | Gas Permit | Residential | Renovation | Completed | Residential - Boiler replacement | Maple Furnace Heating & Air Conditioning
GP-2022-02905 | 2022-09-27 | 2656 W 41ST AVENUE, Vancouver, BC V6N 3C4 | Gas Permit | Residential | Renovation | Completed | Residential - Re + re boiler | Lambert Plumbing & Heating Ltd
GP-2022-03043 | 2022-10-06 | 2715 W 41ST AVENUE, Vancouver, BC V6N 3C5 | Gas Permit | Residential | Tenant Improvement | Completed | Residential - Re Re Furnace | Moore & Russell Heating Ltd
GP-2023-03014 | 2023-10-11 | 2733 W 41ST AVENUE, Vancouver, BC V6N 3C5 | Gas Permit | Residential | Renovation - Dwelling Unit(s) only | Completed | Residential - Installing gas boiler | Reid Brothers Plumbing & Heating Ltd
EP-2022-02275 | 2022-03-22 | 3228 W 37TH AVENUE, Vancouver, BC V6N 2V4 | Electrical Permit | Residential | Addition | Completed | Installation / Repair - Residential - Installed 3 new smoke detectors in upstairs bedrooms and replaced existing with new smoke detectors >BP: Interior alterations to convert a portion of the existing crawl space to habitable area to this existing two storey plus basement one family dwelling on this inside with a lane site as approved by the Board of Variance Appeal Z35544 dated August 29, 2019 thereby relaxing the overall floor space. | DM Electric Ltd
GP-2022-02950 | 2022-10-04 | 3250 W 37TH AVENUE, Vancouver, BC V6N 2V4 | Gas Permit | Residential | Renovation | Completed | Residential - Installation of 2 gas fireplaces venting and hook up only - Existing house. | Urban Fireplaces Ltd
PP-2022-00749 | 2022-03-04 | 3288 W 37TH AVENUE, Vancouver, BC V6N 2V4 | Plumbing Permit | Residential | Renovation | Completed | Residential - re-pipe basement for suite Exterior and Interior alterations to provide improvements and to change this one family dwelling to a multiple conversion dwelling with two dwelling units, one being a secondary suite on this site. Scope of Work: Basement: Relocate and construct interior walls to create a two bedroom suite with two bedrooms, two bathrooms, kitchen, laundry and living space. Un-enclose storage under rear deck to create a patio. Main Floor: Deconstruct interior walls to remove one bedroom, remove and construct new kitchen. Replace existing fireplace with new gas fireplace. Electrical, Plumbing and Gas to suit. | Hashtag Plumbing Inc
GP-2022-01080 | 2022-04-07 | 3288 W 37TH AVENUE, Vancouver, BC V6N 2V4 | Gas Permit | Residential | Renovation | Completed | Residential - 2 gas ranges, one fire place one combi boiler Exterior and Interior alterations to provide improvements and to change this one family dwelling to a multiple conversion dwelling with two dwelling units, one being a secondary suite on this site. Scope of Work: Basement: Relocate and construct interior walls to create a two bedroom suite with two bedrooms, two bathrooms, kitchen, laundry and living space. Un-enclose storage under rear deck to create a patio. Main Floor: Deconstruct interior walls to remove one bedroom, remove and construct new kitchen. Replace existing fireplace with new gas fireplace. Electrical, Plumbing and Gas to suit. | Hashtag Plumbing Inc
GP-2022-01189 | 2022-04-19 | 3288 W 37TH AVENUE, Vancouver, BC V6N 2V4 | Gas Permit | Residential | Renovation | Completed | Residential - Installation of 1 gas fireplace - venting and hook up only Exterior and Interior alterations to provide improvements and to change this one family dwelling to a multiple conversion dwelling with two dwelling units, one being a secondary suite on this site. Scope of Work: Basement: Relocate and construct interior walls to create a two bedroom suite with two bedrooms, two bathrooms, kitchen, laundry and living space. Un-enclose storage under rear deck to create a patio. | Urban Fireplaces Ltd
EP-2022-00363 | 2022-01-26 | 3288 W 37TH AVENUE, Vancouver, BC V6N 2V4 | Electrical Permit | Residential | Renovation | Completed | Installation / Repair - Residential - rewire the basement for a sec suite and install a new 200amp service with a double meter base one to feed main house and one to feed new suite ** Amend 02/09/2022** amend permit for service wire to the panels with be #2 AL no change in price Exterior and Interior alterations to provide improvements and to change this one family dwelling to a multiple conversion dwelling with two dwelling units, one being a secondary suite on this site. Scope of Work: Basement: Relocate and construct interior walls to create a two bedroom suite with two bedrooms, two bathrooms, kitchen, laundry and living space. Un-enclose storage under rear deck to create a patio. Main Floor: Deconstruct interior walls to remove one bedroom, remove and construct new kitchen. Replace existing fireplace with new gas fireplace. Electrical, Plumbing and Gas to suit. | David Stein
EP-2022-07062 | 2022-08-23 | 3191 W 38TH AVENUE, Vancouver, BC V6N 2X4 | Electrical Permit | Residential | New | Completed | Installation / Repair - Residential - New electrical wiring for: New Build / 200 Amp x2 Service >BP: To construct a 2 storey + cellar one-family ($874,567.72) with a detached accessory building (garage) ($10,000), at the rear providing 2 parking spaces, having vehicular access from the lane. 1. No Strata Titling permitted 2. A/C proposed – Exterior component located in Rear Yard (North) 3. Bar sink located in Cellar 4. Schedule B: (Jeff Allester) P.Eng (604.228-0518) Structural 5. Schedule B: (P.K.L Fong) P.Eng (604.837-3205) Geotechnical 6. HPO: Residential Builder- Naikoon Constracting Ltd. ** Amend 11/25/2022** Add A/C in rear **THIS PERMIT HAS BEEN ISSUED UNDER THE REQUIREMENTS OF VBBL #12511 (2019)** >>>>>Amend: April 18th -Amendment request - there a 2 - 200A Services for this location 1 - 200A Service for the house & 1 - 200A Service for the garage | Kybe Electrical Contracting Ltd
PP-2022-02585 | 2022-09-15 | 3191 W 38TH AVENUE, Vancouver, BC V6N 2X4 | Plumbing Permit | Residential | New | Completed | Residential - Sump | Octiscapes Site Services Ltd
EP-2022-09397 | 2022-11-04 | 3191 W 38TH AVENUE, Vancouver, BC V6N 2X4 | Electrical Permit | Residential | New | Expired | Temporary Power - Residential - To provide temporary power. | Kybe Electrical Contracting Ltd
PP-2022-04280 | 2022-11-29 | 3191 W 38TH AVENUE, Vancouver, BC V6N 2X4 | Plumbing Permit | Residential | New | Completed | Residential - New plumbing rough in and finish of a new single family dwelling To construct a 2 storey + cellar one-family with a detached accessory building (garage) , at the rear providing 2 parking spaces, having vehicular access from the lane. 1. No Strata Titling permitted 2. A/C proposed – Exterior component located in Rear Yard (North) 3. Bar sink located in Cellar 4. Schedule B: (Jeff Allester) P.Eng (604.228-0518) Structural 5. Schedule B: (P.K.L Fong) P.Eng (604.837-3205) Geotechnical 6. HPO: Residential Builder- Naikoon Constracting Ltd. | SKYREACH PLUMBING & HEATING LTD
MP-2023-00051 | 2023-01-12 | 3191 W 38TH AVENUE, Vancouver, BC V6N 2X4 | Mechanical Permit | NULL | NULL | Completed | NULL | BENTAIR HVAC LTD
EP-2023-02263 | 2023-03-21 | 3191 W 38TH AVENUE, Vancouver, BC V6N 2X4 | Electrical Permit | Residential | New | Completed | Installation / Repair - Residential - Low voltage including TV, speakers, data/tel wiring, and powered shades. Security including basic alarm wiring for door/window contacts, motions, keypad and a couple cameras. >BP: To construct a 2 storey + cellar one-family ($874,567.72) with a detached accessory building (garage) ($10,000), at the rear providing 2 parking spaces, having vehicular access from the lane. 1. No Strata Titling permitted 2. Heat Pumps (2) units proposed side yard - West elevation. - To comply to City of Vancouver Noise Bylaw #6555 3. Bar sink located in Cellar 4. Schedule B: (Jeff Allester) P.Eng (604.228-0518) Structural 5. Schedule A: Jeff Allester P.Eng. 604-228-0518 Coordinating Professional 6. Schedule B : AIBC Richard Kadulski 604-689-1841 Building Envelope Consultant. 7. Schedule D : AIBC Richard Kadulski 604-689-1841 8. Schedule B: (P.K.L Fong) P.Eng (604.837-3205) Geotechnical 9. HPO: Residential Builder- Naikoon Constracting Ltd. Note: This is a 2 storey building pursuant to the Zoning and Development By-Law ** Part 5 Building Design Address Information: Principle Dwelling: 3191 W 38 Ave Addresses have been assigned per the approved plans. This access must be provided & maintained at all times and the building addresses posted to be visible from the street in accordance with the Building By-law. **THIS PERMIT HAS BEEN ISSUED UNDER THE REQUIREMENTS OF VBBL #12511 (2019)** | Cambri Smart Homes Inc
SP-2023-00569 | 2023-04-04 | 3191 W 38TH AVENUE, Vancouver, BC V6N 2X4 | Sprinkler Permit | Residential | New | Completed | Residential - New sprinkler system for a new single family dwelling >BP: To construct a 2 storey + cellar one-family with a detached accessory building (garage) , at the rear providing 2 parking spaces, having vehicular access from the lane. 1. No Strata Titling permitted 2. Heat Pumps (2) units proposed side yard - West elevation. - To comply to City of Vancouver Noise Bylaw #6555 3. Bar sink located in Cellar 4. Schedule B: (Jeff Allester) P.Eng (604.228-0518) Structural 5. Schedule A: Jeff Allester P.Eng. 604-228-0518 Coordinating Professional 6. Schedule B : AIBC Richard Kadulski 604-689-1841 Building Envelope Consultant. 7. Schedule D : AIBC Richard Kadulski 604-689-1841 8. Schedule B: (P.K.L Fong) P.Eng (604.837-3205) Geotechnical 9. HPO: Residential Builder- Naikoon Constracting Ltd. | SKYREACH PLUMBING & HEATING LTD
GP-2023-01136 | 2023-04-04 | 3191 W 38TH AVENUE, Vancouver, BC V6N 2X4 | Gas Permit | Residential | New | Completed | Residential - 1 BBQ and 1 Range Gas rough in of 2 gas appliances >BP: To construct a 2 storey + cellar one-family | SKYREACH PLUMBING & HEATING LTD
MP-2023-01797 | 2023-10-10 | 3191 W 38TH AVENUE, Vancouver, BC V6N 2X4 | Mechanical Permit | NULL | NULL | Completed | NULL | SKYREACH PLUMBING & HEATING LTD
PP-2023-03569 | 2023-10-11 | 3191 W 38TH AVENUE, Vancouver, BC V6N 2X4 | Plumbing Permit | Residential | New | Completed | Residential - Backflow device installed for garden irrigation system. | Pacific Coast Irrigation & Landscape Lighting
GP-2023-02682 | 2023-09-12 | 3192 W 38TH AVENUE, Vancouver, BC V6N 2X3 | Gas Permit | Residential | Renovation | Completed | Residential - RE&RE boiler | Milani Plumbing Heating & Air Conditioning Ltd
GP-2023-00282 | 2023-01-24 | 3218 W 38TH AVENUE, Vancouver, BC V6N 2X6 | Gas Permit | Residential | Renovation | Completed | Residential - Replace gas furnace in basement. | Canadian Care Heating & Cooling Ltd
EP-2024-00682 | 2024-01-25 | 3232 W 38TH AVENUE, Vancouver, BC V6N 2X6 | Electrical Permit | Residential | New | Issued | Temporary Power - Residential - To provide temporary power. | Hitech Electric Inc
GP-2023-01323 | 2023-04-21 | 1107 W 41ST AVENUE, Vancouver, BC V6M 1X1 | Gas Permit | Residential | Tenant Improvement | Completed | Residential - RE & RE HOT WATER TANK | 484081 BC LTD
PP-2022-03668 | 2022-10-14 | 1397 W 41ST AVENUE, Vancouver, BC V6M 1X4 | Plumbing Permit | Residential | Addition | Completed | Residential - second suite Interior/exterior alterations to this one family delling including change of use from one family dwelling to one family dwelling with secondary suite scope of work: add secondary suite add rear deck- within existing building depth interior changes | FANGXIN PLUMBING
EP-2022-08669 | 2022-10-13 | 1397 W 41ST AVENUE, Vancouver, BC V6M 1X4 | Electrical Permit | Residential | Renovation | Completed | Installation / Repair - Residential - secondary suite electrical work Interior/exterior alterations to this one family delling including change of use from one family dwelling to one family dwelling with secondary suite scope of work: add secondary suite add rear deck- within existing building depth interior changes ** Amend 11/04/2022** this permit is for service re connect only for secondary suite work | Powerlink Electric Ltd
PP-2023-04280 | 2023-12-11 | 1537 W 41ST AVENUE, Vancouver, BC V6M 1X7 | Plumbing Permit | Commercial | Renovation | Issued | Commercial - Renovations to interior, including washrooms >BP: Minor Renovation Interior alterations to expand the mezzanine level and to modify layout of the 1st floor and mezzanine, and exterior alteration to re-clad and renovate south exterior elevation of this existing one storey (and mezzanine) Motor Vehicle Repair Shop (Major Occupancy F2) building at 1537 W 41 Avenue. | Encon Performance Inc
EP-2022-04843 | 2022-06-09 | 1576 W 41ST AVENUE, Vancouver, BC V6M 1X6 | Electrical Permit | Commercial | Renovation | Completed | Installation / Repair - Commercial - Replace 2x2 fixtures & T8 lamps as required | MEI Energy Solutions Ltd
EP-2023-08700 | 2023-09-27 | 2973 W 42ND AVENUE, Vancouver, BC V6N 3G8 | Electrical Permit | Residential | Addition | Issued | Installation / Repair - Residential - Installation of security system | ADT Security Services Canada Inc
NULL | NULL | 2974 W 42ND AVENUE, Vancouver, BC V6N 3G9 | Gas Permit | Residential | New | Draft | Residential - New pipes and vents | Aquaman Plumbing And Heating Ltd
GP-2022-01759 | 2022-06-10 | 2974 W 42ND AVENUE, Vancouver, BC V6N 3G9 | Gas Permit | Residential | New | Completed | Residential - New pipes and vents Work for now is WEST UNIT West Unit #1-2976 W 42nd Av - One Family Dwelling (1st-2md floor) #2-2976 W 42nd Av - Secondary Suite (basement) | Aquaman Plumbing And Heating Ltd
SP-2022-00852 | 2022-05-27 | 2974 W 42ND AVENUE, Vancouver, BC V6N 3G9 | Sprinkler Permit | Residential | New | Completed | Residential - install new fire sprinkler system >To construct a two-storey two-family dwelling with one secondary suite ($988,000) located in the basement, with a detached accessory building (garage) and 1 open parking at the rear providing 3 parking spaces, having vehicular access from the lane. Note: This is a 2 storey building pursuant to the Zoning and Development By-Law 1. Covenant registered at the Land Title Office under CA9500443 2. No strata titling permitted 3. A/C proposed – Exterior component located in rear, Interior component located in first floor. 4. Bar sinks proposed in basement. 5. Schedule B: (A.C.M. Wang) P.Eng (604.618.6236) Structural & Geotechnical 6. HPO: Residential Builder - Wesco Living Ltd Address Note: Principle Dwelling (East): 2974 W 42nd Av Principle Dwelling (West): #1-2976 W 42nd Av Address and suite numbers assigned as per approved plans for Fire and Emergency response. The address numbers are to be posted to the building to be visible from the street and the suite numbers are to be posted at the suite entries in accordance with the Building By-law prior to final inspection. ******THIS PERMIT HAS BEEN ISSUED UNDER THE REQUIREMENTS OF VBBL #12511 (2019)****** | CENTRE LINE FIRE SPRINKLERS LTD
PP-2022-01229 | 2022-04-11 | 2974 W 42ND AVENUE, Vancouver, BC V6N 3G9 | Plumbing Permit | Residential | New | Completed | Residential - 2FD+SS - EAST UNIT - 2974 W 42ND AV WEST UNIT - 2976 W 42ND AV - #1 & #2 Plumbing on all three floors To construct a two-storey two-family dwelling with one secondary suite located in the basement, with a detached accessory building (garage) and 1 open parking at the rear providing 3 parking spaces, having vehicular access from the lane. Note: This is a 2 storey building pursuant to the Zoning and Development By-Law 1. Covenant registered at the Land Title Office under CA9500443 2. No strata titling permitted 3. A/C proposed – Exterior component located in rear, Interior component located in first floor. 4. Bar sinks proposed in basement. | Aquaman Plumbing And Heating Ltd
PP-2022-00683 | 2022-02-28 | 2974 W 42ND AVENUE, Vancouver, BC V6N 3G9 | Plumbing Permit | Residential | New | Completed | Residential - 2FD+SS - EAST UNIT - 2974 W 42ND AV WEST UNIT - 2976 W 42NDE AV - #1 & #2 Sump, sanitary, and storm connection To construct a two-storey two-family dwelling with one secondary suite located in the basement, with a detached accessory building (garage) and 1 open parking at the rear providing 3 parking spaces, having vehicular access from the lane. Note: This is a 2 storey building pursuant to the Zoning and Development By-Law 1. Covenant registered at the Land Title Office under CA9500443 2. No strata titling permitted 3. A/C proposed – Exterior component located in rear, Interior component located in first floor. 4. Bar sinks proposed in basement. | GNA Contracting Ltd
EP-2022-01390 | 2022-03-03 | 2974 W 42ND AVENUE, Vancouver, BC V6N 3G9 | Electrical Permit | Residential | New | Completed | Installation / Repair - Residential - 2FD+2SS - Duplex - Residential -2 Single Meter service for each unit. New house wiring: single phase service, panel. All outlet, roughing and connection, lighting system and all electrical equipment connection. Plus prewire data cables and communication with finishing. - Duplex dwelling with one legal suite. Total 200 Amps 240 V 1 Phase 3 Wires from BC Hydro Service (not 200 amp for each duplex unit). 3 Meter system. 2x100 Amp; 00Awg/Al for Each duplex unit. 60A, 1Awg /AL for legal suite. >BP: To construct a two-storey two-family dwelling with one secondary suite ($988,000) located in the basement, with a detached accessory building (garage) and 1 open parking at the rear providing 3 parking spaces, having vehicular access from the lane. Note: This is a 2 storey building pursuant to the Zoning and Development By-Law 1. Covenant registered at the Land Title Office under CA9500443 2. No strata titling permitted 3. A/C proposed – Exterior component located in rear, Interior component located in first floor. 4. Bar sinks proposed in basement. 5. Schedule B: (A.C.M. Wang) P.Eng (604.618.6236) Structural & Geotechnical 6. HPO: Residential Builder - Wesco Living Ltd >>>>>>>> Amend: June 17th -amend the detail from 3 meter system to 2 meter system for this project. Because the 3 meter basic was out of stock now. 2974 unit?s panel was 100 amps . And 2976 was 150 amps with 60 amps subpanel for legal suite unit. Total was 200 amps 2 meter system. I have up loaded the new Load Calculation | Aidea Solutions Ltd
GP-2022-01760 | 2022-06-09 | 2991 W 42ND AVENUE, Vancouver, BC V6N 3G8 | Gas Permit | Residential | Renovation | Completed | Residential - Replacement of boiler | AB-Tech Plumbing & Heating Ltd.
EP-2023-06741 | 2023-09-06 | 3029 W 42ND AVENUE, Vancouver, BC V6N 3H1 | Electrical Permit | Residential | Addition | Completed | Installation / Repair - Residential - Run wiring and install a car charger -Pulling the cable from back of the house basement to garage | MB Installations Ltd
GP-2022-01146 | 2022-04-12 | 3038 W 42ND AVENUE, Vancouver, BC V6N 3H2 | Gas Permit | Residential | New | Cancelled | Residential - Install one natural gas fireplace | Vancouver Gas Fireplaces Ltd
PP-2023-02094 | 2023-06-14 | 186 W 44TH AVENUE, Vancouver, BC V5Y 2V4 | Plumbing Permit | Residential | New | Completed | Residential - to install a DCVA for lawn irrigation | University Sprinkler Systems Incorporated
EP-2023-06118 | 2023-07-07 | 1630 W 40TH AVENUE, Vancouver, BC V6M 1V9 | Electrical Permit | Residential | New | Issued | Temporary Power - Residential - To provide temporary power. | F & S Electrical Ltd
EP-2023-06247 | NULL | 1630 W 40TH AVENUE, Vancouver, BC V6M 1V9 | Electrical Permit | Residential | New | Withdrawn | Temporary Power - Residential - To provide temporary power. | NULL
EP-2023-09779 | NULL | 1638 W 40TH AVENUE, Vancouver, BC V6M 1V9 | Electrical Permit | Residential | Renovation | In Review | Installation / Repair - Residential - Install a homeowner supplied generator and a transfer switch, install a new panel and run feeders, move some circuits between panels. -The generator is beyond 18" clearance of the building. The model is Generac RG036. the maximum noise is 73dB. The length is 76.8", the width is 30.9" and the height is 46.1". - The Generator is 200A, 120V/240V >BP: To install a generator on the east side of this existing Single Detached House. OK to process as DTI as per J. Zhang January 18, 2024 | SECUTECH DEVELOPMENT LTD.
EP-2023-01756 | 2023-03-07 | 1650 W 40TH AVENUE, Vancouver, BC V6M 1V9 | Electrical Permit | Residential | New | Completed | Installation / Repair - Residential - Installed and finished the led strip light part of the house which‘s lvt 18/2 were prewire by electrical contractor(EP-2021-06299) >BP: Interior and exterior alterations and rear addition to this existing character two-storey, plus cellar one family dwelling and to add an outdoor pool and a detached accessory garage providing 3 parking spaces having vehicular access from the lane. Building Permit for DP-2018-00543. DP approval includes the following documents and information: 1. Arborist report by Radix Tree & Landscape Consulting Inc dated November 1, 2018 by City of Vancouver 2. Letter of Assurance by Radix Tree & Landscape Consulting Inc dated November 1, 2018 by City of Vancouver 3. Assurance of Retention of Existing Buildings letter and sequence of construction dated July 20, 2018 by City of Vancouver , retention drawings dated September 28, 2018 by F. Zarate Lopez. Notes: 1. This is a 2 storey building pursuant to the Zoning and Development By-Law. 2. The entire building to be sprinklered to NFPA-13D. 3. Building envelope and environmental separation as per Part 5 design. 4. SCH A - CRP - JULIO REYNEL-GRACIA, P.ENG (778) 998-0709 5. SCH B1/B2 - STRUX - FERNANDO LOPEZ, P.ENG (778) 952-9325 6. SCH B1/B2 - GEO - FERNANDO LOPEZ, P.ENG (778) 952-9325 7. SCH B1/B2 - ARCH - JULIO REYNEL-GRACIA, P.ENG (778) 998-0709 8. SCH D1 - BLDG. ENV - JULIO REYNEL-GRACIA, P.ENG 778-998-0709 *****THIS PERMIT HAS BEEN ISSUED UNDER THE REQUIREMENTS OF VBBL 2014 AND THE GREEN HOMES PROGRAM***** | AIGO TECHNOLOGY INC
GP-2022-03738 | 2022-11-28 | 1650 W 40TH AVENUE, Vancouver, BC V6M 1V9 | Gas Permit | Residential | New | Completed | Residential - Fisher & Paykel 36" Gas Range >BP: Interior and exterior alterations and rear addition to this existing character two-storey, plus cellar one family dwelling and to add an outdoor pool and a detached accessory garage providing 3 parking spaces having vehicular access from the lane. Building Permit for DP-2018-00543. | Han Appliances & Refrigeration Ltd
PP-2022-01402 | 2022-04-26 | 1650 W 40TH AVENUE, Vancouver, BC V6M 1V9 | Plumbing Permit | Residential | Renovation | Completed | Residential - Outdoor irrigation system Interior and exterior alterations and rear addition to this existing character two-storey, plus cellar one family dwelling and to add an outdoor pool and a detached accessory garage providing 3 parking spaces having vehicular access from the lane. Building Permit for DP-2018-00543. | Bacabon Landscape Ltd
EP-2022-03957 | 2022-05-13 | 1926 W 42ND AVENUE, Vancouver, BC V6M 2B1 | Electrical Permit | Residential | New | Expired | Temporary Power - Residential - To provide temporary power. NOTE: Work authorized by this permit is for placement of a temporary power pole only and does not authorize any site construction and/or excavation. A separate Building Permit will be required prior to commencement of any other work on this site. | Altech Electric Ltd
PP-2023-00204 | 2023-01-20 | 1926 W 42ND AVENUE, Vancouver, BC V6M 2B1 | Plumbing Permit | Residential | New | Issued | Residential - Plumbing for new house and laneway >To construct a 2 storey one-family dwelling with a secondary suite located in the Basement ($680,710) with a detached accessory building (garage) at the rear providing 2 parking spaces, having vehicular access from the lane. 1. Covenant registered at the Land Title Office under CA9672603 2. No Strata Titling permitted 3. A/C proposed – Exterior component located in Rear, Interior component located in Basement. 4. No Bar sink 5. Schedule B: (A.C.M) P.Eng (604.618.6236) Structural & Geotechnical 6. HPO: Residential Builder- Yick Sun Enterprises Ltd Note: This is a 2 storey building pursuant to the Zoning and Development By-Law **THIS PERMIT HAS BEEN ISSUED UNDER THE REQUIREMENTS OF VBBL #12511 (2019) ** | ALI & ALI PLUMBING & HEATING LTD
EP-2022-07081 | 2022-08-23 | 1926 W 42ND AVENUE, Vancouver, BC V6M 2B1 | Electrical Permit | Residential | New | Issued | Installation / Repair - Residential - Electrical wiring for single family dwelling and with secondary suite >BP: To construct a 2 story one-family dwelling with a secondary suite located in the Basement ($680,710) with a detached accessory building (garage) at the rear providing 2 parking spaces, having vehicular access from the lane. 1. Covenant registered at the Land Title Office under CA9672603 2. No Strata Titling permitted 3. A/C proposed – Exterior component located in Rear, Interior component located in Basement. 4. No Bar sink 5. Schedule B: (A.C.M) P.Eng (604.618.6236) Structural & Geotechnical 6. HPO: Residential Builder- Yick Sun Enterprises Ltd | Altech Electric Ltd
PP-2022-03048 | 2022-09-01 | 1926 W 42ND AVENUE, Vancouver, BC V6M 2B1 | Plumbing Permit | Residential | New | Issued | Residential - SUMPS NOTE: Engineering Assurance letter will be submitted to the Plumbing Inspector on the site. Letter shall conform to the requirements of Vancouver Bulletin 2000-008-EL/PL. | East West Excavating 2022 ltd
GP-2023-01998 | 2023-07-04 | 1926 W 42ND AVENUE, Vancouver, BC V6M 2B1 | Gas Permit | Residential | New | Issued | Residential - To install 1 Boiler, 1 BBQ, 2 Ranges & 2 Fireplaces Pipping for 2 Fireplace 1 Range & 1 BBQ >BP: To construct a 2 storey one-family dwelling with a secondary suite | JOT MECHANICAL LTD
GP-2023-02298 | 2023-08-08 | 1926 W 42ND AVENUE, Vancouver, BC V6M 2B1 | Gas Permit | Residential | New | Issued | Residential - TWO GAS FIREPLACES WITH VENT AND HOOK UP. >BP: To construct a 2 storey one-family dwelling with a secondary suite | Fastgo System 2011 Inc DBA Fireplaces Unlimited
SP-2023-01038 | 2023-06-12 | 1926 W 42ND AVENUE, Vancouver, BC V6M 2B1 | Sprinkler Permit | Residential | New | Issued | Residential - Install sprinklers in sfd >BP: To construct a 2 storey one-family dwelling with a secondary suite located in the Basement with a detached accessory building (garage) at the rear providing 2 parking spaces, having vehicular access from the lane. 1. Covenant registered at the Land Title Office under CA9672603 2. No Strata Titling permitted 3. A/C proposed – Exterior component located in Rear, Interior component located in Basement. 4. No Bar sink 5. Schedule B: (A.C.M) P.Eng (604.618.6236) Structural & Geotechnical 6. HPO: Residential Builder- Yick Sun Enterprises Ltd | Gold Key Fire Protection Ltd
EP-2023-04286 | 2023-05-15 | 1926 W 42ND AVENUE, Vancouver, BC V6M 2B1 | Electrical Permit | Residential | New | Issued | Temporary Power - Residential - To provide temporary power. | Altech Electric Ltd
EP-2023-04527 | 2023-05-24 | 1926 W 42ND AVENUE, Vancouver, BC V6M 2B1 | Electrical Permit | Residential | New | Issued | Installation / Repair - Residential - Extra low voltage including CCTV Cameras , intercom, background Speakers, Telephone, data, TV cabling and security alarm prewire only. >BP: To construct a 2 storey one-family dwelling with a secondary suite located in the Basement ($680,710) with a detached accessory building (garage) at the rear providing 2 parking spaces, having vehicular access from the lane. | Vanstar Electric Ltd
MP-2023-01613 | 2023-09-01 | 1926 W 42ND AVENUE, Vancouver, BC V6M 2B1 | Mechanical Permit | NULL | NULL | Issued | NULL | Lumi HVAC Ltd
PP-2022-01545 | 2022-05-05 | 1958 W 42ND AVENUE, Vancouver, BC V6M 2B1 | Plumbing Permit | Residential | New | Completed | Residential - sump >BP: To construct a 2 storey two-family dwelling with 2 secondary suites located in the Basement ($1,053,312) with a detached accessory building (garage) and 2 open parking at the rear providing 4 parking spaces, having vehicular access from the lane. Note: The entire building, INCLUDING THE ATTACHED GARAGE (if applicable), to be sprinklered to 2 x NFPA 13D 1. Covenant registered at the Land Title Office under CA9368114 2. A/C proposed – Exterior component located in Rear, Interior component located in Upper. 3. Schedule B: (J.J.S Hui) P.Eng (778.319.3403) Structural & Geotechnical 4. HPO: Residential Builder- A-Line Construction Inc Note: This is a 2 storey building pursuant to the Zoning and Development By-Law Address Information: Principle Dwelling (East): 1958 W 42nd Av Principle Dwelling (West): 1960 W 42nd Av Address and suite numbers assigned as per approved plans for Fire and Emergency response. The address numbers are to be posted on the building to be visible from the street and the suite numbers are to be posted at the suite entries in accordance with the Building By-law prior to final inspection. **THIS PERMIT HAS BEEN ISSUED UNDER THE REQUIREMENTS OF VBBL #12511 (2019)** | Trust Excavation & Demolition Ltd
PP-2022-01752 | 2022-05-24 | 1958 W 42ND AVENUE, Vancouver, BC V6M 2B1 | Plumbing Permit | Residential | New | Completed | Residential - Installing new plumbing fixtures inside the duplex >BP: To construct a 2 storey two-family dwelling with 2 secondary suites located in the Basement ($1,053,312) with a detached accessory building (garage) and 2 open parking at the rear providing 4 parking spaces, having vehicular access from the lane. Note: The entire building, INCLUDING THE ATTACHED GARAGE (if applicable), to be sprinklered to 2 x NFPA 13D 1. Covenant registered at the Land Title Office under CA9368114 2. A/C proposed – Exterior component located in Rear, Interior component located in Upper. 3. Schedule B: (J.J.S Hui) P.Eng (778.319.3403) Structural & Geotechnical 4. HPO: Residential Builder- A-Line Construction Inc Note: This is a 2 storey building pursuant to the Zoning and Development By-Law Address Information: Principle Dwelling (East): 1958 W 42nd Av Principle Dwelling (West): 1960 W 42nd Av Address and suite numbers assigned as per approved plans for Fire and Emergency response. The address numbers are to be posted on the building to be visible from the street and the suite numbers are to be posted at the suite entries in accordance with the Building By-law prior to final inspection. **THIS PERMIT HAS BEEN ISSUED UNDER THE REQUIREMENTS OF VBBL #12511 (2019)** | SUNSHINE PLUMBING LTD
EP-2022-03091 | 2022-05-02 | 1958 W 42ND AVENUE, Vancouver, BC V6M 2B1 | Electrical Permit | Residential | New | Completed | Installation / Repair - Residential - Duplex house wiring and finishing, each side have 200 amps service, both meter base are located on same wall of detached garage. Installation of 2 separate 200A consumer’s services supplied by 2 supply services. >BP: To construct a 2 storey two-family dwelling with 2 secondary suites located in the Basement ($1,053,312) with a detached accessory building (garage) and 2 open parking at the rear providing 4 parking spaces, having vehicular access from the lane. Note: The entire building, INCLUDING THE ATTACHED GARAGE (if applicable), to be sprinklered to 2 x NFPA 13D 1. Covenant registered at the Land Title Office under CA9368114 2. A/C proposed – Exterior component located in Rear, Interior component located in Upper. 3. Schedule B: (J.J.S Hui) P.Eng (778.319.3403) Structural & Geotechnical 4. HPO: Residential Builder- A-Line Construction Inc Note: This is a 2 storey building pursuant to the Zoning and Development By-Law Address Information: Principle Dwelling (East): 1958 W 42nd Av Principle Dwelling (West): 1960 W 42nd Av Address and suite numbers assigned as per approved plans for Fire and Emergency response. The address numbers are to be posted on the building to be visible from the street and the suite numbers are to be posted at the suite entries in accordance with the Building By-law prior to final inspection. **THIS PERMIT HAS BEEN ISSUED UNDER THE REQUIREMENTS OF VBBL #12511 (2019)** Amend: Aug 12, 2022 change main service amps, from 400 to 200 amps, because bc hydro denied for giving 400 amp, now the main service is 200 amps double meter, and 125 amps each side, new load calculation already sent to electrical safety officer ( stan kovacic). | Morning Star Electrical Ltd
EP-2022-00864 | 2022-02-03 | 1958 W 42ND AVENUE, Vancouver, BC V6M 2B1 | Electrical Permit | Residential | New | Expired | Temporary Power - Residential - To provide temporary power. | Morning Star Electrical Ltd
GP-2023-01479 | 2023-05-08 | 1958 W 42ND AVENUE, Vancouver, BC V6M 2B1 | Gas Permit | Residential | New | Completed | Residential - 2FD+SS - EAST - 1958 W 42ND AV - #1 & #2 WEST - 1960 W 42ND AV - #1 & #2 Duplex 1 Fulgor 30" Gas Cooktop - high pressure - 60,000 btu Fulgor 30" Gas Rangetop - high pressure -50,000 btu Duplex 2 Fulgor 30" Gas Cooktop - high pressure - 60,000 btu Fulgor 30" Gas Rangetop - high pressure -50,000 btu >DB: To construct a 2 storey two-family dwelling with 2 secondary suites located in the Basement with a detached accessory building (garage) and 2 open parking at the rear providing 4 parking spaces, having vehicular access from the lane. Note: The entire building, INCLUDING THE ATTACHED GARAGE (if applicable), to be sprinklered to 2 x NFPA 13D 1. Covenant registered at the Land Title Office under CA9368114 2. A/C proposed – Exterior component located in Rear, Interior component located in Upper. | Han Appliances & Refrigeration Ltd
SP-2022-01336 | 2022-08-19 | 1958 W 42ND AVENUE, Vancouver, BC V6M 2B1 | Sprinkler Permit | Residential | New | Completed | Residential - Install sprinklers in duplex >BP:To construct a 2 storey two-family dwelling with 2 secondary suites located in the Basement ($1,053,312) with a detached accessory building (garage) and 2 open parking at the rear providing 4 parking spaces, having vehicular access from the lane. Note: The entire building, INCLUDING THE ATTACHED GARAGE (if applicable), to be sprinklered to 2 x NFPA 13D | Gold Key Fire Protection Ltd
GP-2022-02207 | 2022-07-28 | 1958 W 42ND AVENUE, Vancouver, BC V6M 2B1 | Gas Permit | Residential | New | Completed | Residential - 2FD+2SS - EAST - 1958 W 42ND AV - #1 & #2 WEST - 1960 W 42ND AV - #1 & #2 1958 w42 ave to install 1 boiler 1 bbq 3 range 3357 w42 ave to install 1 boiler 1 bbq 3 range To construct a 2 storey two-family dwelling with 2 secondary suites located in the Basement with a detached accessory building (garage) and 2 open parking at the rear providing 4 parking spaces, having vehicular access from the lane. Note: The entire building, INCLUDING THE ATTACHED GARAGE (if applicable), to be sprinklered to 2 x NFPA 13D 1. Covenant registered at the Land Title Office under CA9368114 2. A/C proposed – Exterior component located in Rear, Interior component located in Upper. | Symbolistic Heating Ltd
EP-2022-06561 | 2022-08-05 | 1958 W 42ND AVENUE, Vancouver, BC V6M 2B1 | Electrical Permit | Residential | New | Completed | Installation / Repair - Residential - 2FD+2SS - EAST - 1958 W 42ND AV - #1 & #2 WEST - 1960 W 42ND AV - #1 & #2 Installation of TV, Data, Security Alarm, Camera System, Sound System, Door Bell-Intercom, Vacuum To construct a 2 storey two-family dwelling with 2 secondary suites located in the Basement with a detached accessory building (garage) and 2 open parking at the rear providing 4 parking spaces, having vehicular access from the lane. Note: The entire building, INCLUDING THE ATTACHED GARAGE (if applicable), to be sprinklered to 2 x NFPA 13D 1. Covenant registered at the Land Title Office under CA9368114 2. A/C proposed – Exterior component located in Rear, Interior component located in Upper. | Blue Horse Electric Ltd
MP-2023-01319 | 2023-07-19 | 138 W 46TH AVENUE, Vancouver, BC V5Y 2W9 | Mechanical Permit | NULL | NULL | Issued | NULL | Moore & Russell Heating Ltd
EP-2023-06574 | 2023-08-08 | 138 W 46TH AVENUE, Vancouver, BC V5Y 2W9 | Electrical Permit | Residential | Tenant Improvement | Issued | Installation / Repair - Residential - Electrical installation of mini split MP-2023-01319 | Moore And Russell Heating And Air Conditioning Ltd
MP-2023-00239 | 2023-02-22 | 157 W 46TH AVENUE, Vancouver, BC V5Y 2X1 | Mechanical Permit | NULL | NULL | Completed | NULL | Enersolv Design & Build
NULL | NULL | 157 W 46TH AVENUE, Vancouver, BC V5Y 2X1 | Mechanical Permit | NULL | NULL | Draft | NULL | Enersolv Design & Build
EP-2023-02352 | 2023-03-22 | 157 W 46TH AVENUE, Vancouver, BC V5Y 2X1 | Electrical Permit | Residential | New | Completed | Installation / Repair - Residential - Low Voltage Rough-In and Completion of Security Alarm, security cameras >BP: Exterior and interior alterations to provide improvements to this existing one family dwelling on this site. Scope of work to include: re&re kitchen and kitchen window, remove non loadbearing walls to accommodate new kitchen layout, lighting with finishing throughout | Infinitech Security & Integration Inc.
NULL | NULL | 157 W 46TH AVENUE, Vancouver, BC V5Y 2X1 | Gas Permit | Residential | Renovation | Withdrawn | Residential - Moving location of gas range and adding bbq box | Trican Mechanical Ltd
GP-2022-04129 | 2023-01-03 | 157 W 46TH AVENUE, Vancouver, BC V5Y 2X1 | Gas Permit | Residential | Renovation | Completed | Residential - Relocation of the gas range and addition of a bbq box Exterior and interior alterations to provide improvements to this existing one family dwelling on this site. Scope of work to include: re&re kitchen and kitchen window, remove non loadbearing walls to accommodate new kitchen layout, lighting with finishing throughout | Trican Mechanical Ltd
PP-2022-04536 | 2023-01-03 | 157 W 46TH AVENUE, Vancouver, BC V5Y 2X1 | Plumbing Permit | Residential | Renovation | Completed | Residential - Relocation of Kitchen Sink, addition of ice maker box Exterior and interior alterations to provide improvements to this existing one family dwelling on this site. Scope of work to include: re&re kitchen and kitchen window, remove non loadbearing walls to accommodate new kitchen layout, lighting with finishing throughout | Trican Mechanical Ltd
EP-2022-09589 | 2022-11-14 | 157 W 46TH AVENUE, Vancouver, BC V5Y 2X1 | Electrical Permit | Residential | Renovation | Completed | Installation / Repair - Residential - new lights, plugs , sub panel, single family dwelling Exterior and interior alterations to provide improvements to this existing one family dwelling on this site. Scope of work to include: re&re kitchen and kitchen window, remove non loadbearing walls to accommodate new kitchen layout, lighting with finishing throughout | Christopher Livingston
GP-2023-02766 | 2023-09-22 | 157 W 46TH AVENUE, Vancouver, BC V5Y 2X1 | Gas Permit | Residential | New | Completed | Residential - 1-Wolf 36" Freestanding Dual Fuel Range >BP: Exterior and interior alterations to provide improvements to this existing one family dwelling on this site. Scope of work to include: re&re kitchen and kitchen window, remove non loadbearing walls to accommodate new kitchen layout, lighting with finishing throughout | Han Appliances & Refrigeration Ltd
PP-2022-01040 | 2022-03-30 | 3308 W 37TH AVENUE, Vancouver, BC V6N 2V6 | Plumbing Permit | Residential | New | Completed | Residential - 1FD - Irrigation To construct a 2 storey + cellar one-family dwelling with a detached accessory building (garage) at the rear providing 2 parking spaces, having vehicular access from the lane. Note: This is a 2 storey building pursuant to the Zoning and Development By-Law 1.Structural and Geo technical schedule B: Baogui XU(604-526- 1305) 2. HPO: 1010541 3.*No A/C unit proposed 4.*8’ bar sink proposed in cellar | Lushland Irrigation & Landscaping Ltd
EP-2022-04502 | 2022-05-30 | 3321 W 37TH AVENUE, Vancouver, BC V6N 2V5 | Electrical Permit | Residential | New | Expired | Temporary Power - Residential - To provide temporary power. | Vanflow Electrical Ltd
PP-2022-04009 | 2022-11-07 | 3321 W 37TH AVENUE, Vancouver, BC V6N 2V5 | Plumbing Permit | Residential | New | Completed | Residential - to install 1 gravity sump | Trust Excavation & Demolition Ltd
PP-2022-04300 | 2022-11-30 | 3321 W 37TH AVENUE, Vancouver, BC V6N 2V5 | Plumbing Permit | Residential | New | Completed | Residential - 2FD+SS - EAST - 3321 W 37TH AV - #1 & #2 WEST - 3323 W 37TH AV - #1 & #2 Plumbing work on all 3 levels >DB: To construct a 2 storey two-family dwelling with 2 secondary suites located in the Basement/Cellar with a detached accessory building (garage) and 2 open parking at the rear providing 4 parking spaces, having vehicular access from the lane. 1. Covenant registered at the Land Title Office under CA9928057-CA9928058 2. No A/C Unit proposed 3. A/C proposed – Exterior component located in Rear, Interior component located in Upper. | Atlantis Plumbing & Heating Ltd
NULL | NULL | 3321 W 37TH AVENUE, Vancouver, BC V6N 2V5 | Plumbing Permit | Residential | New | Withdrawn | Residential - We will be doing plumbing for both units | Atlantis Plumbing & Heating Ltd
MP-2022-00646 | 2022-12-04 | 3321 W 37TH AVENUE, Vancouver, BC V6N 2V5 | Mechanical Permit | NULL | NULL | Completed | NULL | Atlantis Plumbing & Heating Ltd
EP-2022-07867 | 2022-09-22 | 3321 W 37TH AVENUE, Vancouver, BC V6N 2V5 | Electrical Permit | Residential | New | Completed | Installation / Repair - Residential - electrical wiring and installations throughout the whole house (NOT including extra low voltage work) >BP: To construct a 2 storey two-family dwelling with 2 secondary suites located in the Basement/Cellar ($1,139,550) with a detached accessory building (garage) and 2 open parking at the rear providing 4 parking spaces, having vehicular access from the lane. 1. Covenant registered at the Land Title Office under CA9928057-CA9928058 2. No A/C Unit proposed 3. A/C proposed – Exterior component located in Rear, Interior component located in Upper. 4. Schedule B: (A.C.M Wang) P.Eng (604.618.6236) Structural & Geotechnical 5. HPO: Residential Builder- 1134092 B.C. Ltd | Vanflow Electrical Ltd
SP-2023-00210 | 2023-02-06 | 3321 W 37TH AVENUE, Vancouver, BC V6N 2V5 | Sprinkler Permit | Residential | New | Completed | Residential - 2FD+2SS - EAST - 3321 W 37TH AV - #1 & #2 WEST - 3323 W 37TH AV - #1 & #2 new duplex >DB: To construct a 2 storey two-family dwelling with 2 secondary suites located in the Basement/Cellar with a detached accessory building (garage) and 2 open parking at the rear providing 4 parking spaces, having vehicular access from the lane. 1. Covenant registered at the Land Title Office under CA9928057-CA9928058 2. No A/C Unit proposed 3. A/C proposed – Exterior component located in Rear, Interior component located in Upper. | Yu Fire Protection Inc.
GP-2023-00519 | 2023-02-13 | 3321 W 37TH AVENUE, Vancouver, BC V6N 2V5 | Gas Permit | Residential | New | Completed | Residential - 2FD+2SS - EAST - 3321 W 37TH AV - #1 & #2 WEST - 3323 W 37TH AV - #1 & #2 Two complete Hot water heaters and piping only for two stoves and two BBQ >DB: To construct a 2 storey two-family dwelling with 2 secondary suites located in the Basement/Cellar with a detached accessory building (garage) and 2 open parking at the rear providing 4 parking spaces, having vehicular access from the lane. 1. Covenant registered at the Land Title Office under CA9928057-CA9928058 2. No A/C Unit proposed 3. A/C proposed – Exterior component located in Rear, Interior component located in Upper. AMEND: OCT 12/2023 Please add Two complete Ranges in a permit, BTU's: 55,000 each. Now Total 4 Ranges. | Ultra Mechanical Ltd
EP-2023-01389 | 2023-02-17 | 3321 W 37TH AVENUE, Vancouver, BC V6N 2V5 | Electrical Permit | Residential | New | Completed | Installation / Repair - Residential - Duplex Unit with Alarm, CCTV, Tel/TV/Data, etc COMPLETE SECURITY ALARM SYSTEM >BP: To construct a 2 storey two-family dwelling with 2 secondary suites located in the Basement/Cellar with a detached accessory building (garage) and 2 open parking at the rear providing 4 parking spaces, having vehicular access from the lane. 1. Covenant registered at the Land Title Office under CA9928057-CA9928058 2. No A/C Unit proposed 3. A/C proposed – Exterior component located in Rear, Interior component located in Upper. 4. Schedule B: (A.C.M Wang) P.Eng (604.618.6236) Structural & Geotechnical 5. HPO: Residential Builder- 1134092 B.C. Ltd | AIGO TECHNOLOGY INC
EP-2023-01547 | NULL | 3321 W 37TH AVENUE, Vancouver, BC V6N 2V5 | Electrical Permit | Residential | New | Withdrawn | Installation / Repair - Residential - Duplex Dwelling,prewire network TV CCTV and alarm cable for rough in and termination | AIGO TECHNOLOGY INC
PP-2023-00843 | 2023-03-14 | 3349 W 37TH AVENUE, Vancouver, BC V6N 2V5 | Plumbing Permit | Residential | New | Issued | Residential - This is a new house with 28 fixtures >BP: To construct a 2 storey + basement one-family dwelling with a secondary suite located in the basement with an attached garage to LWH and one open parking pad, at the rear providing 2 parking spaces, having vehicular access from the lane. This is a 2.5 storey building pursuant to the Zoning and Development By-Law 1- No strata titling permitted. 2- Bar sink proposed in main floor. 3- A/C unit proposed in rear yard. 4- Schedule B: Antony Wang P.Eng (604.618.6236) Structural & Geotechnical 5- HPO: Calvin & Collin Construction Ltd. | AKAL Plumbing & Heating Ltd
MP-2023-00556 | 2023-03-31 | 3349 W 37TH AVENUE, Vancouver, BC V6N 2V5 | Mechanical Permit | NULL | NULL | Issued | NULL | AKAL Plumbing & Heating Ltd
GP-2023-02110 | 2023-07-14 | 3349 W 37TH AVENUE, Vancouver, BC V6N 2V5 | Gas Permit | Residential | New | Issued | Residential - 1 BBQ & 1 Range >BP: To construct a 2 storey + basement one-family dwelling with a secondary suite | AKAL Plumbing & Heating Ltd
MP-2023-01356 | 2023-07-25 | 3349 W 37TH AVENUE, Vancouver, BC V6N 2V5 | Mechanical Permit | NULL | NULL | Issued | NULL | Lumi HVAC Ltd
EP-2023-06096 | 2023-07-07 | 3349 W 37TH AVENUE, Vancouver, BC V6N 2V5 | Electrical Permit | Residential | New | Issued | Installation / Repair - Residential - Low voltage rough-in and completion of security alarm, tel, data, cable, security cameras, home music, central vac. >BP: To construct a 2 storey + basement one-family dwelling with a secondary suite located in the basement with an attached garage to LWH and one open parking pad, at the rear providing 2 parking spaces, having vehicular access from the lane. This is a 2.5 storey building pursuant to the Zoning and Development By-Law 1- No strata titling permitted. 2- Bar sink proposed in main floor. 3- A/C unit proposed in rear yard. 4- Schedule B: Antony Wang P.Eng (604.618.6236) Structural & Geotechnical 5- HPO: Calvin & Collin Construction Ltd. Combustible projections or roof soffits on an exposing building face shall not project to less than .45m from the property line and shall be in compliance with VBBL 2019 9.10.15.5.(9) The entire building, to be sprinklered to NFPA 13D. ******THIS PERMIT HAS BEEN ISSUED UNDER THE REQUIREMENTS OF VBBL #12511 (2019)****** | Infinitech Security & Integration Inc.
SP-2023-01135 | 2023-06-27 | 3349 W 37TH AVENUE, Vancouver, BC V6N 2V5 | Sprinkler Permit | Residential | New | Issued | Residential - NEW HOME >BP: To construct a 2 storey + basement one-family dwelling with a secondary suite located in the basement with an attached garage to LWH and one open parking pad, at the rear providing 2 parking spaces, having vehicular access from the lane. This is a 2.5 storey building pursuant to the Zoning and Development By-Law 1- No strata titling permitted. 2- Bar sink proposed in main floor. 3- A/C unit proposed in rear yard. 4- Schedule B: Antony Wang P.Eng (604.618.6236) Structural & Geotechnical 5- HPO: Calvin & Collin Construction Ltd. | SBMS Construction Ltd
EP-2023-05322 | 2023-06-13 | 3349 W 37TH AVENUE, Vancouver, BC V6N 2V5 | Electrical Permit | Residential | New | Issued | Temporary Power - Residential - To provide temporary power. | Altech Electric Ltd
PP-2022-03455 | 2022-09-28 | 3349 W 37TH AVENUE, Vancouver, BC V6N 2V5 | Plumbing Permit | Residential | New | Issued | Residential - Sump | Canadian Excavating Ltd
EP-2022-08739 | 2022-10-14 | 3349 W 37TH AVENUE, Vancouver, BC V6N 2V5 | Electrical Permit | Residential | New | Issued | Installation / Repair - Residential - Electrical wiring for single family dwelling and with secondary suite To construct a 2 storey + basement one-family dwelling with a secondary suite located in the basement with an attached garage to LWH and one open parking pad, at the rear providing 2 parking spaces, having vehicular access from the lane. This is a 2.5 storey building pursuant to the Zoning and Development By-Law 1- No strata titling permitted. 2- Bar sink proposed in main floor. 3- A/C unit proposed in rear yard. 4- Schedule B: Antony Wang P.Eng (604.618.6236) Structural & Geotechnical 5- HPO: Calvin & Collin Construction Ltd. | Altech Electric Ltd
EP-2022-04792 | 2022-06-07 | 3349 W 37TH AVENUE, Vancouver, BC V6N 2V5 | Electrical Permit | Residential | New | Expired | Temporary Power - Residential - To provide temporary power. | Altech Electric Ltd
EP-2022-00621 | 2022-01-28 | 3815 W 3RD AVENUE, Vancouver, BC V6R 1M5 | Electrical Permit | Residential | Addition | Completed | Installation / Repair - Residential - SMART-240 - Safety Inspection on an existing EV Charger. Load Controller installation (SINOPE RM3250ZB) onto EV Charger as part of BC Hydro project to enable remote monitoring of electrical demand and usage. | It's On Electric Company Inc
EP-2022-00615 | NULL | 3815 W 3RD AVENUE, Vancouver, BC V6R 1M5 | Electrical Permit | Residential | New | Withdrawn | Installation / Repair - Residential - SMART-240 - Safety Inspection on existing EV Charger | It's On Electric Company Inc
GP-2022-00682 | 2022-03-03 | 3822 W 3RD AVENUE, Vancouver, BC V6R 1M4 | Gas Permit | Residential | Renovation | Cancelled | Residential - Add one on demand water heater 199,000bts w/ venting, one gas range 63,000btu, one fireplace rough in. gas fireplace supply, install, permit by fireplace contractor. To permit interior alterations to this existing One Family Dwelling on this inside with lane site with an existing 1 garage at rear with access from lane. Scope of work to include interior renovation to both floors, updates to staircase in kitchen, remove storage space and relocate hot water tank and furnace, replace existing windows & doors, and work related to electrical, plumbing and gas. | Broyce Mechanical Ltd
EP-2022-09809 | 2022-11-23 | 3822 W 3RD AVENUE, Vancouver, BC V6R 1M4 | Electrical Permit | Residential | Renovation | Completed | Installation / Repair - Residential - TO CONTINUE WORK STARTED BY OTHERS We are taking over this project from another electrical company. They have a permit already issued #EP-2021-04205. Rough wire has already been passed so its at drywall stage now. There is no change to the existing service which is an overhead at 200amp. We will be putting in new 4 inch retro-fit pot lights, all new plugs, switches, dimmers and cover plates. New combo smokes throughout. >BP: To permit interior alterations to this existing One Family Dwelling on this inside with lane site with an existing 1 garage at rear with access from lane. Scope of work to include interior renovation to both floors, updates to staircase in kitchen, remove storage space and relocate hot water tank and furnace, replace existing windows & doors, and work related to electrical, plumbing and gas. OK For Field Review per A.Campbell & A.Wroblewski - Oct.6.2020 Schedule B (Structural) - Shaozhe Guo, P. Eng, 778-926-0525 Revision #1 - Increase scope of work to replace rot - RE&RE GWB, insulation and vapour barrier - Revised structural layout and provided Structural Schedule C-B - Updated REUP by CEA - Provided building envelope details -Schedule A (CRP), Schedule B (Architectural), Schedule D - Julio Reynel Gracia P. Eng, 778-998-0709 -Schedule B (Structural) - Shaozhe Guo, P. Eng, 778-926-0525 Revision#2: Change of contractor from “Fairtradeworks (2020) Ltd” to “Headland Construction Corporation”. October 21, 2022 (EV) Notes: 1. REUP: Install New windows and sliding glazed doors with USI < 1.4 and new gas-fired boiler with EC < 0.78 | WESTPEAK ELECTRICAL LTD
GP-2022-03675 | 2022-11-22 | 3822 W 3RD AVENUE, Vancouver, BC V6R 1M4 | Gas Permit | Residential | Renovation | Completed | Residential - Installation of fireplace. Venting and hookup only **Amend 11/23/2022** This is not a re and re it is a new fireplace BTU 30,000 | Urban Fireplaces Ltd
GP-2023-02163 | 2023-07-20 | 3822 W 3RD AVENUE, Vancouver, BC V6R 1M4 | Gas Permit | Residential | Renovation | Completed | Residential - Install Navien On Demand Unit. >BP: To permit interior alterations to this existing One Family Dwelling on this inside with lane site with an existing 1 garage at rear with access from lane. Scope of work to include interior renovation to both floors, updates to staircase in kitchen, remove storage space and relocate hot water tank and furnace, replace existing windows & doors, and work related to electrical, plumbing and gas. | Pacific Peak to Peak Plumbing & Heating Ltd
PP-2023-02596 | 2023-07-20 | 3822 W 3RD AVENUE, Vancouver, BC V6R 1M4 | Plumbing Permit | Residential | Renovation | Issued | Residential - We took over this renovation. It contains of 2.5 baths and kitchen. | Pacific Peak to Peak Plumbing & Heating Ltd
EP-2023-06286 | 2023-07-13 | 3850 W 3RD AVENUE, Vancouver, BC V6R 1M4 | Electrical Permit | Residential | Addition | Issued | Installation / Repair - Residential - INSTALLATION OF SECURITY SYSTEM | ADT Security Services Canada Inc
GP-2023-03885 | 2023-12-06 | 3865 W 3RD AVENUE, Vancouver, BC V6R 1M5 | Gas Permit | Residential | Tenant Improvement | Completed | Residential - Replace gas furnace. | Kyle’s Heating and Cooling Inc
GP-2024-00095 | 2024-01-10 | 3868 W 3RD AVENUE, Vancouver, BC V6R 1M4 | Gas Permit | Residential | Renovation | Issued | Residential - replacement combi boiler | Hillcrest Plumbing & Heating (1991) Ltd
GP-2023-00636 | 2023-02-22 | 3878 W 3RD AVENUE, Vancouver, BC V6R 1M4 | Gas Permit | Residential | Renovation | Completed | Residential - Re & Re HWT Gas | Milani Plumbing Heating & Air Conditioning Ltd
EP-2023-01288 | 2023-02-17 | 2880 W 39TH AVENUE, Vancouver, BC V6N 2Z4 | Electrical Permit | Residential | Renovation | Issued | Installation / Repair - Residential - Dedicated circuit for heat pump | Pacific Star Electric Inc
EP-2022-05312 | 2022-06-28 | 2880 W 39TH AVENUE, Vancouver, BC V6N 2Z4 | Electrical Permit | Residential | Addition | Completed | Installation / Repair - Residential - Installation of 25 Solar PV Panels on residential rooftop, DC feed from rooftop feeds a 7.6kW inverter, AC feed from the inverter feeds the main electrical panel via an AC disconnect. >BP: Install 25 solar panels on the roof of this existing one family dwelling. Letters of assurance submitted by: Govinder S Shesi, P.Eng , Structural Schedule B | Shift Energy Group Inc
GP-2023-00272 | 2023-01-23 | 2913 W 39TH AVENUE, Vancouver, BC V6N 2Z5 | Gas Permit | Residential | Tenant Improvement | Completed | Residential - Re and re the boiler | Moore & Russell Heating Ltd
EP-2022-08063 | 2022-09-26 | 2915 W 39TH AVENUE, Vancouver, BC V6N 2Z5 | Electrical Permit | Residential | Renovation | Completed | Installation / Repair - Residential - Add a subpanel for legal rent unit. Wiring for Smoke alarm, standard kitchen, two bedrooms. Exterior and interior alteration to change the use from One Family Dwelling to One Family Dwelling with a Secondary Suite. | MILKYWAY INDUSTRY LTD
PP-2022-03145 | 2022-09-09 | 2915 W 39TH AVENUE, Vancouver, BC V6N 2Z5 | Plumbing Permit | Residential | Renovation | Completed | Residential - 2nd suite . new location kitchen sink,adding new washer, replace existing lavatory,existing toilet existing shower, >DB: Exterior and interior alteration to change the use from One Family Dwelling to One Family Dwelling with a Secondary Suite. | J&YMechanical Ltd
SP-2022-01374 | 2022-08-25 | 2915 W 39TH AVENUE, Vancouver, BC V6N 2Z5 | Sprinkler Permit | Residential | Renovation | Completed | Residential - 1FD+SS - #1 & #2 - add 3 new sprinkler pendants for secondary suite >DB: Exterior and interior alteration to change the use from One Family Dwelling to One Family Dwelling with a Secondary Suite. | Yu Fire Protection Inc.
GP-2023-02400 | 2023-08-16 | 1707 W 41ST AVENUE, Vancouver, BC V6M 1Y1 | Gas Permit | Residential | Tenant Improvement | Completed | Residential - replace boiler | Campbell Care Plumbing, Heating & Air Ltd.
GP-2022-01305 | 2022-04-26 | 1725 W 41ST AVENUE, Vancouver, BC V6M 1Y1 | Gas Permit | Residential | Renovation | Completed | Residential - 70,000btu | ROMA Heating Ltd
EP-2022-03727 | 2022-05-10 | 1923 W 41ST AVENUE, Vancouver, BC V6M 1Y5 | Electrical Permit | Residential | Tenant Improvement | Issued | Installation / Repair - Residential - -Install ground fault receptacles on ungrounded plugs. -Add plugs. -Install flex on garburator. -Install flex hoodfan wire. -Install junction box. -Replace older breakers in panel. -Label panel. | BPM Electric Ltd
GP-2023-03480 | 2023-11-09 | 1923 W 41ST AVENUE, Vancouver, BC V6M 1Y5 | Gas Permit | Residential | Addition | Completed | Residential - Furnace re/re 90,000 BTU | HAMZEH GERAMI Dba Nation Heating & Cooling
NULL | NULL | 2071 W 42ND AVENUE, Vancouver, BC V6M 2B4 | Electrical Permit | Residential | Addition | Payment Pending | Installation / Repair - Residential - Installation of 12 x level 2 chargers on a 2:1 ratio power sharing on a network in an underground parkade | Trudel, Daniel, DBA: Electrum Charging Solutions Inc.
NULL | NULL | 120 W 3RD AVENUE, Vancouver, BC V5Y 1E9 | Electrical Permit | Commercial | NULL | Draft | Movie Set / Filming - To allow for Movie Set/Filming Applicant shall provide completed Contractor Declaration form, and dates of filming and associated location(s) to csinspection.clerks@vancouver.ca prior to the commencement of filming. Visit vancouver.ca/inspections for more details. | NULL
EP-2022-04681 | 2022-06-03 | 120 W 3RD AVENUE, Vancouver, BC V5Y 1E9 | Electrical Permit | Commercial | NULL | Expired | Movie Set / Filming - To allow for Movie Set/Filming Applicant shall provide completed Contractor Declaration form, and dates of filming and associated location(s) to csinspection.clerks@vancouver.ca prior to the commencement of filming. Visit vancouver.ca/inspections for more details. | BC Wild Productions Inc
EP-2023-04626 | 2023-06-02 | 138 W 3RD AVENUE, Vancouver, BC V5Y 1E9 | Electrical Permit | Commercial | Tenant Improvement | Completed | Installation / Repair - Commercial - Add 2 receptacles for powering network switches, run new network cabling for speaker and printer, clean up current networking cables in Napa warehouse | Grimes & White Electrical Services Ltd.
MP-2023-01037 | 2023-06-07 | 171 W 3RD AVENUE, Vancouver, BC V5Y 1E6 | Mechanical Permit | NULL | NULL | Completed | NULL | Central Commercial & Residential Services
EP-2023-05074 | 2023-06-20 | 171 W 3RD AVENUE, Vancouver, BC V5Y 1E6 | Electrical Permit | Commercial | Addition | Completed | Installation / Repair - Commercial - New dedicated MOCP 35A, 208V, 1P circuit for new heat pump *MP-2023-01037: Issued (Cooling) | KOVAC ELECTRICAL GROUP LTD.
MP-2023-00767 | 2023-05-03 | 1691 W 40TH AVENUE, Vancouver, BC V6M 1W1 | Mechanical Permit | NULL | NULL | Issued | NULL | Sheri Ann Scharfe
GP-2023-02088 | 2023-07-13 | 1691 W 40TH AVENUE, Vancouver, BC V6M 1W1 | Gas Permit | Residential | New | Issued | Residential - Installation of 2 gas fireplaces venting and hook up only >BP: To construct a 2.5 storey + cellar one-family dwelling | Urban Fireplaces Ltd
EP-2023-05822 | 2023-07-12 | 1691 W 40TH AVENUE, Vancouver, BC V6M 1W1 | Electrical Permit | Residential | New | Issued | Installation / Repair - Residential - new construction >BP: To construct a 2.5 storey + cellar one-family dwelling ($1,570,370) with a detached accessory building (garage), at the rear providing 3 parking spaces, having vehicular access from the lane. Note: This Building Permit will remain in a suspended status until the associated (green) Demolition Permit BP-2021-03320 is completed. Note: This is a 2.5 storey building pursuant to the Zoning and Development By-Law. 1- Bar/Sink proposed in the cellar 2- A/C unit proposed in the east side yard 3- Schedule B: BORIS KLARICH - 604-986-4775 Structural 4- Schedule B: MATT KOKAN - 604-439-0922 Geotechnical 5- Schedule B: TONG NGO - 604-372-2120 Glass Guards 6- BC Housing Residential Builder - Andrew Blaze of BLAZE HOLDINGS LTD. 7- The entire building to be sprinklered to NFPA 13D ******THIS PERMIT HAS BEEN ISSUED UNDER THE REQUIREMENTS OF VBBL #12511 (2019)****** | Holly Electric Ltd
EP-2023-07105 | 2023-08-04 | 1691 W 40TH AVENUE, Vancouver, BC V6M 1W1 | Electrical Permit | Residential | New | Issued | Installation / Repair - Residential - Installation of low voltage wiring. Audio, Video and computer network. Lighting Control. | Ayreborn Audio Video Inc
PP-2023-01373 | 2023-04-20 | 1691 W 40TH AVENUE, Vancouver, BC V6M 1W1 | Plumbing Permit | Residential | New | Issued | Residential - New Rough in plumbing >BP: To construct a 2.5 storey + cellar one-family dwelling with a detached accessory building (garage), at the rear providing 3 parking spaces, having vehicular access from the lane. Note: This is a 2.5 storey building pursuant to the Zoning and Development By-Law. 1- Bar/Sink proposed in the cellar 2- A/C unit proposed in the east side yard 3- Schedule B: BORIS KLARICH - 604-986-4775 Structural 4- Schedule B: MATT KOKAN - 604-439-0922 Geotechnical 5- Schedule B: TONG NGO - 604-372-2120 Glass Guards 6- BC Housing Residential Builder - Andrew Blaze of BLAZE HOLDINGS LTD. 7- The entire building to be sprinklered to NFPA 13D ******THIS PERMIT HAS BEEN ISSUED UNDER THE REQUIREMENTS OF VBBL #12511 (2019)****** April 26/2023-AMEND Add in the one sanitary sump for main house Add in one sanitary sump for garage Add in on basin for garage | Sheri Ann Scharfe
EP-2022-07869 | 2022-09-21 | 1691 W 40TH AVENUE, Vancouver, BC V6M 1W1 | Electrical Permit | Residential | New | Expired | Temporary Power - Residential - To provide temporary power. Renewal: EP-2021-06339 Valid: Sept 7th,2022 - Sept 6th, 2023 | Holly Electric Ltd
PP-2022-03651 | 2022-10-13 | 1691 W 40TH AVENUE, Vancouver, BC V6M 1W1 | Plumbing Permit | Residential | New | Issued | Residential - sumps | JVT EXCAVATING & DEMOLITION LTD
SP-2023-01544 | 2023-08-23 | 1691 W 40TH AVENUE, Vancouver, BC V6M 1W1 | Sprinkler Permit | Residential | New | Issued | Residential - To install fire sprinkler system in main house and accessory building >DB: To construct a 2.5 storey + cellar one-family dwelling with a detached accessory building (garage), at the rear providing 3 parking spaces, having vehicular access from the lane. Note: This is a 2.5 storey building pursuant to the Zoning and Development By-Law. 1- Bar/Sink proposed in the cellar 2- A/C unit proposed in the east side yard 7- The entire building to be sprinklered to NFPA 13D ******THIS PERMIT HAS BEEN ISSUED UNDER THE REQUIREMENTS OF VBBL #12511 (2019)****** | Max Fire Pro Ltd
GP-2023-02734 | 2023-09-20 | 1691 W 40TH AVENUE, Vancouver, BC V6M 1W1 | Gas Permit | Residential | New | Issued | Residential - Install 1 boiler, 1 gas range, 2 fireplace & 1 bbq There is 2 fireplaces piping only >BP: To construct a 2.5 storey + cellar one-family dwelling ($1,570,370) with a detached accessory building (garage), at the rear providing 3 parking spaces, having vehicular access from the lane. | JOT MECHANICAL LTD
MP-2023-01723 | 2023-09-21 | 1691 W 40TH AVENUE, Vancouver, BC V6M 1W1 | Mechanical Permit | NULL | NULL | Issued | NULL | Lower Mainland Refrigeration Systems Ltd
EP-2023-08745 | 2023-09-28 | 1691 W 40TH AVENUE, Vancouver, BC V6M 1W1 | Electrical Permit | Residential | New | Issued | Installation / Repair - Residential - Low voltage rough-in for security. >BP: To construct a 2.5 storey + cellar one-family dwelling ($1,570,370) with a detached accessory building (garage), at the rear providing 3 parking spaces, having vehicular access from the lane. | Alpha Security Systems Ltd
GP-2023-01842 | 2023-06-16 | 1776 W 40TH AVENUE, Vancouver, BC V6M 1W2 | Gas Permit | Residential | Renovation | Completed | Residential - hwt re&re | Ferenc Nagy
GP-2023-01707 | 2023-06-01 | 2176 W 46TH AVENUE, Vancouver, BC V6M 2L1 | Gas Permit | Residential | Renovation | Completed | Residential - 1 Hot Water Heater >BP: Exterior and interior alterations to repair fire damage to this existing two story single detached house | G2 Mechanical Ltd
NULL | NULL | 2176 W 46TH AVENUE, Vancouver, BC V6M 2L1 | Plumbing Permit | Residential | Renovation | Draft | Residential - insurance claim for fire damage | G2 Mechanical Ltd
PP-2023-02422 | 2023-07-20 | 2176 W 46TH AVENUE, Vancouver, BC V6M 2L1 | Plumbing Permit | Residential | Renovation | Completed | Residential - repipe of water pipe installation of two new tubs > Exterior and interior alterations to repair fire damage to this existing two story single detached house on this inside with lane site. Work to include demolishing the existing work without permit shed and garage/carport and remove the WWOP deck cover. | G2 Mechanical Ltd
SP-2023-00750 | 2023-05-02 | 2176 W 46TH AVENUE, Vancouver, BC V6M 2L1 | Sprinkler Permit | Residential | Renovation - Dwelling Unit(s) only | Completed | Residential - add sprinkler heads in house >BP: Exterior and interior alterations to repair fire damage to this existing two story single detached house on this inside with lane site. Work to include demolishing the existing work without permit shed and garage/carport and remove the WWOP deck cover. | Alpine Sprinkler Systems Ltd
EP-2023-03309 | 2023-04-17 | 2176 W 46TH AVENUE, Vancouver, BC V6M 2L1 | Electrical Permit | Residential | Renovation | Issued | Temporary Power - Residential - To provide temporary power. | Pacific Star Electric Inc
PP-2023-01309 | 2023-04-17 | 2176 W 46TH AVENUE, Vancouver, BC V6M 2L1 | Plumbing Permit | Residential | Addition | Issued | Residential - Install new 1/1/2” water service pipe to meet plumbing code >BP: Exterior and interior alterations to repair fire damage to this existing two story single detached house on this inside with lane site. Work to include demolishing the existing work without permit shed and garage/carport and remove the WWOP deck cover. | RADAR PLUMBING AND HEATING
NULL | NULL | 2176 W 46TH AVENUE, Vancouver, BC V6M 2L1 | Plumbing Permit | Residential | Addition | Draft | Residential - Install new 1/1/2” water service pipe for the house to meet plumbing code | RADAR PLUMBING AND HEATING
EP-2023-03176 | 2023-04-21 | 2176 W 46TH AVENUE, Vancouver, BC V6M 2L1 | Electrical Permit | Residential | Renovation | Completed | Installation / Repair - Residential - Restoration - full rewire, with new service Service will be relocated and increased **Amend 08/21/2023** Service size is 200amp not 100amp we also need low voltage as well as Tel & cable on our application if it was not checked off on our original application >BP: Exterior and interior alterations to repair fire damage to this existing two story single detached house on this inside with lane site. Work to include demolishing the existing work without permit shed and garage/carport and remove the WWOP deck cover. Structural Schedule B provided by Adam Samuel Densmore P. Eng. 778.791.7456 ENTIRE BUILDING TO BE SPRINKLERED TO NFPA 13D REQUIREMENTS | Pacific Star Electric Inc
GP-2022-03642 | 2022-11-20 | 2193 W 46TH AVENUE, Vancouver, BC V6M 2L2 | Gas Permit | Residential | Tenant Improvement | Completed | Residential - Replace old Floor Standing Boiler for Wall hung high Efficency boiler | Vancouver City Plumbing Inc
GP-2022-04069 | 2022-12-19 | 3855 W 46TH AVENUE, Vancouver, BC V6N 3N4 | Gas Permit | Residential | Renovation | Completed | Residential - Re and re 90,000 btu furnace | BOUNDARY BAY MECHANICAL INC
GP-2022-01940 | 2022-06-28 | 7 W 47TH AVENUE, Vancouver, BC V5Y 2X7 | Gas Permit | Residential | Renovation | Completed | Residential - HWT re&re | Ferenc Nagy
NULL | NULL | 7 W 47TH AVENUE, Vancouver, BC V5Y 2X7 | Gas Permit | Residential | Renovation | Draft | Residential - Rere of hot water tank | Resilient Plumbing & Heating Inc
NULL | NULL | 61 W 47TH AVENUE, Vancouver, BC V5Y 2X7 | Electrical Permit | Residential | Addition | Draft | Installation / Repair - Residential - We need to disconnect the main house power and reconnect from the laneway house. | S B ELECTRICAL LTD
EP-2022-01299 | 2022-02-22 | 61 W 47TH AVENUE, Vancouver, BC V5Y 2X7 | Electrical Permit | Residential | Addition | Completed | Installation / Repair - Residential - disconnect the main power and reconnect the power from the laneway house >BUILDING 1--Existing #1-61 W 47th Av - One Family Dwelling (1st to 2nd storey) BUILDING 2 #3-61 W 47th Av - Laneway House (1.5 storey) | S B ELECTRICAL LTD
GP-2022-00829 | 2022-03-15 | 2982 W 44TH AVENUE, Vancouver, BC V6N 3K4 | Gas Permit | Residential | Renovation | Completed | Residential - Re&Re Hot water gas tank BTU:76.000 | Milani Plumbing Heating & Air Conditioning Ltd
GP-2023-01696 | 2023-05-31 | 2982 W 44TH AVENUE, Vancouver, BC V6N 3K4 | Gas Permit | Residential | Renovation | Issued | Residential - Install 1 natural gas fireplace insert | Vancouver Gas Fireplaces Ltd
GP-2022-02945 | 2022-09-29 | 2982 W 44TH AVENUE, Vancouver, BC V6N 3K4 | Gas Permit | Residential | Tenant Improvement | Completed | Residential - replacement of hot water tank following insurance claim | A-1 Drainage Plumbing & Heating Limited
GP-2023-00275 | 2023-01-26 | 2982 W 44TH AVENUE, Vancouver, BC V6N 3K4 | Gas Permit | Residential | Renovation | Cancelled | Residential - RE AND RE DV TO HFTRUE36 | BC Fireplace Service Inc
PP-2021-04120 | 2022-01-07 | 538 W 45TH AVENUE, Vancouver, BC V5Z 4S3 | Plumbing Permit | Commercial | Renovation | Completed | Commercial - 2 DCVA backflow preventers (main and bypass) installed - requested by the city of Vancouver Engineer letter on file | Milani Plumbing Heating & Air Conditioning Ltd
SP-2023-00945 | NULL | 696 W 45TH AVENUE, Vancouver, BC V5Z 2P8 | Sprinkler Permit | Commercial | Renovation | Withdrawn | Commercial - to supply & install up to 90 ft of 4 in PVC blue brute water service pipe for fire sprinkler system | Hillcrest Plumbing & Heating (1991) Ltd
SP-2023-01098 | NULL | 696 W 45TH AVENUE, Vancouver, BC V5Z 2P8 | Sprinkler Permit | Commercial | Renovation | Applicant Revisions | Commercial - Replacing the fire line | BC FIRE SPRINKLERS--Gordon Knight
GP-2023-03705 | 2023-11-23 | 2963 W 39TH AVENUE, Vancouver, BC V6N 2Z5 | Gas Permit | Residential | Renovation - Dwelling Unit(s) only | Completed | Residential - Installing gas boiler | Reid Brothers Plumbing & Heating Ltd
EP-2023-00662 | 2023-02-01 | 2971 W 39TH AVENUE, Vancouver, BC V6N 2Z5 | Electrical Permit | Residential | Renovation | Completed | Installation / Repair - Residential - Extra Low Voltage. Data/Voice/TV Cable,Security Camera,Door Bell. >BP: Interior alterations only for improvements to all three levels of this existing One Family Dwelling. Scope of work includes the installation of an A/C unit at the rear and new HRV. | SECUTECH DEVELOPMENT LTD.
MP-2023-00303 | 2023-03-06 | 2971 W 39TH AVENUE, Vancouver, BC V6N 2Z5 | Mechanical Permit | NULL | NULL | Completed | NULL | Advantech Mechanical Ltd
MP-2023-00322 | 2023-03-14 | 2971 W 39TH AVENUE, Vancouver, BC V6N 2Z5 | Mechanical Permit | NULL | NULL | Completed | NULL | Lower Mainland Refrigeration Systems Ltd
EP-2023-00409 | 2023-03-02 | 2971 W 39TH AVENUE, Vancouver, BC V6N 2Z5 | Electrical Permit | Residential | Renovation | Completed | Installation / Repair - Residential - full house renovation and service upgrade *An approved mechanical permit is required for the installation of air conditioning or heat pump unit at the time of installation before an electrical inspection will be performed >BP: Interior alterations only for improvements to all three levels of this existing One Family Dwelling. Scope of work includes the installation of an A/C unit at the rear and new HRV. | Luxman Electricals Ltd
GP-2023-00199 | 2023-01-17 | 2971 W 39TH AVENUE, Vancouver, BC V6N 2Z5 | Gas Permit | Residential | Renovation | Completed | Residential - Venting and hook up only >BP: Interior alterations only for improvements to all three levels of this existing One Family Dwelling. Scope of work includes the installation of an A/C unit at the rear and new HRV. | ORAY FIREPLACES LTD
GP-2022-04081 | 2022-12-21 | 2971 W 39TH AVENUE, Vancouver, BC V6N 2Z5 | Gas Permit | Residential | Renovation | Completed | Residential - install a high eff boiler and a new stove >BP: Interior alterations only for improvements to all three levels of this existing One Family Dwelling. Scope of work includes the installation of an A/C unit at the rear and new HRV. Ok for field review per Jamie Zhang. May 6/22 Notes: - This building is not sprinklered. - DBI to determine on site if Schedule B, Structural, is required. - REUP Submitted by Sky Liu, Sky Hi Inspections, 604-781-3263. Scope of work to include energy upgrade in accordance with Article 11.2.1.4 of the 2019 Vancouver Building By-law and as per the Energy Efficiency Upgrade Details noted in the Energuide Report. | Advantech Mechanical Ltd
PP-2022-04519 | 2022-12-21 | 2971 W 39TH AVENUE, Vancouver, BC V6N 2Z5 | Plumbing Permit | Residential | Renovation | Completed | Residential - Water pipe repiping, some fixtures need to relocate as drawing >BP: Interior alterations only for improvements to all three levels of this existing One Family Dwelling. Scope of work includes the installation of an A/C unit at the rear and new HRV. Notes: - This building is not sprinklered. - DBI to determine on site if Schedule B, Structural, is required. - REUP Submitted by Sky Liu, Sky Hi Inspections, 604-781-3263. Scope of work to include energy upgrade in accordance with Article 11.2.1.4 of the 2019 Vancouver Building By-law and as per the Energy Efficiency Upgrade Details noted in the Energuide Report. | Advantech Mechanical Ltd
NULL | NULL | 3057 W 39TH AVENUE, Vancouver, BC V6N 2Z7 | Electrical Permit | Residential | Renovation | Withdrawn | Installation / Repair - Residential - Cancellation of remaining Knob and tube and rewiring, smoke alarms installation, existing sub-panel relocation. | Wirechief Electric Ltd
PP-2023-02332 | 2023-06-30 | 3057 W 39TH AVENUE, Vancouver, BC V6N 2Z7 | Plumbing Permit | Residential | New | Issued | Residential - Plumbing work on first and 2nd floor >BP: **********************Part 5 Design********************** To construct a two-storey Infill One-Family Dwelling residential building with an attached 1-car garage (subsidiary to infill dwelling) and one surface parking space at the rear of this existing site. ******THIS PERMIT HAS BEEN REVIEWED AND ISSUED UNDER THE REQUIREMENTS OF VBBL 2019 *********** | ERIC PLOURDE PLUMBING & HEATING LTD
EP-2023-06021 | 2023-07-06 | 3057 W 39TH AVENUE, Vancouver, BC V6N 2Z7 | Electrical Permit | Residential | New | Issued | Temporary Power - Residential - To provide temporary power. -100 amps temporary service *Permit Amendment Jul 13, 2023 -Connect the main house to the 100 amps temporary service | Wirechief Electric Ltd
EP-2023-03868 | 2023-05-18 | 3057 W 39TH AVENUE, Vancouver, BC V6N 2Z7 | Electrical Permit | Residential | Renovation | Issued | Installation / Repair - Residential - Remove the remaining Knob and tub wiring on the main, second, and top floors. rewire with modern loomex wire, relocate existing 60 amps panel. -There is no removal of walls, drywall or fire-rated walls. this is just a cancellation of the remaining Knob and tube wiring Amend May 31, 2023 -"Relocate the existing 200 amps meter to a pole at the back of the property" | Wirechief Electric Ltd
PP-2023-03251 | 2023-09-13 | 3057 W 39TH AVENUE, Vancouver, BC V6N 2Z7 | Plumbing Permit | Residential | Renovation | Issued | Residential - 30 meters of drain tile 30 meters of rain water leader existing house Sept 14/2023-AMEND to remove BP-2021-05060 as a subjob Sept 20/2023-AMEND add 1x outside gravity sump | J & R Excavation & Demolition Ltd.
MP-2023-01580 | 2023-08-29 | 3057 W 39TH AVENUE, Vancouver, BC V6N 2Z7 | Mechanical Permit | NULL | NULL | Issued | NULL | ERIC PLOURDE PLUMBING & HEATING LTD
GP-2023-03406 | 2023-11-06 | 3231 W 39TH AVENUE, Vancouver, BC V6N 2Z9 | Gas Permit | Residential | Renovation | Completed | Residential - RE&RE hot water tank | Milani Plumbing Heating & Air Conditioning Ltd
GP-2023-02869 | 2023-09-29 | 1221 W 40TH AVENUE, Vancouver, BC V6M 1V3 | Gas Permit | Residential | Renovation - Dwelling Unit(s) only | Issued | Residential - BOILER REPLACEMENT | CoStar Home Energy Ltd
GP-2023-02746 | 2023-09-20 | 1222 W 40TH AVENUE, Vancouver, BC V6M 1V4 | Gas Permit | Residential | Renovation | Completed | Residential - remove and remove boiler | Westrim Plumbing & Heating Ltd
EP-2022-05917 | 2022-07-14 | 1222 W 40TH AVENUE, Vancouver, BC V6M 1V4 | Electrical Permit | Residential | Addition | Completed | Installation / Repair - Residential - EV Charger Installation -Supply and install 8/3 teck cable from the main panel -Dig trench outside from the house to the garage -Lay 8/3 teck cable in the trench and run inside the garage to the customers preferred location -Sleeve teck with PVC for mechanical protection as necessary -Install owner supplied wall connector and initialize | TDR Electric Inc
GP-2022-01606 | 2022-05-25 | 1291 W 40TH AVENUE, Vancouver, BC V6M 1V3 | Gas Permit | Residential | Tenant Improvement | Completed | Residential - replace old style water heater with new on demand water heater | Campbell Care Plumbing, Heating & Air Ltd.
EP-2023-00576 | 2023-02-01 | 102 W 47TH AVENUE, Vancouver, BC V5Y 2X9 | Electrical Permit | Residential | Addition | Issued | Installation / Repair - Residential - Install a 60A 240V branch circuit for an EV Charger. *Feb 27, 2023 Amendment* -"100A 240V 1PH panel in detached garage. Add 1 - 2000W @ 240V BBH in detached garage" | Seylers Electrical Ltd
GP-2023-02310 | 2023-08-08 | 128 W 47TH AVENUE, Vancouver, BC V5Y 2X9 | Gas Permit | Residential | Renovation | Issued | Residential - 1 Boiler re/re | HOMEGROWN MECHANICAL LTD
GP-2023-02127 | 2023-07-18 | 56 W 43RD AVENUE, Vancouver, BC V5Y 2T5 | Gas Permit | Residential | Renovation | Completed | Residential - R and R gas furnace | Proflow Plumbing Heating Gas Limited
PP-2022-01024 | 2022-03-28 | 76 W 43RD AVENUE, Vancouver, BC V5Y 2T5 | Plumbing Permit | Residential | Renovation | Completed | Residential - Excavation to repair main water line. | 546185 BC LTD dba Mr. Rooter Plumbing
EP-2023-05492 | 2023-08-28 | 2090 W 45TH AVENUE, Vancouver, BC V6M 2H9 | Electrical Permit | Commercial | New | Issued | Installation / Repair - Commercial - Installation of a new non-ULC fire kit Site contact Kristopher Kerr, (604) 837-5538 Kristopher.Kerr@bchydro.com NO MAG LOCKS The parts are generally the same as a ULC certified installation. It will be a fire kit (panel, keypad, and usually an internet/GSM communicator or just a GSM only). It’s just not going to be ULC certified, as per the customer’s request. | Paladin Technologies Inc
EP-2023-03289 | 2023-04-18 | 2090 W 45TH AVENUE, Vancouver, BC V6M 2H9 | Electrical Permit | Commercial | Renovation | Issued | Temporary Power - Commercial - To provide temporary power. No new building, just an older building being decommissioned and a temporary power service needed on site to do so. | F & M Installations Ltd
GP-2023-03579 | 2023-11-17 | 2103 W 45TH AVENUE, Vancouver, BC V6M 2J2 | Gas Permit | Commercial | Tenant Improvement | Completed | Commercial - RE & RE RTU Retrofit - Like for like exact appliance replacement. Service remains the same. Breaker & electrical feed confirmed to be originally sized properly. | Haakon Industries (Canada) Ltd.
GP-2022-01391 | 2022-05-05 | 2154 W 45TH AVENUE, Vancouver, BC V6M 2J1 | Gas Permit | Residential | Tenant Improvement | Completed | Residential - Re Re Furnace | Moore & Russell Heating Ltd
GP-2022-01625 | 2022-05-27 | 2154 W 45TH AVENUE, Vancouver, BC V6M 2J1 | Gas Permit | Residential | Tenant Improvement | Cancelled | Residential - Re Re Furnace | Moore & Russell Heating Ltd
EP-2022-08451 | 2022-10-07 | 2370 W 47TH AVENUE, Vancouver, BC V6M 2N2 | Electrical Permit | Residential | Addition | Completed | Installation / Repair - Residential - Install Two EV Charger Circuits (50A each) AMEND: NOV 3/2022 PER DEI: Please adjust the main service rating in the permit to 300A and not 400A. | Superb Electric Limited
GP-2023-01270 | 2023-04-19 | 3377 W 39TH AVENUE, Vancouver, BC V6N 3A3 | Gas Permit | Residential | Tenant Improvement | Completed | Residential - Upgrading gas HWT to Tankless system | 0994152 BC Ltd
PP-2023-00123 | 2023-01-13 | 3391 W 39TH AVENUE, Vancouver, BC V6N 3A3 | Plumbing Permit | Residential | New | Completed | Residential - install irrigation system >BP: To construct a 2 story one-family dwelling with a secondary suite located in the Basement/Cellar . | Zhongmin Zhao DBA Colorful Garden
SP-2022-01240 | 2022-08-04 | 3391 W 39TH AVENUE, Vancouver, BC V6N 3A3 | Sprinkler Permit | Residential | New | Completed | Residential - 1FD+SS - #1 & #2 - new sprinkler system To construct a 2 storey one-family dwelling with a secondary suite located in the Basement/Cellar. The entire building to be sprinklered to NFPA 13D. NOTE: To achieve the required FSR a floor space exclusion of 2% has been applied to this application as per section 10.11.1 of the district schedule, to accommodate improved building performance. 1. No strata titling permitted 2. A/C unit proposed located in rear yard and upper floor. 3. Bar sink located in basement plan | Haven Fire Protection Ltd
GP-2022-02815 | 2022-09-21 | 3391 W 39TH AVENUE, Vancouver, BC V6N 3A3 | Gas Permit | Residential | New | Completed | Residential - Install boiler & fireplace piping for 2 gas range and 1 bbq >BP: To construct a 2 storey one-family dwelling with a secondary suite located in the Basement/Cellar ($931,400.00). | JOT MECHANICAL LTD
EP-2022-06918 | 2022-08-22 | 3391 W 39TH AVENUE, Vancouver, BC V6N 3A3 | Electrical Permit | Residential | New | Completed | Installation / Repair - Residential - wiring new construction for one single family dwelling with secondary suite and laneway house. >BP: To construct a 2 storey one-family dwelling with a secondary suite located in the Basement/Cellar ($931,400.00). The entire building to be sprinklered to NFPA 13D. NOTE: To achieve the required FSR a floor space exclusion of 2% has been applied to this application as per section 10.11.1 of the district schedule, to accommodate improved building performance. 1. No strata titling permitted 2. A/C unit proposed located in rear yard and upper floor. 3. Bar sink located in basement plan 4. Schedule B Jason Hui P.Eng 778-319-3403 Structural & Geotechnical 5. BC Housing: 44334 | Big Forest Electric Ltd
EP-2022-06902 | 2022-08-17 | 3391 W 39TH AVENUE, Vancouver, BC V6N 3A3 | Electrical Permit | Residential | New | Completed | Installation / Repair - Residential - To Pre-wire and Install security alarm, TV/Data/Tel cables. >BP: To construct a 2 storey one-family dwelling with a secondary suite located in the Basement/Cellar ($931,400.00). The entire building to be sprinklered to NFPA 13D. NOTE: To achieve the required FSR a floor space exclusion of 2% has been applied to this application as per section 10.11.1 of the district schedule, to accommodate improved building performance. 1. No strata titling permitted 2. A/C unit proposed located in rear yard and upper floor. 3. Bar sink located in basement plan 4. Schedule B Jason Hui P.Eng 778-319-3403 Structural & Geotechnical 5. BC Housing: 44334 This is a 2 storey building pursuant to the Zoning and Development By-Law ******THIS PERMIT HAS BEEN ISSUED UNDER THE REQUIREMENTS OF VBBL 2019****** All rooms adjacent to East and West exposing building face shall be sprinklered. "Combustible projections or roof soffits on an exposing building face shall not project to less than .45m from the property line and shall be in compliance with VBBL 2019 9.10.15.5.(9) Any alterations or conversions to the attached garage (if applicable) to habitable living space shall not be permitted without first obtaining the approval of the Director of Planning and the Chief Building Official. Thermal protection measures and Laneway house design guidelines shall be required to be met prior to the approval of the conversion. | Yao Rong Xu
PP-2022-01955 | 2022-06-08 | 3391 W 39TH AVENUE, Vancouver, BC V6N 3A3 | Plumbing Permit | Residential | New | Completed | Residential - Plumbing for new House >BP: To construct a 2 storey one-family dwelling with a secondary suite located in the Basement/Cellar ($931,400.00). The entire building to be sprinklered to NFPA 13D. NOTE: To achieve the required FSR a floor space exclusion of 2% has been applied to this application as per section 10.11.1 of the district schedule, to accommodate improved building performance. 1. No strata titling permitted 2. A/C unit proposed located in rear yard and upper floor. 3. Bar sink located in basement plan 4. Schedule B Jason Hui P.Eng 778-319-3403 Structural & Geotechnical 5. BC Housing: 44334 This is a 2 storey building pursuant to the Zoning and Development By-Law ******THIS PERMIT HAS BEEN ISSUED UNDER THE REQUIREMENTS OF VBBL 2019****** All rooms adjacent to East and West exposing building face shall be sprinklered. "Combustible projections or roof soffits on an exposing building face shall not project to less than .45m from the property line and shall be in compliance with VBBL 2019 9.10.15.5.(9) Any alterations or conversions to the attached garage (if applicable) to habitable living space shall not be permitted without first obtaining the approval of the Director of Planning and the Chief Building Official. Thermal protection measures and Laneway house design guidelines shall be required to be met prior to the approval of the conversion. Addressing Data Principle Dwelling: #1-3391 W 39th Av - One Family Dwelling (1st & 2nd floor, south portion of basement) Secondary Suite: #2-3391 W 39th Av - Secondary Suite (north portion of basement) | Rain Coast Plumbing & Heating Ltd
PP-2022-01062 | 2022-03-30 | 3391 W 39TH AVENUE, Vancouver, BC V6N 3A3 | Plumbing Permit | Residential | New | Completed | Residential - Sump | East West Excavating 2022 ltd
EP-2022-00408 | 2022-01-20 | 3391 W 39TH AVENUE, Vancouver, BC V6N 3A3 | Electrical Permit | Residential | New | Expired | Temporary Power - Residential - To provide temporary power. | Big Forest Electric Ltd
GP-2023-03947 | 2023-12-08 | 3453 W 39TH AVENUE, Vancouver, BC V6N 3A3 | Gas Permit | Residential | Renovation | Issued | Residential - replace of 40gas gas hot water tank | Hillcrest Plumbing & Heating (1991) Ltd
GP-2023-03064 | 2023-10-16 | 3456 W 39TH AVENUE, Vancouver, BC V6N 3A2 | Gas Permit | Residential | Renovation | Completed | Residential - Install high efficient boiler, 120 000 BTU Re/Re **Amendment- December 05, 2023: Change Michael Du to Hong Liu Corrected address from 4659 West 8th Ave to 3456 West 39th Avenue** | Lambert Plumbing & Heating
EP-2022-09961 | 2022-11-24 | 1502 W 3RD AVENUE, Vancouver, BC V6J 1J7 | Electrical Permit | Commercial | Renovation | Completed | Installation / Repair - Commercial - remove existing lighting and replace with new. re- re two offfice desk power for service area and showroom. add two new exit signs and two new battery packs >BP: Interior and exterior alterations to provide improvements to this existing automotive repair shop with ancillary retail on this site. Exterior alterations are limited to RE&RE of the entry door only. E2- Lighting - Upgrade to incorporate Automatic Partial off (per 9.4.1.1.(g) of ASHRAE 90. 1-2016) | INT Electrical Ltd
NULL | NULL | 1502 W 3RD AVENUE, Vancouver, BC V6J 1J7 | Electrical Permit | Commercial | Renovation | Draft | Installation / Repair - Commercial - LED lighting Upgrade for BC Hydro Rebate | Tytan Electric Inc.
EP-2023-01461 | 2023-02-22 | 1502 W 3RD AVENUE, Vancouver, BC V6J 1J7 | Electrical Permit | Commercial | Renovation | Completed | Installation / Repair - Commercial - Data/tel wiring. Low voltage communications >BP: Interior and exterior alterations to provide improvements to this existing automotive repair shop with ancillary retail on this site. Exterior alterations are limited to RE&RE of the entry door only. E2- Lighting - Upgrade to incorporate Automatic Partial off (per 9.4.1.1.(g) of ASHRAE 90. 1-2016) Schedule A provided by Christopher Bozyk Architectural Schedule B provided by Christopher Bozyk Electrical Schedule B provided by Wojciech Siedlaczek Schedule D (Building Envelope) may be required, District Building Inspector to determined on site. OK for Field Review as per S. Yu on Aug 18, 2022 OK for DB as per M. Einifar on Aug 2, 2022 Note: Glazing and frame of storefront window and door to match existing in terms of material and colour Electrical work to be compliant with VBBL 2019 If work on this site could lead to ground disturbance (impacting soil) advise applicant to contact the Provincial Archaeology Branch at 250-953-3334 for a list of archaeological consultants, who when retained by the proponent, will apply on the proponent’s behalf for the necessary archaeological permits. In addition, please be advised that reports from an Archaeologist (Archaeological Overview Assessment (AOA) or Archaeological Impact Assessment (AIA) reports) and archaeological/heritage inspection permits from the First Nations may be necessary prior to the release of your City of Vancouver permits. | BKS Cablecom Systems Ltd
EP-2023-05227 | 2023-06-27 | 1505 W 3RD AVENUE, Vancouver, BC V6J 1J8 | Electrical Permit | Commercial | Addition | Completed | Installation / Repair - Commercial - Provide new Emily Knob attachment Outside in Alley add new attachment point -No exterior works. A new attachment point for the overhead service was added that is mounted to the building *Photos uploaded to application documents *** If work on this site could lead to the disturbance of soil advise applicant to contact the Provincial Archeology Branch at 250-953-3334 for necessary permits. In addition, please be advised that reports from an Archeologist (AIA, AOA) and permits from the First Nations may be necessary prior to the release of your City of Vancouver permits. >>Amend: July 4, 2023 -120/208volt 200amp single phase OH service. Service to be relocated to new attachment point ( Emily Knob) >>Amend: July 5th, 2023 -service should be reconnect | Wolf Electric Ltd
EP-2022-09670 | 2022-11-15 | 1508 W 3RD AVENUE, Vancouver, BC V6J 1J7 | Electrical Permit | Commercial | Renovation | Expired | Temporary Power - Commercial - To provide temporary power. | K S Maude Electric Ltd
EP-2023-10371 | 2023-11-17 | 1508 W 3RD AVENUE, Vancouver, BC V6J 1J7 | Electrical Permit | Commercial | Renovation | Issued | Temporary Power - Commercial - To provide temporary power. Renewal of EP-2022-09670 Valid: Nov 15, 2023 to Nov 14, 2024 | K S Maude Electric Ltd
PP-2023-03119 | 2023-09-08 | 1523 W 3RD AVENUE, Vancouver, BC V6J 1J8 | Plumbing Permit | Commercial | Tenant Improvement | Completed | Commercial - Addition of 4 sinks and one water heater >BP: 2nd/3rd Floor Interior alterations for a new creative office with ancillary lab on the 2nd/ 3rd floor of this existing commercial building on the site as per Operational Letter by Lululemon Athletica on April 19, 2023 Scope of works: Removing interior walls and Proposed alongside those are other typical office amenity areas (staff rooms, meeting rooms, fitness room) and larger open office workstations | Tri-City Plumbing & Heating Ltd
EP-2023-07103 | 2023-08-24 | 1523 W 3RD AVENUE, Vancouver, BC V6J 1J8 | Electrical Permit | Commercial | Tenant Improvement | Completed | Installation / Repair - Commercial - Add To Existing Distribution, Installation of General Power, Branch Circuit Wiring, Lighting & Controls, Emergency Lighting, Low Voltage Data/Comm, Fire Alarm Devices. BP: Interior alterations for a new creative office with ancillary lab on the 2nd/ 3rd floor of this existing commercial building on the site as per Operational Letter by Lululemon Athletica on April 19, 2023 Scope of works: Removing interior walls and Proposed alongside those are other typical office amenity areas (staff rooms, meeting rooms, fitness room) and larger open office workstations | Kato Electrical Inc
SP-2023-01375 | 2024-01-11 | 1523 W 3RD AVENUE, Vancouver, BC V6J 1J8 | Sprinkler Permit | Commercial | Tenant Improvement | Completed | Commercial - For sprinkler system alterations to the 2019 VBBL and NFPA 13, 2013 for the tenant improvements to provide interior alterations for a new creative office with ancillary lab on the 2nd/ 3rd floor of this existing commercial building on the site as per Operational Letter by Lululemon Athletica on April 19, 2023 Engineer of Record: Dan Wong 778-847-0572 denveng7@gmail.com Compact Mobile Storage: Storage Arrangements for Rolling Storage Racks - 7' rolling rack storage with a maximum storage height of 7' to top of storage for Class III Commodities designed to Ordinary Hazard Group 2. Maintain a minimum of 18" to be maintained between top of storage and sprinkler, and 6" rubber stoppers to be installed between rolling shelves to maintain a gap of 6" between the shelving. Sprinkler system for the rolling storage rack storage (compact mobile storage) is designed to Ordinary Hazard Group 2 as outlined in Table 13.2.1 of NFPA 13, 2013. Sprinkler density of 0.2 USgpm/sq.ft. over 242 sq.ft. Sprinkler heads within the storage areas are quick response with a K-factor of K = 5.6, temperature of 155°F, and a maximum sprinkler coverage area of 100 sq. ft. per sprinkler. | Priority Fire Systems Ltd
EP-2023-03412 | 2023-04-20 | 1523 W 3RD AVENUE, Vancouver, BC V6J 1J8 | Electrical Permit | Commercial | Renovation | Completed | Installation / Repair - Commercial - Replacement of faulty fire alarm control panel. Includes full system verification by a third-party contractor upon completion. No alterations will be done to the existing wiring and all fire alarm connected devices will be compatible with new panel Note: This permit has been issued based on Bulletin 2018-004-BU/EL. | 0777792 BC Ltd
PP-2023-02479 | 2023-07-13 | 1606 W 3RD AVENUE, Vancouver, BC V6J 1K2 | Plumbing Permit | Commercial | Tenant Improvement | Completed | Commercial - installing 1 DCVA backflow to water supply for water filter installing 1 RPBA backflow on premise isolation | Brian Mussato Plumbing & Heating Ltd
EP-2021-02827 | 2022-02-18 | 1635 W 3RD AVENUE, Vancouver, BC V6J 0B6 | Electrical Permit | Commercial | Renovation | Completed | Installation / Repair - Commercial - Installation of a new feeder (BCH meter equired) and a new panelboard (100A 120/208V 3P4W) supplied by the existing distribution in the electrical room, and a new Level 2 EV Charger located in the commercial area of P1. Additional information approval letter has been uploaded | MPN Pacific Electrical Ltd
EP-2022-09794 | 2022-11-18 | 1638 W 3RD AVENUE, Vancouver, BC V6J 1K2 | Electrical Permit | Commercial | New | Completed | Installation / Repair - Commercial - Prewire and completion of 5 low voltage speaker (18/2 FT6 ) runs and 4 network ( Cat 6, FT6 ) runs to be installed in conduit supplied by electrical contractor | London Drugs Limited
EP-2022-09867 | 2022-11-22 | 1638 W 3RD AVENUE, Vancouver, BC V6J 1K2 | Electrical Permit | Commercial | Tenant Improvement | Completed | Installation / Repair - Commercial - Relocate fire alarm as per drawings for ti | BD Electrical Ltd
EP-2022-10123 | 2022-11-30 | 1638 W 3RD AVENUE, Vancouver, BC V6J 1K2 | Electrical Permit | Commercial | Tenant Improvement | Issued | Installation / Repair - Commercial - Alarm, Access, CCTV | Best Choice Security and Alarms Inc
EP-2022-07634 | 2022-09-12 | 1638 W 3RD AVENUE, Vancouver, BC V6J 1K2 | Electrical Permit | Commercial | Tenant Improvement | Completed | Installation / Repair - Commercial - Install new receptacles and relocate existing exit signs and emergency lights in the future build walls >BP: Level 2 - 1638 W 3rd Ave Interior alterations to provide new partition walls and change of use from existing Manufacturing to Wholesale use on the 2nd floor of this commercial / industrial building on this site. Scope of work: Change of use from existing manufacturing to wholesale. New interior partition walls, new furniture layout, and new staff kitchen with sink. Contractor TBD - Contractor must have a valid business license to do work in Vancouver. | VS Electric Ltd
EP-2022-08801 | 2022-10-17 | 1638 W 3RD AVENUE, Vancouver, BC V6J 1K2 | Electrical Permit | Commercial | NULL | Expired | Annual / Operating - Maintenance and operation of electrical equipment. | VS Electric Ltd
EP-2023-10520 | 2023-11-23 | 1638 W 3RD AVENUE, Vancouver, BC V6J 1K2 | Electrical Permit | Commercial | NULL | Issued | Annual / Operating - Annual permit for maintenance purposes. | Blueline Electrical Services Ltd
EP-2023-10672 | 2023-12-20 | 1675 W 3RD AVENUE, Vancouver, BC V6J 1K1 | Electrical Permit | Commercial | Addition | Issued | Installation / Repair - Commercial - -EV charger *EV charger install fed from existing EV panel | RMS Electric Ltd
GP-2023-03311 | 2023-11-09 | 2090 W 41ST AVENUE, Vancouver, BC V6M 1Y8 | Gas Permit | Commercial | Renovation | Issued | Commercial - Replace gas furnace | Lillie Family Heating & Plumbing (2014) Ltd
EP-2023-09051 | 2023-10-10 | 2090 W 41ST AVENUE, Vancouver, BC V6M 1Y8 | Electrical Permit | Commercial | Tenant Improvement | Issued | Installation / Repair - Commercial - Inspection of the electrical to the unit after fire and water damage from neighboring building. | Mott Electric General Partnership
EP-2023-09159 | 2023-10-12 | 2090 W 41ST AVENUE, Vancouver, BC V6M 1Y8 | Electrical Permit | Commercial | Renovation | Issued | Installation / Repair - Commercial - Replace existing 26-2x4 lighting, install 4 receptacles, install new exit/em packs. | Ampac Electric Ltd
EP-2022-09915 | 2022-11-23 | 2090 W 41ST AVENUE, Vancouver, BC V6M 1Y8 | Electrical Permit | Commercial | Tenant Improvement | Completed | Installation / Repair - Commercial - Retail space lighting was controlled by breaker at electrical panel. Added switches to take over control from breaker. | Hopemate Electrical Solutions Inc
EP-2023-10471 | 2023-11-20 | 2096 W 41ST AVENUE, Vancouver, BC | Electrical Permit | Commercial | Renovation | Completed | Installation / Repair - Commercial - replace damaged equipment, clean and test in electrical room after water leak >Permit Amendment Nov 27, 2023 Reconnect service. Building has an existing supplementary 3 phase service that was disconnected by fire department when fighting Nando's fire east of property. This service feeds some air conditioning equipment that is only used in warmer months and not noticed. This service is 208V 3P3W 125A. Main Service is 120/240 1P3W 600A >>Amend: Dec. 7th -add address: 2098 W 41st Ave | Mott Electric General Partnership
PP-2023-04250 | 2023-12-06 | 2096 W 41ST AVENUE, Vancouver, BC | Plumbing Permit | Commercial | Tenant Improvement | Completed | Commercial - remove and cap off hand sink x5 >BP: 2096 W 41st - 2nd flr unit #150 (combined from #103,#105, #111, #116) and unit #130 (changed from #107) Interior alterations to the 2nd floor to combine unit #103, #105 #111, #116 into one unit (to be #150) and unit #107 (change to #130), and to provide improvements for a new office tenant in these two units in existing commercial building. * both units will be occupied by the same tenant. Scope of work remove partition walls, door/frames, millwork, finishes & remove 4 sinks. Install new partition walls, doors/frames, finishes, electrical for new layout. | LIWANG PLUMBING & HEATING LTD
EP-2023-10888 | 2023-12-11 | 2096 W 41ST AVENUE, Vancouver, BC | Electrical Permit | Commercial | Renovation | Issued | Installation / Repair - Commercial - OUTLETS RELOCATION AND LIGHTING REPLACEMENT. >BP: 2096 W 41st - 2nd flr unit #150 (combined from #103,#105, #111, #116) and unit #130 (changed from #107) Interior alterations to the 2nd floor to combine unit #103, #105 #111, #116 into one unit (to be #150) and unit #107 (change to #130), and to provide improvements for a new office tenant in these two units in existing commercial building. * both units will be occupied by the same tenant. Scope of work remove partition walls, door/frames, millwork, finishes & remove 4 sinks. Install new partition walls, doors/frames, finishes, electrical for new layout. Energy checklist is currently no longer required with your Building Permit (BP) application. Some supporting documents are still required at BP stage, specifically Envelope and HVAC, if applicable. Service Water Heating and Lighting supporting documents, if applicable, must be submitted with your related trades permits (e.g. electrical and plumbing). | R.J.L. Electrical Contractor Ltd
EP-2022-09844 | 2022-11-22 | 2129 W 41ST AVENUE, Vancouver, BC V6M 1Z6 | Electrical Permit | Commercial | Tenant Improvement | Issued | Installation / Repair - Commercial - Remove and reinstall fire alarm panel | New-Way Electric Ltd
PP-2022-00051 | NULL | 2140 W 41ST AVENUE, Vancouver, BC | Plumbing Permit | Commercial | Tenant Improvement | Withdrawn | Commercial - Watermain break | Pipe Rite Mechanical Ltd
EP-2023-08702 | 2023-09-27 | 2170 W 41ST AVENUE, Vancouver, BC V6M 1Z5 | Electrical Permit | Commercial | Renovation | Issued | Installation / Repair - Commercial - To troubleshoot and repair ground fault to building which could of caused a fire. Building was shut down till repairs are made and is in safe order. Replacement of damaged 2pole 200Amp fused at 150A, 2pole 60 fused at 60amp, 3pole 200Amp fused at 200Amp, 4w 400amp slitter, and 3/0, 1/0 and #6 conductors are required. No structural work being performed and Main service size and main switch remains as is. | Tri-Tech Electrical Services Ltd
EP-2022-02832 | NULL | 2025 W 42ND AVENUE, Vancouver, BC | Electrical Permit | Commercial | Tenant Improvement | Withdrawn | Installation / Repair - Commercial - RE & RE of refrigerated dental compressor . Retrofit - Like for like exact appliance replacement. Service remained the same, breaker & electrical feed confirmed to be originally sized properly. | Haakon Industries (Canada) Ltd.
GP-2022-03368 | 2022-10-31 | 2058 W 42ND AVENUE, Vancouver, BC V6M 2B3 | Gas Permit | Residential | Addition | Completed | Residential - EMERGENCY gas main connection,hit by car RE: CF-2022-011431 | J&YMechanical Ltd
GP-2023-01152 | 2023-04-05 | 139 W 43RD AVENUE, Vancouver, BC V5Y 2T6 | Gas Permit | Residential | Renovation | Completed | Residential - re and re boiler | Anion Contracting Group Inc
GP-2023-02931 | 2023-10-05 | 153 W 43RD AVENUE, Vancouver, BC V5Y 2T6 | Gas Permit | Residential | Renovation | Completed | Residential - supply and install with furnace | Hillcrest Plumbing & Heating (1991) Ltd
EP-2023-09162 | 2024-01-24 | 169 W 43RD AVENUE, Vancouver, BC V5Y 2T6 | Electrical Permit | Residential | Renovation - Dwelling Unit(s) only | Issued | Installation / Repair - Residential - ***HOMEOWNER PERMIT*** Installing a 240v outlet in the garage. Exisitng 150 amp service.The ampacity of the 240V is 40 amps. The wires used is 6 AWG. I have gas range.I know some of the regulations. I am aware of the Vancouver Building and electrical bulletins but do not know what inspections are required and what stages of the project are required. I do have a certified electrician, Quan Chew Leung (certificate #CEL010023905, cell# 604-721-7108), who will oversee the project and will certify the work. He has a copy of the current CEC and are aware of the Vancouver building and electrical bulletins and know about inspections. | NULL
GP-2023-02886 | 2023-09-29 | 177 W 43RD AVENUE, Vancouver, BC V5Y 2T6 | Gas Permit | Residential | Renovation | Issued | Residential - replace a tankless | SUNFLOWER HOME SERVICE LTD
GP-2022-03015 | 2022-10-05 | 186 W 43RD AVENUE, Vancouver, BC V5Y 2T7 | Gas Permit | Residential | Renovation | Completed | Residential - HWT re&re | Ferenc Nagy
GP-2023-00994 | 2023-03-21 | 61 W 45TH AVENUE, Vancouver, BC V5Y 2V8 | Gas Permit | Residential | Renovation | Completed | Residential - Re&re Tankless/Furnace | Milani Plumbing Heating & Air Conditioning Ltd
GP-2023-03884 | 2023-12-05 | 81 W 45TH AVENUE, Vancouver, BC V5Y 2V8 | Gas Permit | Residential | Renovation | Completed | Residential - replacing of the furnace to high efficiency | Best Way Heating Inc
MP-2024-00014 | 2024-01-04 | 108 W 45TH AVENUE, Vancouver, BC V5Y 2W1 | Mechanical Permit | NULL | NULL | Issued | NULL | Lumi HVAC Ltd
SP-2023-02271 | 2023-12-18 | 108 W 45TH AVENUE, Vancouver, BC V5Y 2W1 | Sprinkler Permit | Residential | New | Issued | Residential - NEW HOME >BP: To construct a 2 storey one-family dwelling with a secondary suite located in the Basement with an open parking pad, providing 1 parking space, having vehicular access from the 20' Lane. 1. Covenant registered at the Land Title Office under CB428645 2. No Strata Titling permitted 3. Entire building to be sprinklered 13D 4. As shown by an asterisk (*) on the building permit floor plans and/or elevations, exit protection is required to be provided in accordance with Articles 9.9.4.4., 9.9.4.6., and/or 9.37.2.8. of the 2019 VBBL. 5. External mechanical unit – Exterior component located in rear yard, Interior component located in attic 6. Bar sink located in Basement 7. Schedule B: (Antony Wang) P.Eng (604.618.6236) Structural 8. Schedule B: (Antony Wang) P.Eng (604.618.6236) Geotechnical 9. HPO: Residential Builder- (Transvan Development Ltd.) | SBMS Construction Ltd
MP-2023-01707 | 2023-09-19 | 108 W 45TH AVENUE, Vancouver, BC V5Y 2W1 | Mechanical Permit | NULL | NULL | Issued | NULL | West Point Plumbing & Heating Ltd
EP-2023-08620 | 2023-11-06 | 108 W 45TH AVENUE, Vancouver, BC V5Y 2W1 | Electrical Permit | Residential | New | Issued | Installation / Repair - Residential - ¦ 1FD + 1SS- 150A ¦ wiring of house and suite.Interlock of heat and AC *An approved mechanical permit is required for the installation of air conditioning or heat pump unit at the time of installation before an electrical inspection will be performed >BP: To construct a 2 storey one-family dwelling with a secondary suite located in the Basement ($792,750) with an open parking pad, providing 1 parking space, having vehicular access from the 20' Lane. 1. Covenant registered at the Land Title Office under CB428645 2. No Strata Titling permitted 3. Entire building to be sprinklered 13D 4. As shown by an asterisk (*) on the building permit floor plans and/or elevations, exit protection is required to be provided in accordance with Articles 9.9.4.4., 9.9.4.6., and/or 9.37.2.8. of the 2019 VBBL. 5. External mechanical unit – Exterior component located in rear yard, Interior component located in attic 6. Bar sink located in Basement 7. Schedule B: (Antony Wang) P.Eng (604.618.6236) Structural 8. Schedule B: (Antony Wang) P.Eng (604.618.6236) Geotechnical 9. HPO: Residential Builder- (Transvan Development Ltd.) Revision #1: Change Demo contractor to West Demolition Services Ltd. ***All documentation on file*** | CROWN ELECTRICAL CONTRACTOR LTD
PP-2023-03296 | 2023-09-15 | 108 W 45TH AVENUE, Vancouver, BC V5Y 2W1 | Plumbing Permit | Residential | New | Issued | Residential - 1FD+SS - #1 & #2 - New construction >DB: To construct a 2 storey one-family dwelling with a secondary suite located in the Basement with an open parking pad, providing 1 parking space, having vehicular access from the 20' Lane. 1. Covenant registered at the Land Title Office under CB428645 2. No Strata Titling permitted 3. Entire building to be sprinklered 13D 5. External mechanical unit – Exterior component located in rear yard, Interior component located in attic 6. Bar sink located in Basement ***This permit is issued under the VBBL 2019, with updated energy requirements as per bylaw # 12997 effective Jan 01, 2022.*** | West Point Plumbing & Heating Ltd
EP-2023-05886 | 2023-07-11 | 108 W 45TH AVENUE, Vancouver, BC V5Y 2W1 | Electrical Permit | Residential | New | Issued | Temporary Power - Residential - To provide temporary power. | CROWN ELECTRICAL CONTRACTOR LTD
PP-2023-02711 | 2023-07-31 | 108 W 45TH AVENUE, Vancouver, BC V5Y 2W1 | Plumbing Permit | Residential | New | Issued | Residential - 1FD+SS - #1 & #2 - Two outside sump | WEST DEMOLITION SERVICE LTD
GP-2023-03000 | 2023-10-10 | 196 W 45TH AVENUE, Vancouver, BC V5Y 2W1 | Gas Permit | Residential | Renovation | Completed | Residential - RE&RE Hot water tank | Milani Plumbing Heating & Air Conditioning Ltd
GP-2022-01608 | 2022-05-27 | 229 W 45TH AVENUE, Vancouver, BC V5Y 2W3 | Gas Permit | Residential | Renovation | Completed | Residential - RE AND RE 2 GAS FIREPLACES USING THE EXISTING VENTING | The LM Fireplace Warehouse Ltd.
EP-2022-02242 | 2023-02-03 | 2155 W 44TH AVENUE, Vancouver, BC V6M 2G4 | Electrical Permit | Residential | Renovation | Issued | Installation / Repair - Residential - Replace the interior of 60amp fusible panel with breaker panel insert made by schneider in all the units. -to change the interior of all the fusible panel in units except the penthouse. | Westgate Electric Corp
EP-2023-06087 | 2023-07-21 | 88 W 39TH AVENUE, Vancouver, BC V5Y 2N9 | Electrical Permit | Residential | Renovation | Completed | Installation / Repair - Residential - Upgrade service from 100 amp to 200 amp and wiring for minisplit and central heatpump *MP-2023-00923: Issued (Heating and Cooling) | Mountain Point Electrical Inc.
MP-2023-00923 | 2023-05-24 | 88 W 39TH AVENUE, Vancouver, BC V5Y 2N9 | Mechanical Permit | NULL | NULL | Completed | NULL | 1236318 BC Ltd DBA Aquatech Vancouver
EP-2022-00498 | 2022-01-24 | 115 W 39TH AVENUE, Vancouver, BC V5Y 2P1 | Electrical Permit | Residential | New | Expired | Temporary Power - Residential - To provide temporary power. | Altech Electric Ltd
EP-2023-00874 | 2023-02-02 | 115 W 39TH AVENUE, Vancouver, BC V5Y 2P1 | Electrical Permit | Residential | New | Completed | Installation / Repair - Residential - Pre-wiring and Completion for Alarm, CCTV, Data, TV, Vacuum and intercom >BP: To construct a 2 storey + basement one-family dwelling with a secondary suite ($1,028,637.50) located in the basement. Note: Parking for the site has been provided under DB-2021-02919 (Laneway House) Note: This is a 2 storey building pursuant to the Zoning and Development By-Law 1- Covenant registered at the Land Title Office under CA9087086 2- No strata titling permitted 3- No Bar sink proposed 4- A/C unit proposed in second storey 5- Schedule B: Jason Hui, P.Eng (778.319.3403) Structural & Geotechnical 4- HPO: Residential Builder - Double Star Enterprises Ltd. ******THIS PERMIT HAS BEEN ISSUED UNDER THE REQUIREMENTS OF VBBL #12511 (2019)****** | Columbia Security Systems & Surveillance Inc
EP-2023-00891 | 2023-02-01 | 115 W 39TH AVENUE, Vancouver, BC V5Y 2P1 | Electrical Permit | Residential | New | Expired | Temporary Power - Residential - To provide temporary power. | Altech Electric Ltd
SP-2023-00192 | 2023-02-01 | 115 W 39TH AVENUE, Vancouver, BC V5Y 2P1 | Sprinkler Permit | Residential | New | Completed | Residential - new sprinkler installation >BP: To construct a 2 storey + basement one-family dwelling with a secondary suite located in the basement. Note: Parking for the site has been provided under DB-2021-02919 (Laneway House) Note: This is a 2 storey building pursuant to the Zoning and Development By-Law 1- Covenant registered at the Land Title Office under CA9087086 2- No strata titling permitted 3- No Bar sink proposed 4- A/C unit proposed in second storey 5- Schedule B: Jason Hui, P.Eng (778.319.3403) Structural & Geotechnical 4- HPO: Residential Builder - Double Star Enterprises Ltd. | Real Tech Fire Protection Ltd
GP-2023-00543 | 2023-02-15 | 115 W 39TH AVENUE, Vancouver, BC V5Y 2P1 | Gas Permit | Residential | New | Completed | Residential - To install 2 Boilers, 1 Range & 1 BBQ There is pipping for BBQ >BP: To construct a 2 storey + basement one-family dwelling with a secondary suite ($1,028,637.50) located in the basement. | JOT MECHANICAL LTD
MP-2022-00379 | 2022-10-11 | 115 W 39TH AVENUE, Vancouver, BC V5Y 2P1 | Mechanical Permit | NULL | NULL | Completed | NULL | bcc mechanicals ltd
PP-2022-03193 | 2022-09-14 | 115 W 39TH AVENUE, Vancouver, BC V5Y 2P1 | Plumbing Permit | Residential | New | Completed | Residential - Plumbing for: >BP: To construct a 2 storey + basement one-family dwelling with a secondary suite ($1,028,637.50) located in the basement. | bcc mechanicals ltd
PP-2022-02639 | 2022-07-28 | 115 W 39TH AVENUE, Vancouver, BC V5Y 2P1 | Plumbing Permit | Residential | New | Completed | Residential - 1FD+SS - #1 & #2 - sump placing, services connections To construct a 2 storey + basement one-family dwelling with a secondary suite located in the basement. Note: Parking for the site has been provided under DB-2021-02919 (Laneway House) Note: This is a 2 storey building pursuant to the Zoning and Development By-Law 1- Covenant registered at the Land Title Office under CA9087086 2- No strata titling permitted 3- No Bar sink proposed 4- A/C unit proposed in second storey | Metro Contracting Ltd
EP-2022-05606 | 2022-07-12 | 115 W 39TH AVENUE, Vancouver, BC V5Y 2P1 | Electrical Permit | Residential | New | Completed | Installation / Repair - Residential - Electrical wiring for single family dwelling and with secondary suite >BP: To construct a 2 storey + basement one-family dwelling with a secondary suite ($1,028,637.50) located in the basement. Note: Parking for the site has been provided under DB-2021-02919 (Laneway House) Note: This is a 2 storey building pursuant to the Zoning and Development By-Law 1- Covenant registered at the Land Title Office under CA9087086 2- No strata titling permitted 3- No Bar sink proposed 4- A/C unit proposed in second storey 5- Schedule B: Jason Hui, P.Eng (778.319.3403) Structural & Geotechnical 4- HPO: Residential Builder - Double Star Enterprises Ltd. | Altech Electric Ltd
GP-2022-04101 | 2022-12-21 | 225 W 39TH AVENUE, Vancouver, BC V5Y 2P4 | Gas Permit | Residential | Renovation | Completed | Residential - KitchenAid 30" Downdraft Gas Range | Han Appliances & Refrigeration Ltd
GP-2022-01006 | 2022-03-31 | 668 W 39TH AVENUE, Vancouver, BC V5Z 2M1 | Gas Permit | Residential | Addition | Completed | Residential - re and re gas range | Christopher Sterling
GP-2022-00117 | 2022-01-14 | 2749 W 3RD AVENUE, Vancouver, BC V6K 1M6 | Gas Permit | Residential | Renovation | Completed | Residential - furnace replacement | Central Commercial & Residential Services
GP-2022-01054 | 2022-04-04 | 2836 W 3RD AVENUE, Vancouver, BC V6K 1M7 | Gas Permit | Residential | Renovation | Completed | Residential - Replacement Tankless hot water Heater | Hillcrest Plumbing & Heating (1991) Ltd
PP-2022-03830 | NULL | 2845 W 3RD AVENUE, Vancouver, BC V6K 1M8 | Plumbing Permit | Commercial | Renovation | Draft | Commercial - Installation of prv valve cew1589480. | Water Design-COV - Paolo Bandiera
SP-2023-01695 | 2023-09-20 | 2850 W 3RD AVENUE, Vancouver, BC V6K 1M7 | Sprinkler Permit | Residential | New | Issued | Residential - Sprinkler system for big renovation >BP: Restoration, rehabilitation and conversion of the existing heritage Pierce House from a single family dwelling (C) with a detached garage to a Group Residence (C). The Group Residence will house up to 5 persons in accordance with the Vancouver Zoning and Development By-Law. The Group Residence will be considered to be a dwelling unit with 5 sleeping rooms. To be sprinklered to NFPA 13D. A fire alarm is required as per 11.4.2.1. 2019 VBBL stage 1 - full construction - accepted Aug.21/23 | Allright Sprinklers Ltd
NULL | NULL | 2850 W 3RD AVENUE, Vancouver, BC V6K 1M7 | Plumbing Permit | Residential | Renovation | Draft | Residential - Full house reno plumbing and domestic water repipe 1- storm sump pump 1-sani sump pump | Royal T Plumbing Heating and Gas Ltd
EP-2024-00086 | 2024-01-03 | 2856 W 3RD AVENUE, Vancouver, BC V6K 1M7 | Electrical Permit | Residential | Addition | Issued | Temporary Power - Residential - To provide temporary power. | LGD Electric Ltd
EP-2024-00481 | NULL | 2856 W 3RD AVENUE, Vancouver, BC V6K 1M7 | Electrical Permit | Residential | Renovation | Application Incomplete | Installation / Repair - Residential - 200 amp overhead service to feed from coach house to main house under ground and basement suite to rewire everything >BP: Building Permit for DP-2021-00067 Reconstruction and Major Horizontal addition to an existing 2-storey plus basement one-family dwelling building listed on the Vancouver Heritage Registry as a B building, to convert to a one-family dwelling building with ancillary residential unit ($500,000) Schedule B (Structural) Scott Ash-Anderson, P.Eng (604.228.0518) and Schedule B (Geotechnical) P.K.L Fong, P.Eng. (604.837.3205) submitted for this project. Building Review Branch Notes: 1. This permit has been reviewed under the requirements of VBBL 2019 3. Entire building to be sprinklered to NFPA 13D 4. See BP-2021-05433 for Building 2 on site (1 dwelling unit Infill with attached garage) | LGD Electric Ltd
EP-2023-00291 | 2023-01-13 | 2856 W 3RD AVENUE, Vancouver, BC V6K 1M7 | Electrical Permit | Residential | Addition | Expired | Temporary Power - Residential - To provide temporary power. Renewal of EP-2021-09159 Valid: Dec 9, 2022 to Dec 8, 2023 | LGD Electric Ltd
NULL | NULL | 2856 W 3RD AVENUE, Vancouver, BC V6K 1M7 | Electrical Permit | Commercial | NULL | Draft | Annual / Operating - sdf | NULL
PP-2023-02191 | 2023-06-21 | 2856 W 3RD AVENUE, Vancouver, BC V6K 1M7 | Plumbing Permit | Residential | Renovation | Issued | Residential - Plumbing all new , heritage house >BP: Reconstruction and Major Horizontal addition to an existing 2-storey plus basement one-family dwelling building listed on the Vancouver Heritage Registry as a B building, to convert to a one-family dwelling building with ancillary residential unit. Schedule B (Structural) Scott Ash-Anderson, P.Eng (604.228.0518) and Schedule B (Geotechnical) P.K.L Fong, P.Eng. (604.837.3205) submitted for this project. Building Review Branch Notes: 1. This permit has been reviewed under the requirements of VBBL 2019 3. Entire building to be sprinklered to NFPA 13D 4. See BP-2021-05433 for Building 2 on site (1 dwelling unit Infill with attached garage) | NULL
EP-2023-10336 | 2023-11-17 | 2910 W 3RD AVENUE, Vancouver, BC V6K 1M7 | Electrical Permit | Residential | Addition | Issued | Installation / Repair - Residential - New 200 amp service to clean up old panels and create capacity for future electric loads. | Darren Rowley
EP-2022-08650 | 2022-10-13 | 2982 W 3RD AVENUE, Vancouver, BC V6K 1N1 | Electrical Permit | Residential | Renovation | Completed | Installation / Repair - Residential - Clients recently moved into a existing house that had previously been setup as a full rental with a panel and meter per floor setup as individual units. These owners are taking the whole house back over and would like to consolidate their electrical meters back into 1 for the house and 1 for basement suit only. While scoping the work we opened one of the sub panels on the top floor and the insulation on the conductors has been damaged / melted partially. We would like to replace the feeder cables to each panel and the panels themselves to a new model with easily available breakers. Look at adding some dedicated circuits if possible in the main kitchen. Existing circuits are not dedicated and trip occasionally when in use. Amend: Oct 25, 2022 We are leaving all metering and associated disconnects in place at their current amperage and voltage. New feeders fed from the existing disconnects and panels were installed only. New branch circuits for kitchen appliances that were not dedicated are now and arc fault as required. No increase in cost of work. | ACE Integrated Systems Ltd
PP-2023-02109 | 2023-06-15 | 2989 W 3RD AVENUE, Vancouver, BC V6K 1M9 | Plumbing Permit | Residential | New | Issued | Residential - Outside sump | Octiscapes Site Services Ltd
EP-2023-00761 | 2023-01-30 | 2989 W 3RD AVENUE, Vancouver, BC V6K 1M9 | Electrical Permit | Residential | New | Expired | Temporary Power - Residential - To provide temporary power. | Cameron Thomas Burr
MP-2023-01947 | 2023-10-31 | 2989 W 3RD AVENUE, Vancouver, BC V6K 1M9 | Mechanical Permit | NULL | NULL | Issued | NULL | SKYREACH PLUMBING & HEATING LTD
PP-2023-03750 | 2023-10-24 | 2989 W 3RD AVENUE, Vancouver, BC V6K 1M9 | Plumbing Permit | Residential | Renovation | Issued | Residential - New plumbing rough in and finish of a major renovation >BP: Exterior and interior alterations to this existing character merit one family dwelling. Building is not sprinklered- no new fixtures scope of work add floorspace to basement infill 2nd storey porch add roof deck and roof deck access (within existing roof structure) new garage new covered deck in rear | SKYREACH PLUMBING & HEATING LTD
EP-2024-00622 | 2024-01-31 | 2989 W 3RD AVENUE, Vancouver, BC V6K 1M9 | Electrical Permit | Residential | New | Issued | Installation / Repair - Residential - Rough in and complete security alarm, structured wiring, CCTV and Audio/video >BP: Exterior and interior alterations to this existing character merit one family dwelling. Building is not sprinklered- no new fixtures scope of work add floorspace to basement infill 2nd storey porch add roof deck and roof deck access (within existing roof structure) new garage new covered deck in rear | Total Security & Automation Inc.
EP-2024-00448 | 2024-01-25 | 2989 W 3RD AVENUE, Vancouver, BC V6K 1M9 | Electrical Permit | Residential | New | Issued | Installation / Repair - Residential - ¦ 1FD- 200A SERVICE UPGRADE/ RENO ¦ - rough/ finish wiring of single family dwelling - new 200A OHS *An approved mechanical permit is required for the installation of air conditioning or heat pump unit before a final electrical inspection will be performed >BP: Exterior and interior alterations to this existing character merit one family dwelling. Building is not sprinklered- no new fixtures scope of work add floorspace to basement infill 2nd storey porch add roof deck and roof deck access (within existing roof structure) new garage new covered deck in rear | Cameron Thomas Burr
GP-2023-03844 | 2023-12-05 | 2989 W 3RD AVENUE, Vancouver, BC V6K 1M9 | Gas Permit | Residential | New | Issued | Residential - Installation of 2 gas fireplace - venting and hook up only >BP: Exterior and interior alterations to this existing character merit one family dwelling. Building is not sprinklered- no new fixtures scope of work add floorspace to basement infill 2nd storey porch add roof deck and roof deck access (within existing roof structure) | Urban Fireplaces Ltd
MP-2023-00687 | 2023-04-25 | 3003 W 3RD AVENUE, Vancouver, BC V6K 1M9 | Mechanical Permit | NULL | NULL | Issued | NULL | McKellar Plumbing & Heating Ltd
EP-2022-09744 | 2022-11-17 | 2028 W 43RD AVENUE, Vancouver, BC V6M 2C9 | Electrical Permit | Residential | New | Completed | Installation / Repair - Residential - low voltage security alarm, tel/data/cable, intercom, audio, CCTV.' >BP: To construct a 2 storey + basement one-family dwelling with a secondary suite ($1,154,500) located in the basement with a detached accessory building (garage), at the rear providing 2 parking spaces, having vehicular access from the lane. Note: This Building Permit will remain in a suspended status until the associated (green) Demolition Permit BP-2021-03655 is completed. Note: This is a 2 storey building pursuant to the Zoning and Development By-Law 1- Covenant to be registered at the Land Title Office prior to sheathing inspection 2- No strata titling permitted 3- Bar/Sink proposed in the basement 4- A/C unit proposed in the rear yard 5- Schedule B: Antony Wang, P.Eng (604-618-6236) Structural & Geotechnical 6-HPO: Residential Builder - Bailida Investment And Development Group Ltd ******THIS PERMIT HAS BEEN ISSUED UNDER THE REQUIREMENTS OF VBBL #12511 (2019)****** | Orca Automation Corp
PP-2022-02347 | 2022-07-06 | 2028 W 43RD AVENUE, Vancouver, BC V6M 2C9 | Plumbing Permit | Residential | New | Completed | Residential - plumbing >To construct a 2 storey + basement one-family dwelling with a secondary suite ($1,154,500) located in the basement with a detached accessory building (garage), at the rear providing 2 parking spaces, having vehicular access from the lane. Note: This is a 2 storey building pursuant to the Zoning and Development By-Law 1- Covenant to be registered at the Land Title Office prior to sheathing inspection 2- No strata titling permitted 3- Bar/Sink proposed in the basement 4- A/C unit proposed in the rear yard 5- Schedule B: Antony Wang, P.Eng (604-618-6236) Structural & Geotechnical 6-HPO: Residential Builder - Bailida Investment And Development Group Ltd ******THIS PERMIT HAS BEEN ISSUED UNDER THE REQUIREMENTS OF VBBL #12511 (2019)****** | WDR CONTRACTING LTD
GP-2022-02005 | 2022-07-08 | 2028 W 43RD AVENUE, Vancouver, BC V6M 2C9 | Gas Permit | Residential | New | Completed | Residential - gas ( fireplace rough in only ) plus installation of: one range; one boiler and one BBQ >BP: To construct a 2 storey + basement one-family dwelling with a secondary suite ($1,154,500) located in the basement with a detached accessory building (garage), at the rear providing 2 parking spaces, having vehicular access from the lane. | WDR CONTRACTING LTD
SP-2022-01307 | 2022-08-17 | 2028 W 43RD AVENUE, Vancouver, BC V6M 2C9 | Sprinkler Permit | Residential | New | Completed | Residential - installation of a new fire sprinkler system >BP: To construct a 2 storey + basement one-family dwelling with a secondary suite ($1,154,500) located in the basement with a detached accessory building (garage), at the rear providing 2 parking spaces, having vehicular access from the lane. Note: This is a 2 storey building pursuant to the Zoning and Development By-Law 1- Covenant to be registered at the Land Title Office prior to sheathing inspection 2- No strata titling permitted 3- Bar/Sink proposed in the basement 4- A/C unit proposed in the rear yard 5- Schedule B: Antony Wang, P.Eng (604-618-6236) Structural & Geotechnical 6-HPO: Residential Builder - Bailida Investment And Development Group Ltd ******THIS PERMIT HAS BEEN ISSUED UNDER THE REQUIREMENTS OF VBBL #12511 (2019)****** >>> Amend: Feb. 27th --revised calcs /drawings-uploaded Feb. 22 Additional sprinklers: 1 on the Main floor, 1 on the basement floor -The entire building, INCLUDING THE ATTACHED GARAGE (if applicable), to be sprinklered to NFPA 13D. | CENTRE LINE FIRE SPRINKLERS LTD
PP-2023-03310 | 2023-09-18 | 2028 W 43RD AVENUE, Vancouver, BC V6M 2C9 | Plumbing Permit | Residential | New | Completed | Residential - Complete new automatic irrigation system | Greenland Irrigation Ltd
EP-2022-01385 | 2022-02-23 | 2028 W 43RD AVENUE, Vancouver, BC V6M 2C9 | Electrical Permit | Residential | New | Expired | Temporary Power - Residential - To provide temporary power. | Altech Electric Ltd
EP-2022-02741 | 2022-04-05 | 2028 W 43RD AVENUE, Vancouver, BC V6M 2C9 | Electrical Permit | Residential | New | Completed | Installation / Repair - Residential - Electrical wiring for single family dwelling and with secondary suite >BP: To construct a 2 storey + basement one-family dwelling with a secondary suite ($1,154,500) located in the basement with a detached accessory building (garage), at the rear providing 2 parking spaces, having vehicular access from the lane. Note: This is a 2 storey building pursuant to the Zoning and Development By-Law 1- Covenant to be registered at the Land Title Office prior to sheathing inspection 2- No strata titling permitted 3- Bar/Sink proposed in the basement 4- A/C unit proposed in the rear yard 5- Schedule B: Antony Wang, P.Eng (604-618-6236) Structural & Geotechnical 6-HPO: Residential Builder - Bailida Investment And Development Group Ltd ******THIS PERMIT HAS BEEN ISSUED UNDER THE REQUIREMENTS OF VBBL #12511 (2019)****** | Altech Electric Ltd
PP-2022-01565 | 2022-05-06 | 2028 W 43RD AVENUE, Vancouver, BC V6M 2C9 | Plumbing Permit | Residential | New | Completed | Residential - Sump >To construct a 2 storey + basement one-family dwelling with a secondary suite ($1,154,500) located in the basement with a detached accessory building (garage), at the rear providing 2 parking spaces, having vehicular access from the lane. | G & K Excavation and Demolition Services Ltd
NULL | NULL | 2038 W 43RD AVENUE, Vancouver, BC V6M 2C9 | Mechanical Permit | NULL | NULL | Withdrawn | NULL | Thomson Industries Ltd
PP-2023-02589 | NULL | 2050 W 43RD AVENUE, Vancouver, BC V6M 2C9 | Plumbing Permit | Residential | Tenant Improvement | Withdrawn | Residential - Boiler replacement , 115,000 BTU | Urban Plumbing & Heating Ltd
GP-2023-02194 | 2023-07-24 | 2050 W 43RD AVENUE, Vancouver, BC V6M 2C9 | Gas Permit | Residential | Tenant Improvement | Completed | Residential - Boiler replacment, 115,000 BTU | Urban Plumbing & Heating Ltd
EP-2023-06679 | 2023-07-27 | 2110 W 43RD AVENUE, Vancouver, BC V6M 2E1 | Electrical Permit | Commercial | Addition | Completed | Installation / Repair - Commercial - Installation of two level 2 EV charging stations. | Corporate Electric Limited
EP-2022-04070 | 2022-05-19 | 2180 W 43RD AVENUE, Vancouver, BC V6M 2E1 | Electrical Permit | Commercial | New | Expired | Temporary Power - Commercial - To provide temporary power. -This is for a Temporary Generator. BC Hydro is upgrading the site transformer to a pole mount 25kV. This Generator will run the building for approx. 2 weeks until the project is complete. | Sasco Contractors Ltd
EP-2022-05840 | 2022-07-13 | 2180 W 43RD AVENUE, Vancouver, BC V6M 2E1 | Electrical Permit | Residential | Addition | Issued | Installation / Repair - Residential - Install Customer supplied 400A 208V Automatic Transfer Switch. | Sasco Contractors Ltd
EP-2022-01755 | 2022-03-04 | 2250 W 43RD AVENUE, Vancouver, BC V6M 2E3 | Electrical Permit | Commercial | Renovation | Completed | Installation / Repair - Commercial - replace outdated electrical panel | APP Electric Inc
EP-2022-01754 | 2022-03-04 | 2250 W 43RD AVENUE, Vancouver, BC V6M 2E3 | Electrical Permit | Commercial | Renovation | Completed | Installation / Repair - Commercial - replace outdated panel | APP Electric Inc
EP-2022-01752 | 2022-03-04 | 2250 W 43RD AVENUE, Vancouver, BC V6M 2E3 | Electrical Permit | Commercial | Renovation | Completed | Installation / Repair - Commercial - replace outdated electrical panel | APP Electric Inc
EP-2022-01753 | 2022-03-04 | 2250 W 43RD AVENUE, Vancouver, BC V6M 2E3 | Electrical Permit | Commercial | Renovation | Completed | Installation / Repair - Commercial - Remove guts from old panel and turn into junction box. Feed existing circuits from newer panel. Convert existing sub panel into main panel. New panel was previously installed and not by APP Electric. | APP Electric Inc
EP-2022-01749 | 2022-03-04 | 2250 W 43RD AVENUE, Vancouver, BC V6M 2E3 | Electrical Permit | Commercial | Renovation | Completed | Installation / Repair - Commercial - Replace outdated suite panel and breakers | APP Electric Inc
EP-2022-01750 | 2022-03-04 | 2250 W 43RD AVENUE, Vancouver, BC V6M 2E3 | Electrical Permit | Commercial | Renovation | Completed | Installation / Repair - Commercial - Replace outdated electrical panel. | APP Electric Inc
EP-2022-00350 | 2022-03-09 | 2250 W 43RD AVENUE, Vancouver, BC V6M 2E3 | Electrical Permit | Commercial | Renovation - Dwelling Unit(s) only | Completed | Installation / Repair - Commercial - UNIT # 101 Replace outdated electrical panel and breakers. | APP Electric Inc
PP-2022-02170 | 2022-06-23 | 2409 W 43RD AVENUE, Vancouver, BC V6M 2E6 | Plumbing Permit | Residential | New | Completed | Residential - Installation of 4" DCVA on the existing parkade wet sprinkler system. >>Amend: Aug. 10th - Schedule C-B uploaded in the Application Documents tab | Peak Fire Protection Ltd
EP-2023-06008 | 2023-07-05 | 3049 W 44TH AVENUE, Vancouver, BC V6N 3K5 | Electrical Permit | Residential | Addition | Issued | Installation / Repair - Residential - INSTALLATION OF SECURITY SYSTEM | ADT Security Services Canada Inc
PP-2022-02862 | 2022-08-17 | 3070 W 44TH AVENUE, Vancouver, BC V6N 3K6 | Plumbing Permit | Residential | New | Completed | Residential - Lawn Irrigation | M&M Industries Ltd
EP-2022-09746 | 2022-11-17 | 3070 W 44TH AVENUE, Vancouver, BC V6N 3K6 | Electrical Permit | Residential | New | Completed | Installation / Repair - Residential - To relocate the A/C outdoor unit to under stairs. >BP: To construct a 2 storey + basement one-family dwelling with a detached accessory building (garage), at the rear providing 3 parking spaces, having vehicular access from the lane. Note: This is a 2 storey building pursuant to the Zoning and Development By-Law 1- Bar/Sink proposed in wine cellar, basement floor 2- A/C unit proposed in rear 3- Schedule B: Antony Wang, P.Eng (604-618-6236) Structural 4- Schedule B: Heqing Jian, P.Eng (778-987-7461) Geotechnical ******THIS PERMIT HAS BEEN ISSUED UNDER THE REQUIREMENTS OF VBBL 2019****** | Eltec Electric Ltd
EP-2022-09498 | 2022-11-09 | 3878 W 38TH AVENUE, Vancouver, BC V6N 2Y4 | Electrical Permit | Residential | Renovation | Completed | Installation / Repair - Residential - 200A upgrade | Nelcan Electric Ltd
GP-2023-02410 | 2023-08-17 | 3896 W 38TH AVENUE, Vancouver, BC V6N 2Y4 | Gas Permit | Residential | Renovation | Issued | Residential - Decommission and remove the existing heating source and install heat pump. | Ashton Service Group/Ashton Mechanical Ltd.
MP-2022-00633 | 2022-12-01 | 1068 W 37TH AVENUE, Vancouver, BC V6M 1L8 | Mechanical Permit | NULL | NULL | Completed | NULL | 0994152 BC Ltd
EP-2022-10136 | 2022-12-02 | 1068 W 37TH AVENUE, Vancouver, BC V6M 1L8 | Electrical Permit | Residential | Tenant Improvement | Completed | Installation / Repair - Residential - Electrical to outdoor heat pump | 0994152 BC Ltd
GP-2022-02772 | 2022-09-16 | 1076 W 37TH AVENUE, Vancouver, BC V6M 1L8 | Gas Permit | Residential | Tenant Improvement | Completed | Residential - Decommissioned gas furnace | 0994152 BC Ltd
EP-2022-07857 | 2022-10-13 | 1076 W 37TH AVENUE, Vancouver, BC V6M 1L8 | Electrical Permit | Residential | Tenant Improvement | Completed | Installation / Repair - Residential - Electrical to outdoor heat pump unit - side yard | 0994152 BC Ltd
MP-2022-00257 | 2022-09-22 | 1076 W 37TH AVENUE, Vancouver, BC V6M 1L8 | Mechanical Permit | NULL | NULL | Completed | NULL | 0994152 BC Ltd
NULL | NULL | 1076 W 37TH AVENUE, Vancouver, BC V6M 1L8 | Mechanical Permit | NULL | NULL | Withdrawn | NULL | 0994152 BC Ltd
PP-2022-03274 | 2022-09-22 | 1092 W 37TH AVENUE, Vancouver, BC V6M 1L8 | Plumbing Permit | Residential | New | Completed | Residential - Install 3/4" backflow prevention device for lawn irrigation | M&M Industries Ltd
EP-2023-01879 | NULL | 1166 W 37TH AVENUE, Vancouver, BC V6M 1L9 | Electrical Permit | Residential | Renovation | Withdrawn | Installation / Repair - Residential - DB-2023-00806 - 1166 W 37th Avenue - Case Reference 201000384509 Renovation of a residential basement into a secondary suite. | NULL
PP-2023-00758 | NULL | 1166 W 37TH AVENUE, Vancouver, BC V6M 1L9 | Plumbing Permit | Residential | Renovation | Application Incomplete | Residential - DB-2023-00806 - 1166 W 37th Avenue - Case Reference 201000384509 Renovation of a residential basement to a secondary suite. >BP: Interior alterations to provide improvements for this proposed Single Detached House with Secondary Suite building. | NULL
GP-2023-01286 | 2023-04-21 | 1168 W 37TH AVENUE, Vancouver, BC V6M 1L9 | Gas Permit | Residential | Tenant Improvement | Completed | Residential - RE N RE - replaced old boiler with high efficient IBC boiler | 1380102 BC Ltd
GP-2022-03244 | 2022-10-20 | 4465 W 3RD AVENUE, Vancouver, BC V6R 1M9 | Gas Permit | Residential | Renovation - Dwelling Unit(s) only | Completed | Residential - Installing boiler and indirect water heater >>Amend: Dec. 14th -Address inputted is incorrect. Correct address is 4465 West 3rd Ave -ARCHAEOLOGICAL IMPACT: If work on this site could lead to the disturbance of soil advise applicant to contact the Provincial Archaeology Branch at 250-953-3334 for necessary permits. In addition, please be advised that reports from an Archaeologist (AIA, AOA) and permits from the First Nations may be necessary prior to the release of your City of Vancouver permits. | Reid Brothers Plumbing & Heating Ltd
PP-2022-04419 | 2022-12-13 | 4474 W 3RD AVENUE, Vancouver, BC V6R 1N1 | Plumbing Permit | Residential | New | Issued | Residential - Three Sump No Pump If work on this site could lead to the disturbance of soil advise applicant to contact the Provincial Archeology Branch at 250-953-334 for necessary permits. In addition please be advised that reports from an Archeologist (AIA, AOA) and permits from the First Nations may be necessary prior to the release of your City of Vancouver permits | Canadian Excavating Ltd
EP-2023-03845 | 2023-05-08 | 4474 W 3RD AVENUE, Vancouver, BC V6R 1N1 | Electrical Permit | Residential | New | Issued | Temporary Power - Residential - To provide temporary power. Renewal of EP-2022-02885 Valid: Apr 13, 2023 to Apr 12, 2024 If work on this site could lead to ground disturbance (impacting soil) advise applicant to contact the Provincial Archaeology Branch at 250-953-3334 for a list of archaeological consultants, who when retained by the proponent, will apply on the proponent’s behalf for the necessary archaeological permits. In addition, please be advised that reports from an Archaeologist (Archaeological Overview Assessment (AOA) or Archaeological Impact Assessment (AIA) reports) and archaeological/heritage inspection permits from the First Nations may be necessary prior to the release of your City of Vancouver permits. | Altech Electric Ltd
EP-2022-02885 | 2022-04-13 | 4474 W 3RD AVENUE, Vancouver, BC V6R 1N1 | Electrical Permit | Residential | New | Expired | Temporary Power - Residential - To provide temporary power. If work on this site could lead to ground disturbance (impacting soil) advise applicant to contact the Provincial Archaeology Branch at 250-953-3334 for a list of archaeological consultants, who when retained by the proponent, will apply on the proponent’s behalf for the necessary archaeological permits. In addition, please be advised that reports from an Archaeologist (Archaeological Overview Assessment (AOA) or Archaeological Impact Assessment (AIA) reports) and archaeological/heritage inspection permits from the First Nations may be necessary prior to the release of your City of Vancouver permits. | Altech Electric Ltd
EP-2022-08600 | 2022-10-13 | 4522 W 3RD AVENUE, Vancouver, BC V6R 1N2 | Electrical Permit | Residential | Renovation | Completed | Installation / Repair - Residential - service upgrade from 100a to 200A to accomodate heat pump RE:-MP-2022-00373 if work on this site could led to the disturbance of soil advise applicant to contract the Provincial Archeology Branch at 250-953-3334 for necessary permits. In addition, please be advised that reports from an Archeologist (Aia, AOA) and permits from the First Nations may be necessary prior to the release of your City of Vancouver permits **Amend 11/21/2022** Add grounding and bonding | Boileau Electric & Pole Line Ltd
GP-2022-03047 | 2022-10-11 | 4522 W 3RD AVENUE, Vancouver, BC V6R 1N2 | Gas Permit | Residential | Tenant Improvement | Completed | Residential - Decommissioning of natural gas furnace If work on this site could lead to the disturbance of soil advise applicant to contact the Provincial Archeology Branch at 250-953-3334 for necessary permits. In addition, please be advised that reports from an Archeologist (AIA, AOA) and permits from the First Nations may be necessary prior to the release of your City of Vancouver permits. | 0994152 BC Ltd
EP-2022-08549 | 2022-10-11 | 4522 W 3RD AVENUE, Vancouver, BC V6R 1N2 | Electrical Permit | Residential | Tenant Improvement | Issued | Installation / Repair - Residential - Electrical to Outdoor Heat Pump If work on this site could lead to the disturbance of soil advise applicant to contact the Provincial Archeology Branch at 250-953-3334 for necessary permits. In addition please be advised that reports from an Archeologist (AIA, AOA) and permits from the First Nations may be necessary prior to the release of your City of Vancouver Permits AMEND: OCT 27/2023 PER DEI: LOAD CALCULATION UPLOADED | 0994152 BC Ltd
MP-2022-00373 | 2022-10-11 | 4522 W 3RD AVENUE, Vancouver, BC V6R 1N2 | Mechanical Permit | NULL | NULL | Completed | NULL | 0994152 BC Ltd
PP-2022-03564 | 2022-10-07 | 4541 W 3RD AVENUE, Vancouver, BC V6R 1N3 | Plumbing Permit | Residential | New | Issued | Residential - SUMP | East West Excavating 2022 ltd
SP-2022-01777 | 2022-10-27 | 4541 W 3RD AVENUE, Vancouver, BC V6R 1N3 | Sprinkler Permit | Residential | New | Issued | Residential - install new fire sprinkler system >BP: To construct a 2 storey one-family dwelling + Cellar ($1,232,500.00) with an open parking pad and 1 detached garage, providing 2 parking space, having vehicular access from the 20' Lane. 1. Covenant registered at the Land Title Office under CA9606154 2. No Strata Titling permitted 3. No A/C Unit proposed 4. A/C proposed – Exterior component located in Rear (North) Yard, Interior component located in Cellar 5. Bar sink located in Cellar 6. Schedule B: (Thomas Antonius Van Weskerken) P.Eng (604.484-2859) Structural 7. Schedule B: (Cynthia R Prescott) P.Eng (604.291.9899) Swimming pool & Hot tub Structural 8. Schedule B: (Paul A. Davies) P.Eng (604.770.0355) Geotechnical 9. HPO: Residential Builder- RONSE MASSEY DEVELOPMENTS INC Note: This is a 2 storey building pursuant to the Zoning and Development By-Law **THIS PERMIT HAS BEEN ISSUED UNDER THE REQUIREMENTS OF VBBL #12511 (2019) ** | CENTRE LINE FIRE SPRINKLERS LTD
PP-2022-04021 | 2022-11-08 | 4541 W 3RD AVENUE, Vancouver, BC V6R 1N3 | Plumbing Permit | Residential | New | Issued | Residential - One outside sump | East West Excavating 2022 ltd
PP-2023-00151 | 2023-01-16 | 4541 W 3RD AVENUE, Vancouver, BC V6R 1N3 | Plumbing Permit | Residential | New | Issued | Residential - Plumbing rough in and finishing for a new single family home >BP: To construct a 2 storey one-family dwelling + Cellar with an open parking pad and 1 detached garage, providing 2 parking space, having vehicular access from the 20' Lane. 1. Covenant registered at the Land Title Office under CA9606154 2. No Strata Titling permitted 3. No A/C Unit proposed 4. A/C proposed – Exterior component located in Rear (North) Yard, Interior component located in Cellar 5. Bar sink located in Cellar 6. Schedule B: (Thomas Antonius Van Weskerken) P.Eng (604.484-2859) Structural 7. Schedule B: (Cynthia R Prescott) P.Eng (604.291.9899) Swimming pool & Hot tub Structural 8. Schedule B: (Paul A. Davies) P.Eng (604.770.0355) Geotechnical 9. HPO: Residential Builder- RONSE MASSEY DEVELOPMENTS INC | Schmidt Bros Mechanical Ltd
EP-2022-08080 | 2022-10-11 | 4541 W 3RD AVENUE, Vancouver, BC V6R 1N3 | Electrical Permit | Residential | New | Issued | Installation / Repair - Residential - New construction for SFD with Coach House >BP: To construct a 2 storey one-family dwelling + Cellar ($1,232,500.00) with an open parking pad and 1 detached garage, providing 2 parking space, having vehicular access from the 20' Lane. 1. Covenant registered at the Land Title Office under CA9606154 2. No Strata Titling permitted 3. No A/C Unit proposed 4. A/C proposed – Exterior component located in Rear (North) Yard, Interior component located in Cellar 5. Bar sink located in Cellar 6. Schedule B: (Thomas Antonius Van Weskerken) P.Eng (604.484-2859) Structural 7. Schedule B: (Cynthia R Prescott) P.Eng (604.291.9899) Swimming pool & Hot tub Structural 8. Schedule B: (Paul A. Davies) P.Eng (604.770.0355) Geotechnical 9. HPO: Residential Builder- RONSE MASSEY DEVELOPMENTS INC Note: This is a 2 storey building pursuant to the Zoning and Development By-Law Address Information: Principle Dwelling: #1-4541 W 3 Ave Laneway home: #3-4541 W 3 Ave Addresses have been assigned per the approved plans. This access must be provided & maintained at all times and the building addresses posted to be visible from the street in accordance with the Building By-law. **THIS PERMIT HAS BEEN ISSUED UNDER THE REQUIREMENTS OF VBBL #12511 (2019) ** | Castle Electric Inc
MP-2023-00179 | 2023-02-09 | 4541 W 3RD AVENUE, Vancouver, BC V6R 1N3 | Mechanical Permit | NULL | NULL | Issued | NULL | Schmidt Bros Mechanical Ltd
GP-2023-01830 | 2023-06-15 | 4541 W 3RD AVENUE, Vancouver, BC V6R 1N3 | Gas Permit | Residential | New | Issued | Residential - 1 Range & 1 BBQ install of gas piping for a cooktop and BBQ box >BP: To construct a 2 storey one-family dwelling *If work on this site could lead to the disturbance of soil advise applicant to contact the Provincial Archeology Branch at 250-953-3334 for necessary permits.* | Schmidt Bros Mechanical Ltd
EP-2023-04925 | 2023-06-02 | 4541 W 3RD AVENUE, Vancouver, BC V6R 1N3 | Electrical Permit | Residential | New | Issued | Installation / Repair - Residential - Install Low Voltage Class II Circuits to include, Distributed Audio, Video, Network, CCTV, Alarm prewire, motorized shades and Control. >BP: To construct a 2 storey one-family dwelling + Cellar ($1,232,500.00) with an open parking pad and 1 detached garage, providing 2 parking space, having vehicular access from the 20' Lane. ** Proposal for inground pool approximately 34'-6" x 12'-0" in rear yard North elevation to have perimeter fencing with self closing gates. 1. Covenant registered at the Land Title Office under CA9606154 2. No Strata Titling permitted 3. No A/C Unit proposed 4. A/C proposed – Exterior component located in Rear (North) Yard, Interior component located in Cellar 5. Bar sink located in Cellar 6. Schedule B: (Thomas Antonius Van Weskerken) P.Eng (604.484- 2859) Structural 7. Schedule B: (B. Klarich) P.Eng (604.619.8875) Swimming pool & Hot tub Structural 8. Schedule B: (Paul A. Davies) P.Eng (604.770.0355) Geotechnical 9. HPO: Residential Builder- RONSE MASSEY DEVELOPMENTS INC **THIS PERMIT HAS BEEN ISSUED UNDER THE REQUIREMENTS OF VBBL #12511 (2019) ** | Pure Image Technology Solutions Ltd
EP-2023-07037 | 2023-12-08 | 4541 W 3RD AVENUE, Vancouver, BC V6R 1N3 | Electrical Permit | Residential | Addition | Issued | Installation / Repair - Residential - Installation of two 13.5 kWh Powerwalls on the eastern elevation 18"-24" off the ground and hung on the outside wall. The Tesla Gateway is to be located in the mechanical room on the eastern basement wall. The main disconnecting means for the Powerwall system will be located in the Gateway located in the mechanical room with a E Stop button suitable for system isolation located on the east elevation located by the Chimney. >BP: To construct a 2 storey one-family dwelling + Cellar ($1,232,500.00) with an open parking pad and 1 detached garage, providing 2 parking space, having vehicular access from the 20' Lane. ** Proposal for inground pool approximately 34'-6" x 12'-0" in rear yard North elevation to have perimeter fencing with self closing gates. Revision #1: May 30th 2023: Gurdeesh Dhaliwal 1. Change Structural P.Eng for pool proposal to P.Eng. Boris Klarich 604-619-8875 2. Schedule B Structural Form provided by P.Eng. Boris Klarich 604-619-8875 3. Revised pool size design to 34'-6" x 12'-0" 4. Revised elevation T.O.W grade heights and calculations rear yard pool /hot tub area North elevation. 5. Hot tub structural plans provided. 6. Pool structural plans provided. 7. Revised impermeability calculations. If work on this site could lead to the disturbance of soil advise applicant to contact the Provincial Archeology Branch at 250-953-3334 for necessary permits. In addition, please be advised that reports from an Archeologist (AIA, AOA) and permits from the First Nations may be necessary prior to the release of your City of Vancouver permits. | Vancouver Renewable Energy Cooperative
EP-2023-01500 | 2023-02-22 | 4541 W 3RD AVENUE, Vancouver, BC V6R 1N3 | Electrical Permit | Residential | New | Issued | Temporary Power - Residential - To provide temporary power. -Renewal of EP-2022-01167 ***NO SOIL DISTURBANCE OR ALTERATION OF GRADES IS TO TAKE PLACE UNDER THIS PERMIT Work under this permit does not authorize excavation, including the disturbance of soils. Should work necessitate excavation or the disturbance of soils, stop work immediately and consult an Archaeologist or the Archaeological Branch of British Columbia for the necessary approvals. | Castle Electric Inc
GP-2023-03385 | 2023-11-07 | 4541 W 3RD AVENUE, Vancouver, BC V6R 1N3 | Gas Permit | Residential | New | Issued | Residential - Installation of 1 gas fireplace - venting and hook up only >BP:To construct a 2 storey one-family dwelling + Cellar ($1,232,500.00) with an open parking pad and 1 detached garage, providing 2 parking space, having vehicular access from the 20' Lane. >: If work on this site could lead to the disturbance of soil please contact the Provincial Archeology Branch at 250-953-3334 | Urban Fireplaces Ltd
EP-2022-01167 | 2022-02-15 | 4541 W 3RD AVENUE, Vancouver, BC V6R 1N3 | Electrical Permit | Residential | New | Expired | Temporary Power - Residential - To provide temporary power. NO SOIL DISTURBANCE OR ALTERATION OF GRADES IS TO TAKE PLACE UNDER THIS PERMIT Work under this permit does not authorize excavation, including the disturbance of soils. Should work necessitate excavation or the disturbance of soils, stop work immediately and consult an Archaeologist or the Archaeological Branch of British Columbia for the necessary approvals. | Castle Electric Inc
GP-2023-01828 | 2023-06-15 | 4559 W 3RD AVENUE, Vancouver, BC V6R 1N3 | Gas Permit | Residential | Renovation | Completed | Residential - Wolf 36" Freestanding Dual Fuel Range | Han Appliances & Refrigeration Ltd
GP-2022-03223 | 2022-10-19 | 1249 W 39TH AVENUE, Vancouver, BC V6M 1S9 | Gas Permit | Residential | Renovation | Completed | Residential - installation super hot boiler | ROMA Heating Ltd
NULL | NULL | 1289 W 39TH AVENUE, Vancouver, BC V6M 1S9 | Electrical Permit | Commercial | NULL | Draft | Movie Set / Filming - To allow for Movie Set/Filming Applicant shall provide completed Contractor Declaration form, and dates of filming and associated location(s) to csinspection.clerks@vancouver.ca prior to the commencement of filming. Visit vancouver.ca/inspections for more details. | NULL
EP-2022-05983 | 2022-07-19 | 3363 W 40TH AVENUE, Vancouver, BC V6N 3B5 | Electrical Permit | Residential | Addition | Completed | Installation / Repair - Residential - Installation new Rogers security system, taking over existing sensors (for System Upgraders) COMPLETE SECURITY ALARM SYSTEM | Intek Communications Inc
GP-2023-03554 | 2023-11-16 | 3363 W 40TH AVENUE, Vancouver, BC V6N 3B5 | Gas Permit | Residential | Tenant Improvement | Completed | Residential - Installing furnace. | 0704121 BC Ltd
GP-2023-03702 | 2023-11-23 | 3418 W 40TH AVENUE, Vancouver, BC V6N 3B6 | Gas Permit | Residential | Renovation | Completed | Residential - replace the old boiler and water tank with a combi boiler | Vector Home Services Inc
GP-2023-03979 | 2023-12-12 | 3421 W 44TH AVENUE, Vancouver, BC V6N 3K7 | Gas Permit | Residential | New | Issued | Residential - Installation of 2 gas fireplaces - venting and hook up only >BP: Interior and Exterior alterations to this existing one family dwelling on this lot. Scope of work includes: 1) Replace and reconfiguration of kitchen. 2) Replace and reconfiguration of kitchen cabinetry. 3) Replacement and reconfiguration of bathroom fixtures and cabinetry. 4) New flooring and interior paint. 5) Addition of a 2 stop elevator between the main floor and upper floor. 6) Replacement of existing twin garage doors with single garage door. 7) Removal and replacement of windows. 8) Removal and replacement of existing front door assembly. 9) Replacement of existing patio material with new. 10) Closing in of 30.5 SF alcove in the north of the building. 11) Adjustment of sprinkler heads as required. 12) Interconnected Smoke/CO detectors in each sleeping room/den and one on each level **ARCHAEOLOGICAL IMPACT: If work on this site could lead to the disturbance of soil please contact the Provincial Archaeology Branch at 250-953-3334 | Urban Fireplaces Ltd
GP-2024-00165 | 2024-01-22 | 3421 W 44TH AVENUE, Vancouver, BC V6N 3K7 | Gas Permit | Residential | Renovation | Issued | Residential - 2 BBQ's move existing gas lines and add lines Interior and Exterior alterations to this existing one family dwelling on this lot. Scope of work includes: 1) Replace and reconfiguration of kitchen. 2) Replace and reconfiguration of kitchen cabinetry. 3) Replacement and reconfiguration of bathroom fixtures and cabinetry. 4) New flooring and interior paint. 5) Addition of a 2 stop elevator between the main floor and upper floor. 6) Replacement of existing twin garage doors with single garage door. 7) Removal and replacement of windows. 8) Removal and replacement of existing front door assembly. 9) Replacement of existing patio material with new. 10) Closing in of 30.5 SF alcove in the north of the building. 11) Adjustment of sprinkler heads as required. 12) Interconnected Smoke/CO detectors in each sleeping room/den and one on each level **ARCHAEOLOGICAL IMPACT: If work on this site could lead to the disturbance of soil please contact the Provincial Archaeology Branch at 250-953-3334 | 0788459 BC Ltd
EP-2024-00153 | 2024-01-08 | 3421 W 44TH AVENUE, Vancouver, BC V6N 3K7 | Electrical Permit | Residential | Renovation | Issued | Installation / Repair - Residential - class 2 circuits low voltage: audio, video, data, security, shades and lighting control **** We dont have any landscape audio or lighting that would require any soil or ground disturbance in our scope. Our scope for lighting control is just the Low Voltage Keypads, and integration. All other lighting including all line voltage and low voltage lighting wiring and fixtures are under the scope of Balsam Electric. **** >BP: Interior and Exterior alterations to this existing one family dwelling on this lot. Scope of work includes: 1) Replace and reconfiguration of kitchen. 2) Replace and reconfiguration of kitchen cabinetry. 3) Replacement and reconfiguration of bathroom fixtures and cabinetry. 4) New flooring and interior paint. 5) Addition of a 2 stop elevator between the main floor and upper floor. 6) Replacement of existing twin garage doors with single garage door. 7) Removal and replacement of windows. 8) Removal and replacement of existing front door assembly. 9) Replacement of existing patio material with new. 10) Closing in of 30.5 SF alcove in the north of the building. 11) Adjustment of sprinkler heads as required. 12) Interconnected Smoke/CO detectors in each sleeping room/den and one on each level Schedule A provided by W. NEIL ROBERTSON Architectural Schedule B provided by W. NEIL ROBERTSON Structural Schedule B provided by Jeff Allester, P.Eng. Excavation within 1m of existing surface is permissible for the purposes of landscaping and construction of services Ok for Field Review as per Manuel Meier | Pure Image Technology Solutions Ltd
PP-2023-02950 | 2023-08-21 | 3421 W 44TH AVENUE, Vancouver, BC V6N 3K7 | Plumbing Permit | Residential | Renovation | Issued | Residential - Renovating the entire house, Most plumbing fixtures are re and re only. >BP: Interior and Exterior alterations to this existing one family dwelling on this lot. Scope of work includes: 1) Replace and reconfiguration of kitchen. 2) Replace and reconfiguration of kitchen cabinetry. 3) Replacement and reconfiguration of bathroom fixtures and cabinetry. 4) New flooring and interior paint. 5) Addition of a 2 stop elevator between the main floor and upper floor. 6) Replacement of existing twin garage doors with single garage door. 7) Removal and replacement of windows. 8) Removal and replacement of existing front door assembly. 9) Replacement of existing patio material with new. 10) Closing in of 30.5 SF alcove in the north of the building. 11) Adjustment of sprinkler heads as required. 12) Interconnected Smoke/CO detectors in each sleeping room/den and one on each level | Paris Plumbing And Heating Ltd
MP-2023-01828 | 2023-10-12 | 3421 W 44TH AVENUE, Vancouver, BC V6N 3K7 | Mechanical Permit | NULL | NULL | Issued | NULL | Paris Plumbing And Heating Ltd
EP-2023-07004 | 2023-08-11 | 3421 W 44TH AVENUE, Vancouver, BC V6N 3K7 | Electrical Permit | Residential | Renovation | Issued | Installation / Repair - Residential - Renovation to existing electrical system, new kitchen layout and location, new lighting as per plan, new elevator lift and lighting control system. >BP: Interior and Exterior alterations to this existing one family dwelling on this lot. Scope of work includes: 1) Replace and reconfiguration of kitchen. 2) Replace and reconfiguration of kitchen cabinetry. 3) Replacement and reconfiguration of bathroom fixtures and cabinetry. 4) New flooring and interior paint. 5) Addition of a 2 stop elevator between the main floor and upper floor. 6) Replacement of existing twin garage doors with single garage door. 7) Removal and replacement of windows. 8) Removal and replacement of existing front door assembly. 9) Replacement of existing patio material with new. 10) Closing in of 30.5 SF alcove in the north of the building. 11) Adjustment of sprinkler heads as required. 12) Interconnected Smoke/CO detectors in each sleeping room/den and one on each level Schedule A provided by W. NEIL ROBERTSON Architectural Schedule B provided by W. NEIL ROBERTSON Structural Schedule B provided by Jeff Allester, P.Eng. No soil disturbance or alteration of grades is to take place under this permit. Work under this permit does not authorize excavation, including the disturbance of soils. Should work necessitate excavation or the disturbance of soils, stop work immediately contact the City of Vancouver, and consult an Archaeologist or the Archaeological Branch of British Columbia for the necessary approvals. | Balsam Electric Ltd
GP-2023-02568 | 2023-09-05 | 3450 W 44TH AVENUE, Vancouver, BC V6N 3K8 | Gas Permit | Residential | Tenant Improvement | Completed | Residential - 1 Furnace Installation | Pro Ace Heating & Air Conditioning Services Ltd
GP-2022-00610 | 2022-06-06 | 17 W 45TH AVENUE, Vancouver, BC V5Y 2V8 | Gas Permit | Residential | New | Completed | Residential - Installation of a Combi boiler | Kirkstone Heating Ltd
EP-2023-05815 | 2023-06-28 | 3116 W 42ND AVENUE, Vancouver, BC V6N 3H2 | Electrical Permit | Residential | Renovation | Completed | Installation / Repair - Residential - Panel replacement only. No change to service. | EVANSON ELECTRIC LTD
EP-2022-10567 | 2022-12-15 | 3137 W 42ND AVENUE, Vancouver, BC V6N 3H1 | Electrical Permit | Residential | Renovation | Completed | Installation / Repair - Residential - Just remove wiring in basement stove and hood fan . | E G ELECTRICAL LTD.
EP-2022-10428 | 2022-12-09 | 3369 W 42ND AVENUE, Vancouver, BC V6N 3H3 | Electrical Permit | Residential | Renovation | Completed | Installation / Repair - Residential - Install electrical for new heat pump >MP-2022-00650: Issued (Cooling) | ACS ELECTRICAL LTD
MP-2022-00650 | 2022-12-06 | 3369 W 42ND AVENUE, Vancouver, BC V6N 3H3 | Mechanical Permit | NULL | NULL | Completed | NULL | One Track Heating & Air Conditioning Inc.
GP-2023-02446 | 2023-08-21 | 3369 W 42ND AVENUE, Vancouver, BC V6N 3H3 | Gas Permit | Residential | Renovation | Issued | Residential - WATER HEATER RE/RE | Reliance Comfort Limited Partnership
EP-2023-04881 | 2023-06-05 | 3388 W 42ND AVENUE, Vancouver, BC V6N 3H4 | Electrical Permit | Residential | New | Issued | Installation / Repair - Residential - Low voltage landscape lighting. >BP: To construct a 2 storey + cellar split level one-family dwelling with an attached garage providing 2 parking spaces, having vehicular access from the lane. 1- Bar/Sink proposed in living room main floor 2- No A/C unit proposed 3- A. K.A. Marler P.Eng (604-732-6620) Architectural 4- B1/B2. K.A. Marler P.Eng (604-732-6620) Architectural 5- B1/B2. F.A. Bautista P.Eng (604-484-2859) Structural 6- B1/B2. I. Oh P.Eng (604-513-4190) Geotechnical 7- D1. M.R. Kadulski R. Arch (604-689-1841) Building Envelope 8- HPO - Insightful Healthy Homes ******THIS PERMIT HAS BEEN ISSUED UNDER THE REQUIREMENTS OF VBBL 2014 AND THE GREEN HOMES PROGRAM****** | Kore Irrigation Ltd
EP-2023-05994 | 2023-07-05 | 3410 W 42ND AVENUE, Vancouver, BC V6N 3H4 | Electrical Permit | Residential | New | Cancelled | Temporary Power - Residential - To provide temporary power. | Big Forest Electric Ltd
EP-2021-08979 | 2022-01-10 | 3490 W 42ND AVENUE, Vancouver, BC V6N 3H4 | Electrical Permit | Residential | Tenant Improvement | Completed | Installation / Repair - Residential - Replace electrical panel. Re/re ground fault receptacles. -Service not required, Hydro red tag, panel change (old, tired, removing old fuse disconnect and load center in place of a combination panel) | BPM Electric Ltd
GP-2022-03763 | 2022-11-28 | 2946 W 37TH AVENUE, Vancouver, BC V6N 2T9 | Gas Permit | Residential | Renovation | Completed | Residential - Installing gas boiler | Reid Brothers Plumbing & Heating Ltd
EP-2023-09029 | 2023-12-01 | 2955 W 37TH AVENUE, Vancouver, BC V6N 2T8 | Electrical Permit | Residential | Renovation | Completed | Installation / Repair - Residential - ¦ 1FD- 200A SERVICE UPGRADE ¦ We will be upgrading the electrical service from 125A to 200A. We will install a new 200A, main service electrical panel in the detached garage and sub-feed the existing 125A panel. We will also be installing a 14-50R electrical outlet and power for a car lift in the garage | Christopher Frank Hamilton
GP-2023-00686 | 2023-02-24 | 2965 W 37TH AVENUE, Vancouver, BC V6N 2T8 | Gas Permit | Residential | Renovation | Completed | Residential - Supply and install one Navien NCB 240/110H on-demand combination boiler | Reid Brothers Plumbing & Heating Ltd
GP-2021-03606 | 2022-03-18 | 2123 W 37TH AVENUE, Vancouver, BC V6M 1N9 | Gas Permit | Residential | Renovation | Completed | Residential - Replace Mid Efficiency Boiler for a High Efficiency Boiler. | Impetus Plumbing & Heating Ltd
EP-2022-10130 | 2022-11-30 | 2172 W 37TH AVENUE, Vancouver, BC V6M 1N8 | Electrical Permit | Residential | Addition | Completed | Installation / Repair - Residential - 200 Amp service upgrade. | Oakwest Electric Ltd
EP-2022-09556 | 2022-11-10 | 2178 W 37TH AVENUE, Vancouver, BC V6M 1N8 | Electrical Permit | Residential | Renovation | Completed | Installation / Repair - Residential - Major renovation. New Wiring entire house, except the garage. Service 200A Existing. Not being altered. >BP: Exterior and interior alterations to add to the front and rear of the second floor of this existing two storey nonconforming one family dwelling on this inside with lane site. Scope of work: Enclosure of carport to two car garage Added deck to rear of second floor - Added dormer in front over area that was double volume to enlarge master bedroom change of stairwell location interior alterations AMEND: MAR 7/2023 Need to replace the existing electrical panel with a new one in order to be able to install AFCI breakers. AFCI breakers are not available for the current electrical panel. This will not change the value of the work. | Vantech Electric Ltd
GP-2022-03509 | 2022-11-09 | 2178 W 37TH AVENUE, Vancouver, BC V6M 1N8 | Gas Permit | Residential | New | Completed | Residential - Gas line to 1 fire place 1 Barbeque, 1 range and Navien Combi -boiler >BP: Exterior and interior alterations to add to the front and rear of the second floor of this existing two storey nonconforming one family dwelling on this inside with lane site. Scope of work: Enclosure of carport to two car garage Added deck to rear of second floor - Added dormer in front over area that was double volume to enlarge master bedroom change of stairwell location interior alterations | Superstar Plumbing Heating & Sprinkler Supplies Ltd
EP-2022-09270 | 2022-11-01 | 2178 W 37TH AVENUE, Vancouver, BC V6M 1N8 | Electrical Permit | Residential | Renovation | Completed | Installation / Repair - Residential - Security and Low voltage. COMPLETE SECURITY ALARM SYSTEM >BP: Exterior and interior alterations to add to the front and rear of the second floor of this existing two storey nonconforming one family dwelling on this inside with lane site. Scope of work: Enclosure of carport to two car garage Added deck to rear of second floor - Added dormer in front over area that was double volume to enlarge master bedroom change of stairwell location interior alterations AMEND: APR 27/2023 PER DEI Upgrade the job value from 2k to 4K as inspector requested. May 4/23-AMEND Upgrade the job value from 2k to 4K as inspector requested on April 25 | Vision Security Inc
MP-2022-00626 | 2022-11-30 | 2178 W 37TH AVENUE, Vancouver, BC V6M 1N8 | Mechanical Permit | NULL | NULL | Completed | NULL | Superstar Plumbing Heating & Sprinkler Supplies Ltd
PP-2022-03261 | 2022-09-16 | 2178 W 37TH AVENUE, Vancouver, BC V6M 1N8 | Plumbing Permit | Residential | Renovation | Completed | Residential - We are installing fixtures , running new water lines and doing plumbing . >BP: Exterior and interior alterations to add to the front and rear of the second floor of this existing two storey nonconforming one family dwelling on this inside with lane site. Scope of work: Enclosure of carport to two car garage Added deck to rear of second floor - Added dormer in front over area that was double volume to enlarge master bedroom change of stairwell location interior alterations BP after DP-2022-00068 | Superstar Plumbing Heating & Sprinkler Supplies Ltd
EP-2022-06230 | 2022-07-25 | 2188 W 37TH AVENUE, Vancouver, BC V6M 1N8 | Electrical Permit | Residential | Tenant Improvement | Cancelled | Installation / Repair - Residential - AC UNIT INSTALL | Moore And Russell Heating And Air Conditioning Ltd
EP-2022-05499 | 2022-06-29 | 2238 W 36TH AVENUE, Vancouver, BC V6M 1L5 | Electrical Permit | Residential | New | Completed | Installation / Repair - Residential - New house wiring. Heat pump & A/C unit. Fixtures, fittings and appliance circuits. LED lighting throughout. 200A panel in mech room. -400A 240v single phase service. (200A to the house). >BP: To construct a 2 storey with cellar one-family dwelling with a surface parking at the rear, having vehicular access from the lane. The entire building to be sprinklered to NFPA 13D. 1. A/C in rear yard 2. Bar sink located in Games/Bar room 3. Schedule B P.K.L. Fong P.Eng (604-837-3205) Geotechnical 4. Schedule B Henry S.N Hsu P.Eng (604-322-7158) Structural and Geotechnical 5. BC Housing Eyco Building Group Ltd 6. Non-stratification Covenant registration to be completed prior to LWH DB-2021-04352 being issued. No Strata Titling permitted. Note: Parking on this site has been provided under DB-2021-04352 Note: This is a 2 storey building pursuant to the Zoning and Development By-Law ******THIS PERMIT HAS BEEN ISSUED UNDER THE REQUIREMENTS OF VBBL 2019****** All rooms adjacent to East, West and South exposing building face shall be sprinklered. "Combustible projections or roof soffits on an exposing building face shall not project to less than .45m from the property line and shall be in compliance with VBBL 2019 9.10.15.5.(9)" Assigned Addressing: Building 1 #1-2238 W 36th Av - One Family Dwelling (2-storey with basement) | F & S Electrical Ltd
GP-2022-02593 | 2022-08-30 | 2238 W 36TH AVENUE, Vancouver, BC V6M 1L5 | Gas Permit | Residential | Renovation | Completed | Residential - Installation of 1 gas fireplace - venting and hook up only Main house >To construct a 2 storey with cellar one-family dwelling with a surface parking at the rear, having vehicular access from the lane. The entire building to be sprinklered to NFPA 13D. 1. A/C in rear yard 2. Bar sink located in Games/Bar room 3. Schedule B P.K.L. Fong P.Eng (604-837-3205) Geotechnical 4. Schedule B Henry S.N Hsu P.Eng (604-322-7158) Structural and Geotechnical 5. BC Housing Eyco Building Group Ltd 6. Non-stratification Covenant registration to be completed prior to LWH DB-2021-04352 being issued. No Strata Titling permitted. Note: Parking on this site has been provided under DB-2021-04352 Note: This is a 2 storey building pursuant to the Zoning and Development By-Law ******THIS PERMIT HAS BEEN ISSUED UNDER THE REQUIREMENTS OF VBBL 2019****** All rooms adjacent to East, West and South exposing building face shall be sprinklered. "Combustible projections or roof soffits on an exposing building face shall not project to less than .45m from the property line and shall be in compliance with VBBL 2019 9.10.15.5.(9)" | Urban Fireplaces Ltd
GP-2022-02469 | 2022-08-19 | 2238 W 36TH AVENUE, Vancouver, BC V6M 1L5 | Gas Permit | Residential | New | Completed | Residential - Supply and Install gas piping to the following fixtures : Boiler, range, BBQ and a fireplace >BP: To construct a 2 storey with cellar one-family dwelling with a surface parking at the rear, having vehicular access from the lane. | McKellar Plumbing & Heating Ltd
EP-2022-06145 | 2022-07-22 | 2238 W 36TH AVENUE, Vancouver, BC V6M 1L5 | Electrical Permit | Residential | New | Completed | Installation / Repair - Residential - 1FD - #1 - structured wiring, intercom system, surveillance system, security alarm system, audio system, vacuum system, lighting integration. COMPLETE SECURITY ALARM SYSTEM. To construct a 2 storey with cellar one-family dwelling with a surface parking at the rear, having vehicular access from the lane. The entire building to be sprinklered to NFPA 13D. 1. A/C in rear yard 2. Bar sink located in Games/Bar room | Vancouver Audiospace Home Control Ltd
SP-2022-00757 | 2022-05-16 | 2238 W 36TH AVENUE, Vancouver, BC V6M 1L5 | Sprinkler Permit | Residential | New | Issued | Residential - New sprinkler system for main house SFD >To construct a 2 storey with cellar one-family dwelling with a surface parking at the rear, having vehicular access from the lane. The entire building to be sprinklered to NFPA 13D. 1. A/C in rear yard 2. Bar sink located in Games/Bar room 3. Schedule B P.K.L. Fong P.Eng (604-837-3205) Geotechnical 4. Schedule B Henry S.N Hsu P.Eng (604-322-7158) Structural and Geotechnical 5. BC Housing Eyco Building Group Ltd 6. Non-stratification Covenant registration to be completed prior to LWH DB-2021-04352 being issued. No Strata Titling permitted. Note: Parking on this site has been provided under DB-2021-04352 Note: This is a 2 storey building pursuant to the Zoning and Development By-Law ******THIS PERMIT HAS BEEN ISSUED UNDER THE REQUIREMENTS OF VBBL 2019****** | Allright Sprinklers Ltd
PP-2022-01913 | 2022-06-07 | 2238 W 36TH AVENUE, Vancouver, BC V6M 1L5 | Plumbing Permit | Residential | New | Completed | Residential - plumbing fixtures >BP: To construct a 2 storey with cellar one-family dwelling with a surface parking at the rear, having vehicular access from the lane. The entire building to be sprinklered to NFPA 13D. 1. A/C in rear yard 2. Bar sink located in Games/Bar room 3. Schedule B P.K.L. Fong P.Eng (604-837-3205) Geotechnical 4. Schedule B Henry S.N Hsu P.Eng (604-322-7158) Structural and Geotechnical 5. BC Housing Eyco Building Group Ltd 6. Non-stratification Covenant registration to be completed prior to LWH DB-2021-04352 being issued. No Strata Titling permitted. Note: Parking on this site has been provided under DB-2021-04352 Note: This is a 2 storey building pursuant to the Zoning and Development By-Law ******THIS PERMIT HAS BEEN ISSUED UNDER THE REQUIREMENTS OF VBBL 2019****** All rooms adjacent to East, West and South exposing building face shall be sprinklered. "Combustible projections or roof soffits on an exposing building face shall not project to less than .45m from the property line and shall be in compliance with VBBL 2019 9.10.15.5.(9)" Assigned Addressing: Building 1 #1-2238 W 36th Av - One Family Dwelling (2-storey with basement) | McKellar Plumbing & Heating Ltd
GP-2022-02356 | NULL | 1203 W 38TH AVENUE, Vancouver, BC V6M 1R2 | Gas Permit | Residential | Renovation | Withdrawn | Residential - Installing gas regulator and flex line to new Gas stove >To permit exterior and interior alterations to this existing one family dwelling on this comer with lane site. Scope to include: Remove and replace all existing windows in same size openings, frames to be wood. Removing two decorative columns in the basement. Remove a non-load bearing wall on the main floor and some minor layout changes. Expanding Master bedroom and interior wall changes on the second floor. Removing and replacing all exterior siding and adding Rainscreen Detailing to entire exterior. OK For Field Review Per A.Campbell - Feb.7.2020 This building is sprinklered. District Building Inspector to determine if a Sprinkler Permit is required. District Building Inspector to determine if a Structural Schedule B is required for the removal of the wall. Revision No. 1 - November 17, 2020 - posts to remain in basement - removal of wall in family room - decorative fiber crown wrap added to the existing porch - front porch roof profile changed from curved to flat - no cladding changes except adding a layer of limestone on top of existing stucco at front - change window material from wood to vinyl - discard Page A7 from scope of work Structural Schedule B submitted from Shamsul Alam Shikder - 604.255.3740 Exterior alterations cleared for BP per H. Shayan | Spencer's HVAC Service Ltd
GP-2022-03508 | 2022-11-09 | 1203 W 38TH AVENUE, Vancouver, BC V6M 1R2 | Gas Permit | Residential | Renovation | Completed | Residential - Finishing of a gas stove >BP: To permit exterior and interior alterations to this existing one family dwelling on this comer with lane site. Scope to include: Remove and replace all existing windows in same size openings, frames to be wood. Removing two decorative columns in the basement. Remove a non-load bearing wall on the main floor and some minor layout changes. Expanding Master bedroom and interior wall changes on the second floor. Removing and replacing all exterior siding and adding Rainscreen Detailing to entire exterior. | SamTek Mechanical Ltd.
EP-2022-06911 | 2022-08-17 | 1222 W 38TH AVENUE, Vancouver, BC V6M 1R1 | Electrical Permit | Residential | Renovation | Completed | Installation / Repair - Residential - To move the service to the new built lane way house. set up the underground cable (200 A, 250 kcmil ) from the service(new built lane way house)to main house and connect to the main panel. | Aidea Solutions Ltd
NULL | NULL | 1459 W 38TH AVENUE, Vancouver, BC V6M 1R4 | Mechanical Permit | NULL | NULL | Withdrawn | NULL | Superior Gas Installations & Service Ltd
EP-2023-08617 | 2023-10-10 | 1770 W 38TH AVENUE, Vancouver, BC V6M 1R6 | Electrical Permit | Residential | Renovation | Issued | Installation / Repair - Residential - ¦ 1FD- 200A SERVICE RECONNECT ¦ Re-connection of original service. Was disconnected for demolition but owner changed their minds and want to live in it for now as costs have increased. No work done to home or service just needs to be reconnected and hydro cannot until city says it good to connect. | F & S Electrical Ltd
EP-2022-05255 | 2022-06-23 | 2105 W 38TH AVENUE, Vancouver, BC V6M 1R8 | Electrical Permit | Commercial | Renovation | Completed | Installation / Repair - Commercial - UNIT #208 - Lights, switchs and receptacles relocated #208 - 2nd Floor (Full Floor) Interior alterations to provide tenant improvements to the existing office tenant on the 2nd floor (#208) in this existing commercial building on site. Scope of work includes: remove and construct new partition walls, new millwork/cabinets, new paints and electrical work. TENANT: MacDonald Realty | Eudemon Electrical Ltd
GP-2022-02332 | 2022-08-09 | 3565 W 40TH AVENUE, Vancouver, BC V6N 3B7 | Gas Permit | Residential | Addition | Completed | Residential - re and re gas range | Christopher Sterling
EP-2022-06632 | 2023-05-05 | 3583 W 40TH AVENUE, Vancouver, BC V6N 3B7 | Electrical Permit | Residential | Renovation | Issued | Installation / Repair - Residential - new 200a service rewire main and top floor induction cook top new outlets and pot lights l.e.d. exterior lighting (motion sensors ) conduit to garage for future >BP: Interior alterations to provide improvements to this one family dwelling building on this site. Work to add new stairs to attic. | Rebco Electrical Contractors Ltd
PP-2022-04320 | 2022-12-01 | 3583 W 40TH AVENUE, Vancouver, BC V6N 3B7 | Plumbing Permit | Residential | Addition | Issued | Residential - Rough in and finishing plumbing serving 2 bathrooms, laundry and kitchen. 1 OS SUMP NO PUMP >BP: Interior alterations to provide improvements to this one family dwelling building on this site. Work to add new stairs to attic. AMEND: JAN 18/2024 We require the permit to have a sump on it per Paolino. Existing sump but new city connections. | Drips & Drains Plumbing and Heating Ltd
PP-2024-00100 | 2024-01-11 | 3583 W 40TH AVENUE, Vancouver, BC V6N 3B7 | Plumbing Permit | Residential | Renovation | Issued | Residential - new city connections serving storm and sanitary | Drips & Drains Plumbing and Heating Ltd
GP-2022-01883 | 2022-06-22 | 4020 W 40TH AVENUE, Vancouver, BC V6N 3C1 | Gas Permit | Residential | Renovation | Completed | Residential - to replace the existing mid-efficiency space heating and domestic hot water heater with a combined high efficiency boiler system. | Oasis Plumbing and Heating Limited
GP-2022-00804 | 2022-03-16 | 4040 W 40TH AVENUE, Vancouver, BC V6N 3C1 | Gas Permit | Residential | Renovation | Completed | Residential - Install Navien Combi Boiler -Replacing 1 boiler and 1 HWT with a Navien Combi boiler | Dunbar Plumbing Ltd
EP-2022-06811 | 2022-08-15 | 2150 W 40TH AVENUE, Vancouver, BC V6M 1W5 | Electrical Permit | Residential | Renovation | Completed | Installation / Repair - Residential - lobby lighting upgrade, exit sign upgrade, relocate existing heaters >BP: Interior alterations to the lobby area of this existing multiple dwelling building on this site. Scope of work includes: - Remove and replace floor tiles - covering brick wall with millwork - adding/updating recessed lighting - Replace baseboard heaters - Replace and install built-in mailboxes - Replacing existing recessed lighting with new LED Lights Energy Upgrade: E1 - Lighting - Upgrade internal Exit Signs to not exceed 5W per face E2 - Lighting - Upgrade to Incorporates Automatic Partial Off (per 9.4.4.4.(g) of ASHRAE 90.1-2016) | Delport Electric 2000 Ltd
NULL | NULL | 2150 W 40TH AVENUE, Vancouver, BC V6M 1W5 | Electrical Permit | NULL | Renovation | Draft | Installation / Repair - - Removal of a redundant emergency telephone that communicates to the fire alarm control panel. The fire panel and the emergency telephone are approximately 10 feet apart. | 0777792 BC Ltd
PP-2023-03300 | 2023-09-22 | 2150 W 40TH AVENUE, Vancouver, BC V6M 1W5 | Plumbing Permit | Commercial | Renovation | Completed | Commercial - (14720) Complete the following BFP repairs / replacements: Replace and re-test the 1.5" reduced pressure backflow device (Watts 909) | Ainsworth Inc
EP-2023-00559 | 2023-01-25 | 2165 W 40TH AVENUE, Vancouver, BC V6M 1W4 | Electrical Permit | Commercial | Renovation - Dwelling Unit(s) only | Completed | Installation / Repair - Commercial - UNIT #503 - relocate switches into millwork area | Vancouver Telectric Services Ltd
EP-2023-05770 | 2023-06-28 | 2238 W 40TH AVENUE, Vancouver, BC V6M 1W6 | Electrical Permit | Commercial | Tenant Improvement | Issued | Installation / Repair - Commercial - Replacement of 2x expired Co & Propane Sensors at site | Haakon Industries (Canada) Ltd.
EP-2023-09870 | NULL | 2238 W 40TH AVENUE, Vancouver, BC V6M 1W6 | Electrical Permit | Commercial | Addition | Applicant Revisions | Installation / Repair - Commercial - MURB- 17 Units Installation of 17x DCC-9 overload device/EVEMS fed from existing residential meter to install NEMA14-50 plug for EV charging in each residential stall. | Black & McDonald Limited
EP-2022-01612 | 2022-04-04 | 2288 W 40TH AVENUE, Vancouver, BC V6M 1W6 | Electrical Permit | Commercial | Tenant Improvement | Issued | Installation / Repair - Commercial - Modification of existing fire alarm system as per Bulletin 2018-004-BU/EL Option #3 triggered by the automatic elevator recall as follows: Existing addressable fire alarm panel located in the main lobby will be updated and programmed for elevator recall. Existing fire alarm system is a single stage addressable system. Replacement of smoke detectors for elevator recall where required. Provide new heat detector in elevator pit. Replacement of elevator motor fused disconnect switch & elevator cab fused disconnect switch. Provide new telephone line for elevator phone. Provide & install fire alarm relays for elevator recall. Replacement of existing lights in Elevator Machine Room & Pit with new LED strip lights c/w wire guards. Replacement of existing receptacles in Elevator Machine Room & Pit with new GFCI type. Verification of the fire alarm system in conformance with CAN/ULC S537. >BP: Elevator modernization Interior alterations to provide elevator modernization to the existing fire alarm system to incorporate emergency recall of two elevators to meet the requirements of CSA-B44 in this existing 13-storey multiple dwelling residential building. Scope of work: - Reprogram existing addressable single stage fire alarm system for elevator recall. - Replace smoke detectors for elevator recall. - Provide new heat detector in elevator pit. - Replace elevator motor fused disconnect switch & elevator cab fused disconnect switch. - Provide new telephone line for elevator phone. - Replace existing lights and receptacles in elevator machine room & put with new. Amend: May 31, 2022 Add the following scope of work: Upgrade of low voltage security intercom system. Includes door Value of additional work: $21,000 | Action Electric Ltd
GP-2022-03674 | 2022-11-22 | 2288 W 40TH AVENUE, Vancouver, BC V6M 1W6 | Gas Permit | Commercial | Renovation | Cancelled | Commercial - Installation of fireplace. Venting and hookup only | Urban Fireplaces Ltd
EP-2024-00263 | 2024-01-17 | 2291 W 45TH AVENUE, Vancouver, BC V6M 2J4 | Electrical Permit | Residential | Tenant Improvement | Issued | Installation / Repair - Residential - home saftey check and repair | Jonkman Electric Ltd
NULL | NULL | 2291 W 45TH AVENUE, Vancouver, BC V6M 2J4 | Electrical Permit | Residential | Renovation - Dwelling Unit(s) only | Draft | Installation / Repair - Residential - clean up house wireing (open splices.gfci outlets.smoke detectors.mark panel ) correct service locaton | NULL
GP-2023-01833 | 2023-06-15 | 2355 W 45TH AVENUE, Vancouver, BC V6M 2J5 | Gas Permit | Residential | Tenant Improvement | Completed | Residential - add gas BBQ box to patio area fo1 BBQ | Campbell Care Plumbing, Heating & Air Ltd.
GP-2023-03888 | 2023-12-06 | 2356 W 45TH AVENUE, Vancouver, BC V6M 2J6 | Gas Permit | Residential | Renovation | Issued | Residential - replace existing hot water tank and boiler with high efficient combi boiler | Anion Contracting Group Inc
GP-2022-00875 | 2022-03-22 | 2153 W 49TH AVENUE, Vancouver, BC V6M 2T5 | Gas Permit | Residential | Renovation | Completed | Residential - re re furnace | Thomson Industries Ltd
EP-2022-02607 | 2022-04-08 | 2153 W 49TH AVENUE, Vancouver, BC V6M 2T5 | Electrical Permit | Residential | Renovation | Completed | Installation / Repair - Residential - Electrical Panel Swap, No change to service Dedicated Circuit for AC in rear | Pacific Star Electric Inc
EP-2023-01329 | 2023-02-17 | 2183 W 49TH AVENUE, Vancouver, BC V6M 2T5 | Electrical Permit | Residential | Addition | Completed | Installation / Repair - Residential - Installation of load sharing and monitoring devices. Installation of Electric patio heater -Monitoring is for owner’s information and load sharing is between patio heater and dryer. | It's On Electric Company Inc
GP-2022-03093 | 2022-10-11 | 2219 W 49TH AVENUE, Vancouver, BC V6M 2T8 | Gas Permit | Residential | Renovation | Completed | Residential - Removal of natural gas furnace with electric heat pump. Capping of natural gas line. Associated with mechanical permit MP-2022-00308-01. | 1236318 BC Ltd DBA Aquatech Vancouver
MP-2022-00308 | 2022-09-30 | 2219 W 49TH AVENUE, Vancouver, BC V6M 2T8 | Mechanical Permit | NULL | NULL | Completed | NULL | 1236318 BC Ltd DBA Aquatech Vancouver
GP-2022-01430 | 2022-05-11 | 2351 W 36TH AVENUE, Vancouver, BC V6M 1L7 | Gas Permit | Residential | Renovation | Completed | Residential - replace old cooktop with new. replace old BBQ box with new. | Kingfisher Plumbing & Heating Inc
EP-2022-02469 | 2022-04-10 | 29 W 38TH AVENUE, Vancouver, BC | Electrical Permit | Residential | Addition | Completed | Installation / Repair - Residential - LWH. panel. connection and adding heat pump wiring,Hot water tank wiring -It’s increase in service from 200 amp to 400 amp . From two meter to 3 ref to DB436045 (completed Apr 2011) | CROWN ELECTRICAL CONTRACTOR LTD
EP-2022-01192 | 2022-02-17 | 33 W 38TH AVENUE, Vancouver, BC V5Y 2N5 | Electrical Permit | Residential | New | Expired | Temporary Power - Residential - To provide temporary power. | CROWN ELECTRICAL CONTRACTOR LTD
GP-2023-00699 | 2023-02-27 | 408 W 38TH AVENUE, Vancouver, BC V5Y 2N6 | Gas Permit | Residential | Renovation | Completed | Residential - Installation of a boiler | ROMA Heating Ltd
NULL | NULL | 1833 W 37TH AVENUE, Vancouver, BC V6M 1N3 | Plumbing Permit | Residential | Renovation | Draft | Residential - Water main replacement | WESTBRIDGE PLUMBING & HEATING LTD
PP-2023-03661 | 2023-10-19 | 1833 W 37TH AVENUE, Vancouver, BC V6M 1N3 | Plumbing Permit | Residential | Renovation | Completed | Residential - Water service pipe replacement | WESTBRIDGE PLUMBING & HEATING LTD
EP-2023-01731 | 2023-03-02 | 2167 W 38TH AVENUE, Vancouver, BC V6M 1R8 | Electrical Permit | Commercial | NULL | Issued | Annual / Operating - Annual Operating Permit Renewal from EP-2022-01412 Valid from March 4th 2023 to March 3rd 2024 | MDE Enterprises Ltd
EP-2022-01412 | 2022-02-23 | 2167 W 38TH AVENUE, Vancouver, BC V6M 1R8 | Electrical Permit | Commercial | NULL | Expired | Annual / Operating - Annual Operating Permit General Electrical Works: ballasts, lamps, switches and receptacles and other small electrical jobs Renewal from EP-2021-01614 Valid from March 4th 2022 to March 3rd 2023 | MDE Enterprises Ltd
EP-2023-02718 | 2023-03-29 | 2181 W 38TH AVENUE, Vancouver, BC V6M 1R8 | Electrical Permit | Commercial | Tenant Improvement | Completed | Installation / Repair - Commercial - Camera system installation. | Husky Alarm Integration Ltd
EP-2023-04703 | 2023-06-04 | 3092 W 37TH AVENUE, Vancouver, BC V6N 2V2 | Electrical Permit | Residential | Renovation | Completed | Installation / Repair - Residential - relocation of service onto new LWH. Existing service will be relocated once the LWH is ready. Main service; 200 amps Main house; 125 amps LWH; 125 amps | OPTIMUM ELECTRICAL LTD
GP-2022-01521 | 2022-05-17 | 3126 W 37TH AVENUE, Vancouver, BC V6N 2V2 | Gas Permit | Residential | Renovation | Completed | Residential - Hot water tank replacement | Hillcrest Plumbing & Heating (1991) Ltd
GP-2022-03896 | 2022-12-07 | 3861 W 39TH AVENUE, Vancouver, BC V6N 3A8 | Gas Permit | Residential | Renovation - Dwelling Unit(s) only | Completed | Residential - Furnace Re/Re | UComfort Services Inc
EP-2023-04772 | 2023-06-05 | 3869 W 39TH AVENUE, Vancouver, BC V6N 3A8 | Electrical Permit | Residential | Addition | Completed | Installation / Repair - Residential - Adding an Ev Charger in garage. 6/3 teck run from main panel in house to garage. 2 pole 50 amp stab lock breaker from 200 amp main panel. Charge point home flex hardwired in Garage. | Rocket EV Charging Solutions Inc
GP-2023-03743 | 2023-11-27 | 2946 W 40TH AVENUE, Vancouver, BC V6N 3B4 | Gas Permit | Residential | Renovation | Completed | Residential - Replace gas water heater | BNA Systems Inc and/or Kirkland Metal Shop Ltd
GP-2023-02248 | 2023-07-28 | 2968 W 40TH AVENUE, Vancouver, BC V6N 3B4 | Gas Permit | Residential | Renovation | Completed | Residential - fURNACE RE&RE | Ferenc Nagy
SP-2023-01408 | 2023-08-02 | 2987 W 40TH AVENUE, Vancouver, BC V6N 3B3 | Sprinkler Permit | Residential | New | Issued | Residential - new single house >BP: 1FD + SS NetZero To construct a 2 storey + basement one-family dwelling with a secondary suite located in the basement. Note: Parking for the site has been provided under DB-2022-00904 (Laneway House). Note: This is a 2.5 storey building pursuant to the Zoning and Development By-Law. 1- Covenant registered at the Land Title Office under CB249213 2- No strata titling permitted 3- Bar sink proposed in the basement 4- A/C unit proposed in the rear yard 5- Schedule A: HENRY SN HSU - 604-322-7158 6- Schedule B: MIN WEI CHEN - 604-449-7789 Architectural 7- Schedule B: HENRY SN HSU - 604-322-7158 Structural 8- Schedule B: GONGZUO ZHOU - 604-838-2586 Geotechnical 9- Schedule D: MIN WEI CHEN - 604-449-7789 10- BC Housing Residential Builder - Moment Construction Ltd. Nov 15/2023-AMEND provided revised drawings for plumbing inspector Paolino Capolongo | Yu Fire Protection Inc.
PP-2023-01068 | 2023-03-28 | 2987 W 40TH AVENUE, Vancouver, BC V6N 3B3 | Plumbing Permit | Residential | New | Issued | Residential - supply and install plumbing dwv, waterpiping and fixture in new house >BP: To construct a 2 storey + basement one-family dwelling with a secondary suite located in the basement. Note: Parking for the site has been provided under DB-2022-00904 (Laneway House). Note: This is a 2.5 storey building pursuant to the Zoning and Development By-Law. 1- Covenant registered at the Land Title Office under CB249213 2- No strata titling permitted 3- Bar sink proposed in the basement 4- A/C unit proposed in the rear yard 5- Schedule A: HENRY SN HSU - 604-322-7158 6- Schedule B: MIN WEI CHEN - 604-449-7789 Architectural 7- Schedule B: HENRY SN HSU - 604-322-7158 Structural 8- Schedule B: GONGZUO ZHOU - 604-838-2586 Geotechnical 9- Schedule D: MIN WEI CHEN - 604-449-7789 10- BC Housing Residential Builder - Moment Construction Ltd. | J&L Enterprises Ltd.
PP-2023-00264 | 2023-01-27 | 2987 W 40TH AVENUE, Vancouver, BC V6N 3B3 | Plumbing Permit | Residential | New | Issued | Residential - Sumps NOTE: Engineering Assurance letter will be submitted to the Plumbing Inspector on the site. Letter shall conform to the requirements of Vancouver Bulletin 2000-008-EL/PL. >BP: To construct a 2 storey + basement one-family dwelling with a secondary suite ($702,250) located in the basement. Note: Parking for the site has been provided under DB-2022-00904 (Laneway House). Note: This is a 2.5 storey building pursuant to the Zoning and Development By-Law. | Canoe Pass Excavating
EP-2022-09426 | 2022-11-06 | 2987 W 40TH AVENUE, Vancouver, BC V6N 3B3 | Electrical Permit | Residential | New | Expired | Temporary Power - Residential - To provide temporary power. | SCS Electrical Services Ltd
MP-2023-02134 | 2023-12-05 | 2987 W 40TH AVENUE, Vancouver, BC V6N 3B3 | Mechanical Permit | NULL | NULL | Issued | NULL | Newtop Mechanical Ltd
GP-2023-03803 | 2023-12-01 | 2987 W 40TH AVENUE, Vancouver, BC V6N 3B3 | Gas Permit | Residential | New | Issued | Residential - 1 Range gas pipe for gas range >BP: To construct a 2 storey + basement one-family dwelling with a secondary suite ($702,250) located in the basement with detached 2 car garage and one (1) surface parking spot provided. | Westar Plumbing & Heating Ltd
EP-2023-09557 | 2023-11-22 | 2987 W 40TH AVENUE, Vancouver, BC V6N 3B3 | Electrical Permit | Residential | New | Issued | Installation / Repair - Residential - The electrical work will be done including: underground cable,rough wire,service and final finishing work >BP: To construct a 2 storey + basement one-family dwelling with a secondary suite ($702,250) located in the basement with detached 2 car garage. Note: This is a 2.5 storey building pursuant to the Zoning and Development By-Law. 1- Covenant registered at the Land Title Office under CB249213 2- No strata titling permitted 3- Bar sink proposed in the basement 4- A/C unit proposed in the rear yard 5- Schedule A: HENRY SN HSU - 604-322-7158 6- Schedule B: MIN WEI CHEN - 604-449-7789 Architectural 7- Schedule B: HENRY SN HSU - 604-322-7158 Structural 8- Schedule B: GONGZUO ZHOU - 604-838-2586 Geotechnical 9- Schedule D: MIN WEI CHEN - 604-449-7789 10- BC Housing Residential Builder - Moment Construction Ltd. ******THIS PERMIT HAS BEEN ISSUED UNDER THE REQUIREMENTS OF VBBL #12511 (2019)****** | SCS Electrical Services Ltd
EP-2023-10405 | 2023-11-17 | 2987 W 40TH AVENUE, Vancouver, BC V6N 3B3 | Electrical Permit | Residential | New | Issued | Temporary Power - Residential - To provide temporary power. Renewal of EP-2022-09426 Valid: Nov 6, 2023 to Nov 5, 2024 | SCS Electrical Services Ltd
EP-2023-08176 | 2023-09-11 | 2987 W 40TH AVENUE, Vancouver, BC V6N 3B3 | Electrical Permit | Residential | New | Issued | Installation / Repair - Residential - Security roughin and finishing. >BP: >BP: To construct a 2 storey + basement one-family dwelling with a secondary suite ($702,250) located in the basement with detached 2 car garage. Note: This is a 2.5 storey building pursuant to the Zoning and Development By-Law. 1- Covenant registered at the Land Title Office under CB249213 2- No strata titling permitted 3- Bar sink proposed in the basement 4- A/C unit proposed in the rear yard 5- Schedule A: HENRY SN HSU - 604-322-7158 6- Schedule B: MIN WEI CHEN - 604-449-7789 Architectural 7- Schedule B: HENRY SN HSU - 604-322-7158 Structural 8- Schedule B: GONGZUO ZHOU - 604-838-2586 Geotechnical 9- Schedule D: MIN WEI CHEN - 604-449-7789 10- BC Housing Residential Builder - Moment Construction Ltd. ******THIS PERMIT HAS BEEN ISSUED UNDER THE REQUIREMENTS OF VBBL #12511 (2019)****** | Venture One Services Inc
EP-2023-07903 | 2023-08-31 | 2987 W 40TH AVENUE, Vancouver, BC V6N 3B3 | Electrical Permit | Residential | New | Issued | Installation / Repair - Residential - Pre wire home for all low votage needs. Cat 6, rg6, spk wire. >BP: To construct a 2 storey + basement one-family dwelling with a secondary suite ($702,250) located in the basement with detached 2 car garage. Note: This is a 2.5 storey building pursuant to the Zoning and Development By-Law. 1- Covenant registered at the Land Title Office under CB249213 2- No strata titling permitted 3- Bar sink proposed in the basement 4- A/C unit proposed in the rear yard 5- Schedule A: HENRY SN HSU - 604-322-7158 6- Schedule B: MIN WEI CHEN - 604-449-7789 Architectural 7- Schedule B: HENRY SN HSU - 604-322-7158 Structural 8- Schedule B: GONGZUO ZHOU - 604-838-2586 Geotechnical 9- Schedule D: MIN WEI CHEN - 604-449-7789 10- BC Housing Residential Builder - Moment Construction Ltd. BUILDING 1 - #1 - 2987 W 40th Av - One Family Dwelling (1st, 2nd and 3rd floor) #2 - 2987 W 40th Av - Sec Suite (basement) ******THIS PERMIT HAS BEEN ISSUED UNDER THE REQUIREMENTS OF VBBL #12511 (2019)****** | Liquid Sound Inc
EP-2023-07917 | 2023-08-31 | 2987 W 40TH AVENUE, Vancouver, BC V6N 3B3 | Electrical Permit | Residential | Addition | Issued | Installation / Repair - Residential - Installation of 28 PV Solar Panels on a sloped roof. >BP: 1FD + SS NetZero To construct a 2 storey + basement one-family dwelling with a secondary suite ($702,250) located in the basement with detached 2 car garage. Note: This is a 2.5 storey building pursuant to the Zoning and Development By-Law. 1- Covenant registered at the Land Title Office under CB249213 2- No strata titling permitted 3- Bar sink proposed in the basement 4- A/C unit proposed in the rear yard 5- Schedule A: HENRY SN HSU - 604-322-7158 6- Schedule B: MIN WEI CHEN - 604-449-7789 Architectural 7- Schedule B: HENRY SN HSU - 604-322-7158 Structural 8- Schedule B: GONGZUO ZHOU - 604-838-2586 Geotechnical 9- Schedule D: MIN WEI CHEN - 604-449-7789 10- BC Housing Residential Builder - Moment Construction Ltd. ******THIS PERMIT HAS BEEN ISSUED UNDER THE REQUIREMENTS OF VBBL #12511 (2019)****** | Penfolds Roofing Inc.
EP-2022-04309 | 2022-05-25 | 3322 W 40TH AVENUE, Vancouver, BC V6N 3B6 | Electrical Permit | Residential | Tenant Improvement | Completed | Installation / Repair - Residential - >Installation and Commissioning of Porsche Universal Charger (EVSE) >1x 2P-40A Breaker will be installed in House Panel >EVSE will be installed inside the garage (left side-facing in) where customer has X marked >One circuit will be pulled to EVSE location >Porsche Universal Charger to provide 7.68kW to Panamera 4 E Hybrid Platinum Edition | Trudel, Daniel, DBA: Electrum Charging Solutions Inc.
GP-2023-03295 | 2023-10-30 | 3322 W 40TH AVENUE, Vancouver, BC V6N 3B6 | Gas Permit | Residential | Renovation | Completed | Residential - RE&RE boiler | Milani Plumbing Heating & Air Conditioning Ltd
GP-2023-01569 | 2023-05-15 | 3616 W 3RD AVENUE, Vancouver, BC V6R 1L9 | Gas Permit | Residential | Renovation | Completed | Residential - Removal and replacement of boiler & water heater | Pioneer Plumbing & Heating Inc
GP-2023-03742 | 2023-11-27 | 3629 W 3RD AVENUE, Vancouver, BC V6R 1M1 | Gas Permit | Residential | Tenant Improvement | Completed | Residential - Installing furnace | 0704121 BC Ltd
SP-2022-00820 | 2022-05-25 | 3707 W 3RD AVENUE, Vancouver, BC V6R 1M2 | Sprinkler Permit | Residential | New | Completed | Residential - fire suppression system To construct a 2 storey + basement one-family dwelling with surface parking at the rear providing 1 parking space, having vehicular access from the lane. ***The entire building to be sprinklered to NFPA 13D *** Note: This is a 2 storey building pursuant to the Zoning and Development By-Law 1- A/C unit proposed 2. Bar sink in basement cellar 3- Architectural schedule B: Stefan Wiedmann (604.313.4241) 4- schedule A: Stefan Wiedmann (604.313.4241) 6- Geotechnical and structural schedule B: Henry S.N Hsu (604.322.7158) 7- Schedule D: Min-Wei Chen (604-449-7789) 8- HPO: MKL Homes Ltd | Brent C Williams
GP-2022-00664 | 2022-03-03 | 3707 W 3RD AVENUE, Vancouver, BC V6R 1M2 | Gas Permit | Residential | Addition | Completed | Residential - Gas fireplace installation >To construct a 2 storey + basement one-family dwelling ($850,500) with surface parking at the rear providing 1 parking space, having vehicular access from the lane. ***The entire building to be sprinklered to NFPA 13D *** | Vaglio Fireplace LTD
PP-2022-00420 | 2022-02-09 | 3707 W 3RD AVENUE, Vancouver, BC V6R 1M2 | Plumbing Permit | Residential | New | Completed | Residential - 1FD - plumbing throughout To construct a 2 storey + basement one-family dwelling with surface parking at the rear providing 1 parking space, having vehicular access from the lane. ***The entire building to be sprinklered to NFPA 13D *** Note: This is a 2 storey building pursuant to the Zoning and Development By-Law 1- A/C unit proposed 2. Bar sink in basement cellar | T Paradiso Plumbing & Hot Water Heating Inc
PP-2022-03929 | 2022-11-01 | 3707 W 3RD AVENUE, Vancouver, BC V6R 1M2 | Plumbing Permit | Residential | New | Completed | Residential - Irrigation Backflow Preventer | Kore Irrigation Ltd
GP-2022-03737 | 2022-11-28 | 3707 W 3RD AVENUE, Vancouver, BC V6R 1M2 | Gas Permit | Residential | New | Completed | Residential - Wolf 36 Inch Freestanding Dual-Fuel Smart Range >BP: To construct a 2 storey + basement one-family dwelling ($850,500) with surface parking at the rear providing 1 parking space, having vehicular access from the lane. ***The entire building to be sprinklered to NFPA 13D *** Note: This is a 2 storey building pursuant to the Zoning and Development By-Law 1- A/C unit proposed 2. Bar sink in basement cellar 3- Architectural schedule B: Stefan Wiedmann (604.313.4241) 4- schedule A: Stefan Wiedmann (604.313.4241) 6- Geotechnical and structural schedule B: Henry S.N Hsu (604.322.7158) 7- Schedule D: Min-Wei Chen (604-449-7789) 8- HPO: MKL Homes Ltd ******THIS PERMIT HAS BEEN ISSUED UNDER THE REQUIREMENTS OF VBBL 2019****** | Han Appliances & Refrigeration Ltd
GP-2022-01923 | 2022-06-27 | 3707 W 3RD AVENUE, Vancouver, BC V6R 1M2 | Gas Permit | Residential | New | Completed | Residential - Gas piping throughout. Gas piping only for fireplace. To construct a 2 storey + basement one-family dwelling with surface parking at the rear providing 1 parking space, having vehicular access from the lane. Note: This is a 2 storey building pursuant to the Zoning and Development By-Law 1- A/C unit proposed 2. Bar sink in basement cellar 3- Architectural schedule B: Stefan Wiedmann (604.313.4241) 4- schedule A: Stefan Wiedmann (604.313.4241) 6- Geotechnical and structural schedule B: Henry S.N Hsu (604.322.7158) 7- Schedule D: Min-Wei Chen (604-449-7789) 8- HPO: MKL Homes Ltd | T Paradiso Plumbing & Hot Water Heating Inc
EP-2022-06807 | 2022-08-12 | 3743 W 3RD AVENUE, Vancouver, BC V6R 1M2 | Electrical Permit | Residential | New | Expired | Temporary Power - Residential - To provide temporary power. | Cand Electric Limited
GP-2022-02422 | 2022-08-17 | 3748 W 3RD AVENUE, Vancouver, BC V6R 1M3 | Gas Permit | Residential | New | Completed | Residential - Gas fireplace installation | 496302 BC Ltd
GP-2022-00142 | 2022-01-17 | 3748 W 3RD AVENUE, Vancouver, BC V6R 1M3 | Gas Permit | Residential | Renovation | Completed | Residential - Re&Re Hot water tankless BTU:199.000 | Milani Plumbing Heating & Air Conditioning Ltd
EP-2021-09572 | 2022-01-05 | 1477 W 47TH AVENUE, Vancouver, BC V6M 2L9 | Electrical Permit | Residential | Addition | Completed | Installation / Repair - Residential - Install roughly 5 meters long circuit from the main electrical panel in the garage using AC90 3CAWG#8 Cu cable. Install a Tesla Wall connector for EV charging. Install a 50 AMP breaker. | Four Stones Electric Ltd
GP-2022-03879 | 2022-12-05 | 1488 W 47TH AVENUE, Vancouver, BC V6M 2M1 | Gas Permit | Residential | Renovation | Completed | Residential - RE AND RE FURNACE | Samra Heating & Cooling Ltd
EP-2022-01655 | 2022-03-02 | 1511 W 47TH AVENUE, Vancouver, BC V6M 2M2 | Electrical Permit | Residential | Renovation | Completed | Installation / Repair - Residential - safety Inspection -this is inspection is to certify all the existing wiring is safe and the service is in safe condition. Amend: Mar 7, 2022 Relocate Electrical Service. New Ground Plate Repair/refeed branch circuits throughout. | Torr Electric
PP-2023-00171 | 2023-01-18 | 1550 W 47TH AVENUE, Vancouver, BC V6M 2M3 | Plumbing Permit | Residential | Addition | Cancelled | Residential - Adding sink to sunroom >BP: exterior alteration to this existing one family adding a sunroom to rear Sept 21/2023-AMEND Cancel permit please and provide refund | Milton R P Gardner
PP-2023-00690 | 2023-03-01 | 1550 W 47TH AVENUE, Vancouver, BC V6M 2M3 | Plumbing Permit | Residential | Renovation | Cancelled | Residential - Install radiant heating in sunroom >DB: exterior alteration to this existing one family adding a sunroom to rear | Cobing Building Solutions Ltd
EP-2023-01588 | 2023-02-24 | 1550 W 47TH AVENUE, Vancouver, BC V6M 2M3 | Electrical Permit | Residential | Renovation | Completed | Installation / Repair - Residential - Kitchen renovation, adding lights and plugs in addition. >BP: exterior alteration to this existing one family adding a sunroom to rear Structural Schedule B : B.J. Gernon, P.Eng -778-571-1299 | Bright West Electric Ltd
NULL | NULL | 1550 W 47TH AVENUE, Vancouver, BC V6M 2M3 | Electrical Permit | Residential | Renovation | Draft | Installation / Repair - Residential - Kitchen renovation, adding lights and plugs in new addition. | NULL
GP-2023-01066 | 2023-03-28 | 2716 W 49TH AVENUE, Vancouver, BC V6N 3S6 | Gas Permit | Residential | Tenant Improvement | Completed | Residential - replace boiler | Campbell Care Plumbing, Heating & Air Ltd.
GP-2023-03273 | 2023-10-28 | 186 W 47TH AVENUE, Vancouver, BC V5Y 2X9 | Gas Permit | Residential | Renovation - Dwelling Unit(s) only | Completed | Residential - Furnace replacement | Heatco Furnace Services Ltd
GP-2023-00946 | 2023-03-16 | 216 W 47TH AVENUE, Vancouver, BC V5Y 2Y2 | Gas Permit | Residential | Renovation | Issued | Residential - install 60,000 btu furnace | Clearly Plumbing and Drainage Ltd
EP-2022-04137 | 2022-09-16 | 3363 W 37TH AVENUE, Vancouver, BC V6N 2V5 | Electrical Permit | Residential | Addition | Completed | Installation / Repair - Residential - Dedicated circuit for AC install AMEND: SEPT.27/2022 Address Incorrect: Please amend to 3363 W 37th ** Amend 12/20/2022** Please amend, correct address is 3633 W 37th Ave. from 3363 W 37th Ave No changes to description of work or installation value | Pacific Star Electric Inc
EP-2022-06862 | 2022-08-17 | 3363 W 37TH AVENUE, Vancouver, BC V6N 2V5 | Electrical Permit | Residential | Renovation | Completed | Installation / Repair - Residential - Dedicated Circuit for AC install. Note: A mechanical permit is required. | Pacific Star Electric Inc
PP-2022-03853 | 2022-10-26 | 3378 W 37TH AVENUE, Vancouver, BC V6N 2V6 | Plumbing Permit | Residential | New | Completed | Residential - Lawn irrigation | Yue Jin Qiu
EP-2022-03329 | 2022-04-27 | 3378 W 37TH AVENUE, Vancouver, BC V6N 2V6 | Electrical Permit | Residential | New | Completed | Installation / Repair - Residential - TV CABLES TELEPHONE INTERCOM SYSTEMS Low voltage lighting wiring, Door Bell, Central Vacuum systems Data Cables Security alarm systems Rough-In. >BP: To construct a 2 storey + cellar one-family dwelling ($626,000) with open parking at the rear providing 1 parking space, having vehicular access from the lane. 1. No Strata Titling permitted 2. Covenant registered at the Land Title Office under CA8746580 (LWH) 3. A/C proposed – Exterior component located in front yard, Interior component located in cellar – media room closet 4. Bar sink located in Recreation room 5. Schedule B: (Beerinder Sidhu) P.Eng (604.339.0034) Structural 6. Schedule B: (Zhao Guan) P.Eng (778.868.5635) Geotechnical 7. HPO: Residential Builder- Westfield Homes Ltd Note: This is a 2 storey building pursuant to the Zoning and Development By-Law | Innova Security Systems Inc
GP-2022-01294 | 2022-04-26 | 3378 W 37TH AVENUE, Vancouver, BC V6N 2V6 | Gas Permit | Residential | New | Completed | Residential - Venting, installation and final hook up of a gas fireplace >BP: To construct a 2 storey + cellar one-family dwelling ($626,000) with open parking at the rear providing 1 parking space, having vehicular access from the lane. 1. No Strata Titling permitted 2. Covenant registered at the Land Title Office under CA8746580 (LWH) 3. A/C proposed – Exterior component located in front yard, Interior component located in cellar – media room closet 4. Bar sink located in Recreation room 5. Schedule B: (Beerinder Sidhu) P.Eng (604.339.0034) Structural 6. Schedule B: (Zhao Guan) P.Eng (778.868.5635) Geotechnical 7. HPO: Residential Builder- Westfield Homes Ltd Note: This is a 2 storey building pursuant to the Zoning and Development By-Law Address Information: Principle Dwelling: #1 - 3378 W 37th Av Laneway home: #3 - 3378 W 37th Av Addresses have been assigned per the approved plans, access to the rear unit is from the east side. This access must be provided & maintained at all times and the building addresses posted to be visible from the street in accordance with the Building By-law. **THIS PERMIT HAS BEEN ISSUED UNDER THE REQUIREMENTS OF VBBL #12511 (2019) ** | Galaxy Fireplaces Ltd
SP-2022-00403 | 2022-03-21 | 3378 W 37TH AVENUE, Vancouver, BC V6N 2V6 | Sprinkler Permit | Residential | New | Completed | Residential - to install a new sprinkler system for the main house To construct a 2 storey + cellar one-family dwelling with open parking at the rear providing 1 parking space, having vehicular access from the lane. 1. No Strata Titling permitted 2. Covenant registered at the Land Title Office under CA8746580 (LWH) 3. A/C proposed – Exterior component located in front yard, Interior component located in cellar – media room closet 4. Bar sink located in Recreation room 5. Schedule B: (Beerinder Sidhu) P.Eng (604.339.0034) Structural 6. Schedule B: (Zhao Guan) P.Eng (778.868.5635) Geotechnical 7. HPO: Residential Builder- Westfield Homes Ltd | ACME PLUMBING HEATING & GAS LTD.
GP-2022-00976 | 2022-04-21 | 3378 W 37TH AVENUE, Vancouver, BC V6N 2V6 | Gas Permit | Residential | New | Completed | Residential - to install one boiler, one Range,3 BBQ,s and rough in piping only for one fireplace and 1 BBQ >To construct a 2 storey + cellar one-family dwelling ($626,000) with open parking at the rear providing 1 parking space, having vehicular access from the lane. 1. No Strata Titling permitted 2. Covenant registered at the Land Title Office under CA8746580 (LWH) 3. A/C proposed – Exterior component located in front yard, Interior component located in cellar – media room closet 4. Bar sink located in Recreation room 5. Schedule B: (Beerinder Sidhu) P.Eng (604.339.0034) Structural 6. Schedule B: (Zhao Guan) P.Eng (778.868.5635) Geotechnical 7. HPO: Residential Builder- Westfield Homes Ltd | ACME PLUMBING HEATING & GAS LTD.
EP-2022-02803 | 2022-04-11 | 3378 W 37TH AVENUE, Vancouver, BC V6N 2V6 | Electrical Permit | Residential | New | Completed | Installation / Repair - Residential - NEW SINGLE FAMILY HOUSE WITH DETACHED GARAGE >BP: To construct a 2 storey + cellar one-family dwelling ($626,000) with open parking at the rear providing 1 parking space, having vehicular access from the lane. 1. No Strata Titling permitted 2. Covenant registered at the Land Title Office under CA8746580 (LWH) 3. A/C proposed – Exterior component located in front yard, Interior component located in cellar – media room closet 4. Bar sink located in Recreation room 5. Schedule B: (Beerinder Sidhu) P.Eng (604.339.0034) Structural 6. Schedule B: (Zhao Guan) P.Eng (778.868.5635) Geotechnical 7. HPO: Residential Builder- Westfield Homes Ltd Note: This is a 2 storey building pursuant to the Zoning and Development By-Law Address Information: Principle Dwelling: #1 - 3378 W 37th Av Laneway home: #3 - 3378 W 37th Av Addresses have been assigned per the approved plans, access to the rear unit is from the east side. This access must be provided & maintained at all times and the building addresses posted to be visible from the street in accordance with the Building By-law. **THIS PERMIT HAS BEEN ISSUED UNDER THE REQUIREMENTS OF VBBL #12511 (2019) ** | ABC1 ELECTRICAL SERVICES LTD.
PP-2022-00603 | 2022-02-22 | 3378 W 37TH AVENUE, Vancouver, BC V6N 2V6 | Plumbing Permit | Residential | New | Completed | Residential - 1FD - #1 - to install new plumbing fixtures in main house To construct a 2 storey + cellar one-family dwelling with open parking at the rear providing 1 parking space, having vehicular access from the lane. 1. No Strata Titling permitted 2. Covenant registered at the Land Title Office under CA8746580 (LWH) 3. A/C proposed – Exterior component located in front yard, Interior component located in cellar – media room closet 4. Bar sink located in Recreation room AMEND: APR 14/2022 Please add 2 deck drains. thanks | ACME PLUMBING HEATING & GAS LTD.
MP-2023-02113 | 2023-11-29 | 3422 W 37TH AVENUE, Vancouver, BC V6N 2V6 | Mechanical Permit | NULL | NULL | Completed | NULL | Kits Plumbing and Heating Ltd
GP-2023-03789 | 2023-11-30 | 3422 W 37TH AVENUE, Vancouver, BC V6N 2V6 | Gas Permit | Residential | Addition | Completed | Residential - Supply & Install a Continental 96% AFUE 2-stage furnace system Model# WPV070T3AA-C C96 Series - up flow - Remove and recycle existing furnace - Custom sheet metal work for supply + return air - Furnace and combustion venting: System 636 exhaust venting - Condensate to drainage system - Filter rack and filter - Gas connections. **** AMENDMENT: November 30, 2023: Total Piping Length: 25 ft Total Replacement Appliances: 1 unit No. of Meters: 1 meter Current BTU / HR Load Before Additions: 170,000 BTU New Gas Service: No Who is the Gas Utility provider: Fortis ***** | Kits Plumbing and Heating Ltd
NULL | NULL | 3422 W 37TH AVENUE, Vancouver, BC V6N 2V6 | Gas Permit | Residential | Renovation - Dwelling Unit(s) only | Draft | Residential - Replacing existing furnace with a 70k 2-stage furnace system Model# WPV070T3AA-C | Kits Plumbing and Heating Ltd
EP-2023-10580 | 2023-12-11 | 3422 W 37TH AVENUE, Vancouver, BC V6N 2V6 | Electrical Permit | Residential | Renovation - Dwelling Unit(s) only | Completed | Installation / Repair - Residential - -Wire for a new 24 Amp mca Heat pump. -Remove knob and tube wiring, and replace. | Arcwest Electric Ltd
GP-2022-02241 | 2022-07-29 | 3463 W 37TH AVENUE, Vancouver, BC V6N 2V5 | Gas Permit | Residential | New | Completed | Residential - RE N RE - replacement of space heating boiler | KEARNS MECHANICAL
GP-2022-01128 | 2022-04-09 | 3506 W 37TH AVENUE, Vancouver, BC V6N 2V8 | Gas Permit | Residential | Tenant Improvement | Completed | Residential - re/re tankless | Lambert Plumbing & Heating Ltd
GP-2022-01217 | 2022-04-21 | 3507 W 37TH AVENUE, Vancouver, BC V6N 2V7 | Gas Permit | Residential | Renovation | Completed | Residential - Re and re gas boiler | BD Plumbing
EP-2022-00133 | 2022-01-20 | 2803 W 41ST AVENUE, Vancouver, BC V6N 4B4 | Electrical Permit | Commercial | Addition | Completed | Installation / Repair - Commercial - Installation of wiring for 120V EV charger circuits: 2x 12/3 AC90 approx 50M each 2x 4x4 box with taylor covers 4x 20A receptacles 4x 1P 20A Square D bolt on breakers -1. EVSE – No, we are only installing 20A receptacles for customers - what they do with them after is up to them. 2. Service will be affected by changing the 15A circuits to 20A circuits. 3. 120V per phase/7.5A/Phase increase | Houle Electric Limited
EP-2022-08098 | 2022-09-26 | 3449 W 3RD AVENUE, Vancouver, BC V6R 1L6 | Electrical Permit | Residential | Renovation | Issued | Installation / Repair - Residential - Electrical supply for heat pump related MP-2022-00260 **Amend 08/16/2023** Updated load calculations have been uploaded | Milani Electric Limited
MP-2022-00260 | 2022-09-23 | 3449 W 3RD AVENUE, Vancouver, BC V6R 1L6 | Mechanical Permit | NULL | NULL | Completed | NULL | Milani Electric Limited
PP-2023-02544 | 2023-07-18 | 3449 W 3RD AVENUE, Vancouver, BC V6R 1L6 | Plumbing Permit | Residential | Renovation | Completed | Residential - bathroom and kitchen renovation >BP: 3449 W 3rd Avenue Interior alterations to this existing single detached house with secondary suite on this site. Scope of work includes: - No work is to be done on the exterior and in the basement secondary suite unit (3447 W 3rd Ave) - Re & Re kitchen renovation in the principal unit (3449 W 3rd Avenue) - New millwork and finishes in the kitchen - New hardwood flooring - New powder room renovation (changing the door and closet location). | Pacific Peak to Peak Plumbing & Heating Ltd
EP-2023-05864 | 2023-07-11 | 3449 W 3RD AVENUE, Vancouver, BC V6R 1L6 | Electrical Permit | Residential | Renovation | Completed | Installation / Repair - Residential - Adding in 14 new liteline Luna pot lights, moving some existing devices circuits around and steam shower for the master bathroom. >BP: Interior alterations to this existing single detached house with secondary suite on this site. Scope of work includes: - No work is to be done on the exterior and in the basement secondary suite unit (3447 W 3rd Ave) - Re & Re kitchen renovation in the principal unit (3449 W 3rd Avenue) - New millwork and finishes in the kitchen - New hardwood flooring - New powder room renovation (changing the door and closet location). Ok for Field Review as per Manuel Meier. Letter of assurance provided by: Schedule B (Structural): aul W.S. Miskimmin, P.Eng., 604-454-7199 Note: "This permit is for interior alterations to this existing single detached house with a secondary suite on this site only. Any unauthorized work on this site, existing or otherwise, is neither recognized nor approved and may be subject to enforcement action." | WESTPEAK ELECTRICAL LTD
GP-2023-01981 | 2023-07-04 | 2755 W 38TH AVENUE, Vancouver, BC V6N 2W8 | Gas Permit | Residential | New | Issued | Residential - 1 Range & 1 BBQ gas piping to be complete >BP: To construct a 2 storey + basement one-family dwelling with a secondary suite | M-7 Mechanicals Ltd
EP-2023-06507 | 2023-07-19 | 2755 W 38TH AVENUE, Vancouver, BC V6N 2W8 | Electrical Permit | Residential | New | Issued | Installation / Repair - Residential - Install Low Voltage wiring (networking), Alarm, CCTV, Data, Tel, Audio. Rough-In and Finishing. >BP: To construct a 2 storey + basement one-family dwelling with a secondary suite ($966,575.00) located in the basement with a detached accessory building (garage), at the rear providing 3 parking spaces, having vehicular access from the lane. Note: This is a 2 storey building pursuant to the Zoning and Development By-Law 1- Covenant registered at the Land Title Office under CB382356 2- No strata titling permitted 3- Bar sink proposed in the basement 4- A/C unit proposed in the rear yard sunken patio 5- Schedule B: Ke Jian, MA, P.Eng (604-599-8890) Structural 6- Schedule B: Heqing Jian, P.Eng (778-987-7461) Geotechnical 7- HPO: Residential Builder – LOUISAN PACIFIC DEVELOPMENTS INC. 8- The entire building, INCLUDING THE ATTACHED GARAGE (if applicable), to be sprinklered to NFPA 13D. 9- As shown by an asterisk (*) on the building permit floor plans and/or elevations, exit protection is required to be provided in accordance with Articles 9.9.4.4., 9.9.4.6., and/or 9.37.2.8. of the 2019 VBBL ***This permit has been issued under the VBBL 2019, with updated energy requirements as per bylaw # 12997 effective Jan 01, 2022.*** | Magnificent Security Inc.
PP-2023-01586 | 2023-05-05 | 2755 W 38TH AVENUE, Vancouver, BC V6N 2W8 | Plumbing Permit | Residential | New | Issued | Residential - plumbing >BP; To construct a 2 storey + basement one-family dwelling with a secondary suite located in the basement with a detached accessory building (garage), at the rear providing 3 parking spaces, having vehicular access from the lane. | A H A Plumbing & Heating Ltd.
PP-2023-01695 | 2023-05-15 | 2755 W 38TH AVENUE, Vancouver, BC V6N 2W8 | Plumbing Permit | Residential | New | Issued | Residential - Sump Installation | G & H Demolition & Excavation Ltd.
EP-2023-05146 | 2023-06-29 | 2755 W 38TH AVENUE, Vancouver, BC V6N 2W8 | Electrical Permit | Residential | New | Issued | Installation / Repair - Residential - all electric wiring for whole house *An approved mechanical permit is required for the installation of air conditioning or heat pump unit at the time of installation before an electrical inspection will be performed >BP: To construct a 2 storey + basement one-family dwelling with a secondary suite ($966,575.00) located in the basement with a detached accessory building (garage), at the rear providing 3 parking spaces, having vehicular access from the lane. Note: This is a 2 storey building pursuant to the Zoning and Development By-Law 1- Covenant registered at the Land Title Office under CB382356 2- No strata titling permitted 3- Bar sink proposed in the basement 4- A/C unit proposed in the rear yard sunken patio 5- Schedule B: Ke Jian, MA, P.Eng (604-599-8890) Structural 6- Schedule B: Heqing Jian, P.Eng (778-987-7461) Geotechnical 7- HPO: Residential Builder – LOUISAN PACIFIC DEVELOPMENTS INC. 8- The entire building, INCLUDING THE ATTACHED GARAGE (if applicable), to be sprinklered to NFPA 13D. 9- As shown by an asterisk (*) on the building permit floor plans and/or elevations, exit protection is required to be provided in accordance with Articles 9.9.4.4., 9.9.4.6., and/or 9.37.2.8. of the 2019 VBBL ***This permit has been issued under the VBBL 2019, with updated energy requirements as per bylaw # 12997 effective Jan 01, 2022.*** | Jeff Electric Ltd
EP-2022-10693 | 2022-12-19 | 2755 W 38TH AVENUE, Vancouver, BC V6N 2W8 | Electrical Permit | Residential | New | Expired | Temporary Power - Residential - To provide temporary power. | Jeff Electric Ltd
PP-2024-00079 | 2024-01-10 | 2755 W 38TH AVENUE, Vancouver, BC V6N 2W8 | Plumbing Permit | Residential | New | Completed | Residential - Lawn irrigation | Greenland Irrigation Ltd
SP-2023-01663 | 2023-09-11 | 2755 W 38TH AVENUE, Vancouver, BC V6N 2W8 | Sprinkler Permit | Residential | New | Issued | Residential - 1FD+SS - #1 & #2 - Install sprinklers in SFD >DB: To construct a 2 storey + basement one-family dwelling with a secondary suite located in the basement with a detached accessory building (garage), at the rear providing 3 parking spaces, having vehicular access from the lane. Note: This is a 2 storey building pursuant to the Zoning and Development By-Law 1- Covenant registered at the Land Title Office under CB382356 2- No strata titling permitted 3- Bar sink proposed in the basement 4- A/C unit proposed in the rear yard sunken patio 8- The entire building, INCLUDING THE ATTACHED GARAGE (if applicable), to be sprinklered to NFPA 13D. ***This permit has been issued under the VBBL 2019, with updated energy requirements as per bylaw # 12997 effective Jan 01, 2022.*** | Gold Key Fire Protection Ltd
MP-2023-01689 | 2023-09-15 | 2755 W 38TH AVENUE, Vancouver, BC V6N 2W8 | Mechanical Permit | NULL | NULL | Issued | NULL | UComfort Services Inc
GP-2023-01171 | 2023-04-06 | 4012 W 39TH AVENUE, Vancouver, BC V6N 3B2 | Gas Permit | Residential | Renovation | Completed | Residential - hot water tank replacement | Reid Brothers Plumbing & Heating Ltd
EP-2022-09494 | 2023-02-13 | 4033 W 39TH AVENUE, Vancouver, BC V6N 3B1 | Electrical Permit | Residential | Addition | Completed | Installation / Repair - Residential - Upgrade overhead service from 100 amps to 200Amps for two EV charger. | MILKYWAY INDUSTRY LTD
EP-2022-05813 | 2022-07-12 | 4088 W 39TH AVENUE, Vancouver, BC V6N 3B2 | Electrical Permit | Residential | Addition | Completed | Installation / Repair - Residential - EV Charger Installation - Supply and install new 200A service panel in the garage - Supply and install 250KCM from the meter base to the new panel - Supply and install existing 250KCM (house feed) and install into the new panel sub feed breaker - Supply and install 8/3 BX from the panel through the garage to the charger location - Install Tesla Wall Connector - Set dip switches to 32 A - Supply and install 40A Breaker - Supply and install new ground plate to bond the panel at the first point of disconnect as per CEC. Amend: July 13, 2022 PHASE: 1 Single Phase Revise the permit to reflect this change. | TDR Electric Inc
EP-2022-06120 | 2022-08-03 | 4093 W 39TH AVENUE, Vancouver, BC V6N 3B1 | Electrical Permit | Residential | Addition | Completed | Installation / Repair - Residential - Install a 30 AMP breaker and branch circuit for an EV charger; supplied by the existing garage 40 AMP sub-panel. Current garage sub-panel has just 15 AMP single pole breaker for lights and plugs. Main house service is 200 AMP, a total demand load after 30 AMP EV charging breaker is 174.7 /200 AMP. >>>Amend: Aug. 4th - FSR changed from Jianqiang Huang to Jia Wen Wu | Amor Energy Corporation
GP-2022-03604 | 2022-11-22 | 2688 W 39TH AVENUE, Vancouver, BC V6N 4H1 | Gas Permit | Residential | Tenant Improvement | Completed | Residential - re& re remove existing boiler to high efficiency boiler (240,000) | Superstar Plumbing Heating & Sprinkler Supplies Ltd
GP-2022-02243 | 2022-07-28 | 2765 W 39TH AVENUE, Vancouver, BC V6N 2Z3 | Gas Permit | Residential | Addition | Completed | Residential - Removing old water heater and installing tankless water heater | Canadian Pacific Heating and Plumbing Inc
PP-2022-03211 | 2022-09-15 | 4098 W 40TH AVENUE, Vancouver, BC V6N 3C1 | Plumbing Permit | Residential | New | Issued | Residential - Sump | Prive Excavating Ltd
PP-2022-03471 | 2022-10-03 | 4098 W 40TH AVENUE, Vancouver, BC V6N 3C1 | Plumbing Permit | Residential | New | Issued | Residential - SUMP NOTE: Engineering Assurance letter will be submitted to the Plumbing Inspector on the site. Letter shall conform to the requirements of Vancouver Bulletin 2000-008-EL/PL. | Finest Construction & Renovation Ltd
NULL | NULL | 4098 W 40TH AVENUE, Vancouver, BC V6N 3C1 | Plumbing Permit | Residential | New | Draft | Residential - Sump installation for main house | Finest Construction & Renovation Ltd
MP-2023-00028 | 2023-01-05 | 4098 W 40TH AVENUE, Vancouver, BC V6N 3C1 | Mechanical Permit | NULL | NULL | Issued | NULL | Rain Coast Plumbing & Heating Ltd
PP-2022-04387 | 2022-12-09 | 4098 W 40TH AVENUE, Vancouver, BC V6N 3C1 | Plumbing Permit | Residential | New | Issued | Residential - Plumbing for Duplex house To construct a two-storey two-family dwelling with one secondary suite located in the basement, with a detached accessory building (garage) providing 2 parking spaces and 2 open parking pads, having vehicular access from the lane. | Rain Coast Plumbing & Heating Ltd
NULL | NULL | 4098 W 40TH AVENUE, Vancouver, BC V6N 3C1 | Electrical Permit | Residential | New | Draft | Installation / Repair - Residential - new house wiring for a duplex | NULL
NULL | NULL | 4098 W 40TH AVENUE, Vancouver, BC V6N 3C1 | Electrical Permit | Residential | New | Withdrawn | Temporary Power - Residential - To provide temporary power. | Mid-Knight Electrical Ltd
EP-2022-10194 | 2022-12-02 | 4098 W 40TH AVENUE, Vancouver, BC V6N 3C1 | Electrical Permit | Residential | New | Expired | Temporary Power - Residential - To provide temporary power. Valid 12/02/2022 until 12/01/2023 | Mid-Knight Electrical Ltd
EP-2022-10336 | 2022-12-16 | 4098 W 40TH AVENUE, Vancouver, BC V6N 3C1 | Electrical Permit | Residential | New | Issued | Installation / Repair - Residential - MP required for A/C new wiring >BP: To construct a two-storey two-family dwelling with one secondary suite ($1,001,625) located in the basement, with a detached accessory building (garage) providing 2 parking spaces and 2 open parking pads, having vehicular access from the lane. *Apr 24th, 2023 Permit Amendment: Add the following installation details to this permit: Grounding/bonding Ranch/applicable circuits Fixture/fittings Lighting Air conditioning units/heat pump (located in rear) | Mid-Knight Electrical Ltd
SP-2023-00521 | 2023-03-27 | 4098 W 40TH AVENUE, Vancouver, BC V6N 3C1 | Sprinkler Permit | Residential | New | Issued | Residential - NEW HOME >BP: To construct a two-storey two-family dwelling with one secondary suite located in the basement, with a detached accessory building (garage) providing 2 parking spaces and 2 open parking pads, having vehicular access from the lane. | SBMS Construction Ltd
MP-2023-01247 | 2023-07-07 | 4098 W 40TH AVENUE, Vancouver, BC V6N 3C1 | Mechanical Permit | NULL | NULL | Issued | NULL | Wespac Mechanical Ltd
GP-2023-01439 | 2023-05-04 | 4098 W 40TH AVENUE, Vancouver, BC V6N 3C1 | Gas Permit | Residential | New | Issued | Residential - 2 Ranges, 3 Boilers & 2 BBQ's >BP: To construct a two-storey two-family dwelling with one secondary suite | Rain Coast Plumbing & Heating Ltd
NULL | NULL | 41 W 41ST AVENUE, Vancouver, BC V5Y 2R8 | Gas Permit | Residential | Tenant Improvement | Draft | Residential - Replace old furnace with a new one | Gregori Plumbing, Heating & Air Conditioning Ltd
GP-2023-03299 | 2023-10-31 | 41 W 41ST AVENUE, Vancouver, BC V5Y 2R8 | Gas Permit | Residential | Tenant Improvement | Completed | Residential - Replace old furnace with a new one | Gregori Plumbing, Heating & Air Conditioning Ltd
GP-2022-00052 | 2022-02-27 | 116 W 41ST AVENUE, Vancouver, BC V5Y 2S1 | Gas Permit | Residential | Renovation | Completed | Residential - furnace tankless replacement | Central Commercial & Residential Services
GP-2022-03389 | 2022-11-01 | 4000 W 41ST AVENUE, Vancouver, BC V6N 3G2 | Gas Permit | Commercial | Renovation | Completed | Commercial - Remove and replace hot water tank with power vent | Pioneer Plumbing & Heating Inc
GP-2022-03967 | 2022-12-12 | 4011 W 41ST AVENUE, Vancouver, BC V6N 3G3 | Gas Permit | Residential | Renovation | Completed | Residential - fireplace re&re | Flame Co Heating Services Ltd
MP-2022-00100 | 2022-08-12 | 4011 W 41ST AVENUE, Vancouver, BC V6N 3G3 | Mechanical Permit | NULL | NULL | Completed | NULL | Milani Electric Limited
EP-2022-06128 | 2022-08-18 | 4011 W 41ST AVENUE, Vancouver, BC V6N 3G3 | Electrical Permit | Residential | Renovation | Completed | Installation / Repair - Residential - Electrical supply for AC. MP-2022-00100 **Amend 11/16/2022** Pictures of completed corrections | Milani Electric Limited
GP-2022-02197 | 2022-07-27 | 4011 W 41ST AVENUE, Vancouver, BC V6N 3G3 | Gas Permit | Residential | Renovation | Completed | Residential - Re&Re Furnace BTU: 90.000 | Milani Plumbing Heating & Air Conditioning Ltd
EP-2023-04770 | 2023-06-06 | 4049 W 41ST AVENUE, Vancouver, BC V6N 3G3 | Electrical Permit | Residential | Renovation - Dwelling Unit(s) only | Completed | Installation / Repair - Residential - Additional outlet for flow switch and one JB for lighting circuit upstairs This is a manufactured home and requires a silver star sticker. | Christopher Livingston
MP-2022-00282 | 2022-09-26 | 4063 W 41ST AVENUE, Vancouver, BC V6N 3G3 | Mechanical Permit | NULL | NULL | Completed | NULL | Easyway Plumbing & Heating Ltd
PP-2022-03366 | 2022-09-22 | 4063 W 41ST AVENUE, Vancouver, BC V6N 3G3 | Plumbing Permit | Residential | New | Completed | Residential - New Plumbing for: >BP: To construct a 2 storey two-family dwelling with 2 secondary suites located in the Basement ($1,144,500.00) with a detached accessory building (garage) and 2 open parking at the rear providing a total of 4 parking spaces, having vehicular access from the lane. 1. Covenant registered at the Land Title Office under CA9266827 2. A/C proposed – Exterior components located in rear yard, Interior component located in closets on second floor. 3. Bar sink not proposed. 4. Schedule B: (XUE LI CHEN, P.Eng, (778)-235-5447) Structural, Architectural Item 1.5 5. Schedule B: (Zhao Guan, P.Eng, (778)-868-5635) Geotechnical 6. HPO: Residential Builder- (Orchid Homes Ltd) Note: This is a 2 storey building pursuant to the Zoning and Development By-Law | Easyway Plumbing & Heating Ltd
PP-2022-02893 | 2022-08-18 | 4063 W 41ST AVENUE, Vancouver, BC V6N 3G3 | Plumbing Permit | Residential | New | Completed | Residential - 2FD+2SS - One outside sump | East West Excavating Ltd
EP-2022-09962 | 2022-11-24 | 4063 W 41ST AVENUE, Vancouver, BC V6N 3G3 | Electrical Permit | Residential | New | Completed | Installation / Repair - Residential - Low voltage rough wire & finish for data, cable, alarm, doorbell and cams. Dec 6/22- Amend Please increase permit value by $2100.00- total installation value will be 4,850.00 >BP: To construct a 2 storey two-family dwelling with 2 secondary suites located in the Basement ($1,144,500.00) with a detached accessory building (garage) and 2 open parking at the rear providing a total of 4 parking spaces, having vehicular access from the lane. 1. Covenant registered at the Land Title Office under CA9266827 2. A/C proposed – Exterior components located in rear yard, Interior component located in closets on second floor. 3. Bar sink not proposed. 4. Schedule B: (XUE LI CHEN, P.Eng, (778)-235-5447) Structural, Architectural Item 1.5 5. Schedule B: (Zhao Guan, P.Eng, (778)-868-5635) Geotechnical 6. HPO: Residential Builder- (Orchid Homes Ltd) **THIS PERMIT HAS BEEN ISSUED UNDER THE REQUIREMENTS OF VBBL #12511 (2019)** | Paratech Integrated Systems Ltd
GP-2022-03703 | 2022-11-23 | 4063 W 41ST AVENUE, Vancouver, BC V6N 3G3 | Gas Permit | Residential | New | Completed | Residential - Venting, installation and final hook up of 2 gas fireplaces | Galaxy Fireplaces Ltd
GP-2022-03643 | 2022-11-21 | 4063 W 41ST AVENUE, Vancouver, BC V6N 3G3 | Gas Permit | Residential | New | Completed | Residential - gas To construct a 2 storey two-family dwelling with 2 secondary suites located in the Basement with a detached accessory building (garage) and 2 open parking at the rear providing a total of 4 parking spaces, having vehicular access from the lane. 1. Covenant registered at the Land Title Office under CA9266827 2. A/C proposed – Exterior components located in rear yard, Interior component located in closets on second floor. 3. Bar sink not proposed. 4. Schedule B: (XUE LI CHEN, P.Eng, (778)-235-5447) Structural, Architectural Item 1.5 5. Schedule B: (Zhao Guan, P.Eng, (778)-868-5635) Geotechnical 6. HPO: Residential Builder- (Orchid Homes Ltd) | Easyway Plumbing & Heating Ltd
SP-2022-01905 | 2022-11-17 | 4063 W 41ST AVENUE, Vancouver, BC V6N 3G3 | Sprinkler Permit | Residential | New | Completed | Residential - To install fire sprinkler system in Duplex To construct a 2 storey two-family dwelling with 2 secondary suites located in the Basement with a detached accessory building (garage) and 2 open parking at the rear providing a total of 4 parking spaces, having vehicular access from the lane. 1. Covenant registered at the Land Title Office under CA9266827 2. A/C proposed – Exterior components located in rear yard, Interior component located in closets on second floor. 3. Bar sink not proposed. 4. Schedule B: (XUE LI CHEN, P.Eng, (778)-235-5447) Structural, Architectural Item 1.5 5. Schedule B: (Zhao Guan, P.Eng, (778)-868-5635) Geotechnical 6. HPO: Residential Builder- (Orchid Homes Ltd) | Max Fire Pro Ltd
EP-2022-08938 | 2022-10-21 | 4063 W 41ST AVENUE, Vancouver, BC V6N 3G3 | Electrical Permit | Residential | New | Completed | Installation / Repair - Residential - 2FD+2SS - EAST - 4063 W 41ST AV - #1 & #2 WEST - 4065 W 41ST AV - #1 & #2 Rough wire and finishing of duplex units MAX 25A OC FOR 4000W DRYER PROVIDED ON LOAD CALC >DB: To construct a 2 storey two-family dwelling with 2 secondary suites located in the Basement with a detached accessory building (garage) and 2 open parking at the rear providing a total of 4 parking spaces, having vehicular access from the lane. 1. Covenant registered at the Land Title Office under CA9266827 2. A/C proposed – Exterior components located in rear yard, Interior component located in closets on second floor. 3. Bar sink not proposed. AMEND: NOV 28/2022 Electrical Vehicle energy management systems will be installed for car charges. Wall oven has been added in each duplex | Hayat Electrical Ltd
EP-2022-00793 | 2022-02-02 | 4063 W 41ST AVENUE, Vancouver, BC V6N 3G3 | Electrical Permit | Residential | New | Expired | Temporary Power - Residential - To provide temporary power. | Apaar Electrical Ltd
EP-2022-07399 | 2022-09-02 | 4093 W 41ST AVENUE, Vancouver, BC V6N 3G3 | Electrical Permit | Residential | Addition | Completed | Installation / Repair - Residential - Electrical supply for AC -MP-2022-00178 | Milani Electric Limited
MP-2022-00178 | 2022-09-01 | 4093 W 41ST AVENUE, Vancouver, BC V6N 3G3 | Mechanical Permit | NULL | NULL | Completed | NULL | Milani Electric Limited
GP-2022-02876 | 2022-09-23 | 4093 W 41ST AVENUE, Vancouver, BC V6N 3G3 | Gas Permit | Residential | Renovation | Completed | Residential - Re&RE furnace 60.000BTU | Milani Plumbing Heating & Air Conditioning Ltd
GP-2022-02324 | 2022-08-10 | 4093 W 41ST AVENUE, Vancouver, BC V6N 3G3 | Gas Permit | Residential | New | Completed | Residential - Replacing the 50 gallon gas hot water tank | Clearly Plumbing and Drainage Ltd
EP-2022-06110 | 2022-08-17 | 150 W 42ND AVENUE, Vancouver, BC V5Y 2T1 | Electrical Permit | Residential | Renovation | Completed | Installation / Repair - Residential - Service Change from 100 to 200 amp Service Lane Service Entrance with Roof Mast. We will install a 50 amp rec for the car charger. | Hilco Electric (2006) Ltd
EP-2022-09027 | 2022-10-25 | 1030 W 33RD AVENUE, Vancouver, BC V6M 1A2 | Electrical Permit | Residential | Addition | Completed | Installation / Repair - Residential - Install tesla wall connector charger, 60a breaker and 6awg cable. | Rui Power Electric Limited
EP-2023-00957 | 2023-02-06 | 2238 W 2ND AVENUE, Vancouver, BC V6K 1H9 | Electrical Permit | Commercial | Addition | Completed | Installation / Repair - Commercial - EMERGENCY - Maintenance replacement of fire alarm panel. Note: This permit has been issued based on Bulletin 2018-004-BU/EL. | Fina Electrical Systems Ltd
PP-2023-00684 | 2023-03-01 | 2277 W 2ND AVENUE, Vancouver, BC V6K 1H8 | Plumbing Permit | Commercial | Renovation | Completed | Commercial - re and re tub to shower replacement with shower valves for 4 5 replacement basins 1 kitchen sink replacement with dishwasher >BP: Interior alterations to provide improvements to the amenity space on the 10th floor of this multiple dwelling building on this site. Scope of work includes the removal of interior walls, new washrooms, new gas fireplace and range, and new lighting throughout. | Oakdale Plumbing and Heating Ltd
EP-2023-01534 | 2023-03-06 | 2277 W 2ND AVENUE, Vancouver, BC V6K 1H8 | Electrical Permit | Commercial | Renovation | Completed | Installation / Repair - Commercial - All electrical wiring for Amenity space of building >BP: Interior alterations to provide improvements to the amenity space on the 10th floor of this multiple dwelling building on this site. Scope of work includes the removal of interior walls, new washrooms, new gas fireplace and range, and new lighting throughout. OK for Field Review per W.Wong Notes: - Energy Upgrade: E2 - Lighting - Upgrade to Local Control (per 9.4.1.1.(a) of ASHRAE 90.1-2016). - DBI to determine on site if Schedule B, Structural, is required. - DBI to determine on site if a separate sprinkler permit is required. - Schedule B, Electrical, Steven Nemetz, P.Eng, 604-736-6562. Energy checklist is currently no longer required with your Building Permit application. Some supporting documents are still required at BP stage, specifically Envelope and HVAC, if applicable. Service Water Heating and Lighting supporting documents, if applicable, must be submitted with your related trades permits (e.g. electrical and plumbing). All energy upgrades will be checked during inspections stage. It is the applicant's responsibility to identify and note all required upgrades including energy upgrades on their BP drawings at BP stage. | N & M Electric Ltd
EP-2023-02024 | 2023-03-09 | 2277 W 2ND AVENUE, Vancouver, BC V6K 1H8 | Electrical Permit | Commercial | Renovation | Completed | Installation / Repair - Commercial - Network cabling, security alarm, rough wire & completion; automation for lighting. >BP: Interior alterations to provide improvements to the amenity space on the 10th floor of this multiple dwelling building on this site. Scope of work includes the removal of interior walls, new washrooms, new gas fireplace and range, and new lighting throughout. Notes: - Energy Upgrade: E2 - Lighting - Upgrade to Local Control (per 9.4.1.1.(a) of ASHRAE 90.1-2016). - DBI to determine on site if Schedule B, Structural, is required. - DBI to determine on site if a separate sprinkler permit is required. - Schedule B, Electrical, Steven Nemetz, P.Eng, 604-736-6562. | Xon Automation Ltd
GP-2023-00933 | 2023-03-15 | 2277 W 2ND AVENUE, Vancouver, BC V6K 1H8 | Gas Permit | Residential | Renovation | Cancelled | Residential - rough in gas cooktop | Oakdale Plumbing and Heating Ltd
EP-2022-06156 | NULL | 2277 W 2ND AVENUE, Vancouver, BC V6K 1H8 | Electrical Permit | Commercial | Renovation | Withdrawn | Installation / Repair - Commercial - Remove existing back up generator Supply and Install 9kW generator Supply and Install 100A ATS There is currently an existing 3.5kW generator that the annual maintenance company has recommended to be swapped out with a new 9kW generator, due to the age of this machinery. PowerWest (maintenance company) supplied the owner with the following requirements (attached) | Alpine Electric Ltd
EP-2022-01882 | 2022-03-08 | 3338 W 31ST AVENUE, Vancouver, BC V6S 1X7 | Electrical Permit | Residential | New | Completed | Installation / Repair - Residential - lv wiring >BP: 1FD PASSIVE HOUSE To construct a 2 storey + basement one-family dwelling ($860,250) with a detached accessory building (garage), at the rear providing 1 parking space, having vehicular access from the lane. Note: This is a 2 storey building pursuant to the Zoning and Development By-Law 1- Bar/Sink proposed in the basement 2- No A/C unit proposed 3- Schedule B: J. ERIC KARSH P.Eng. 778-233-2048 Structural 4- Schedule B: GEOFFREY G. DYER P.Eng. 604-770-0355 Geotechnical 5-HPO: Residential Builder - ******THIS PERMIT HAS BEEN ISSUED UNDER THE REQUIREMENTS OF VBBL #12511 (2019)****** | Premier Audio & Home Integration Inc
PP-2022-03228 | 2022-09-16 | 3338 W 31ST AVENUE, Vancouver, BC V6S 1X7 | Plumbing Permit | Residential | New | Completed | Residential - 3/4" Backflow preventer installation for lawn sprinklers. | Greener Image Group Inc
EP-2023-04280 | 2023-05-23 | 3338 W 31ST AVENUE, Vancouver, BC V6S 1X7 | Electrical Permit | Residential | Addition | Issued | Installation / Repair - Residential - Installation of security system | ADT Security Services Canada Inc
GP-2023-02192 | 2023-07-24 | 3372 W 31ST AVENUE, Vancouver, BC V6S 1X7 | Gas Permit | Residential | Renovation | Completed | Residential - re re tnakless | Thomson Industries Ltd
MP-2023-01338 | 2023-07-21 | 3372 W 31ST AVENUE, Vancouver, BC V6S 1X7 | Mechanical Permit | NULL | NULL | Completed | NULL | Thomson Industries Ltd
EP-2023-07096 | 2023-08-16 | 3372 W 31ST AVENUE, Vancouver, BC V6S 1X7 | Electrical Permit | Residential | Renovation | Completed | Installation / Repair - Residential - Dedicated circuit for heat pump *MP-2023-01338: Issued (Heating and Cooling) >Permit Amendment Nov 30, 2023 -"Revised load calc, please note as per the last inspection, a load center is installed at the unit with the correct 25amp breaker as was clearly missed at time of inspection" *Document(s) uploaded to "Application Documents" tab for Electrical Inspector review. Documents are at pending status at time of permit amendment approval | Pacific Star Electric Inc
EP-2024-00601 | 2024-01-31 | 3393 W 31ST AVENUE, Vancouver, BC V6S 1X6 | Electrical Permit | Residential | Renovation | Issued | Installation / Repair - Residential - wiring of a kitchen and one bathroom with lights, plugs and switches and led ribbon light >BP: Interior alterations to the kitchen on the main floor of this existing Single Detached House on this site. OK FOR DTI BY J ZHANG. | David Stein
EP-2023-08594 | NULL | 3388 W 33RD AVENUE, Vancouver, BC V6N 2H2 | Electrical Permit | Residential | Renovation | Application Incomplete | Installation / Repair - Residential - 40 amp branch circuit for heat pump -reference: MP-2023-00456 | Vector Home Services Inc
MP-2023-00456 | 2023-03-23 | 3388 W 33RD AVENUE, Vancouver, BC V6N 2H2 | Mechanical Permit | NULL | NULL | Completed | NULL | Vector Home Services Inc
GP-2023-03911 | 2023-12-07 | 3391 W 33RD AVENUE, Vancouver, BC V6N 2H1 | Gas Permit | Residential | Addition | Completed | Residential - 1 - Gas insert fireplace installation | Vaglio Fireplace LTD
MP-2024-00085 | 2024-01-18 | 3564 W 32ND AVENUE, Vancouver, BC V6S 1Z2 | Mechanical Permit | NULL | NULL | Completed | NULL | Moore And Russell Heating And Air Conditioning Ltd
EP-2024-00472 | 2024-01-26 | 3564 W 32ND AVENUE, Vancouver, BC V6S 1Z2 | Electrical Permit | Residential | Tenant Improvement | Issued | Installation / Repair - Residential - ¦ 1FD: HP ¦ Electrical installation for mini split system *MP-2024-00085: Issued (Heating and Cooling) | Moore And Russell Heating And Air Conditioning Ltd
GP-2023-03049 | 2023-10-13 | 3564 W 32ND AVENUE, Vancouver, BC V6S 1Z2 | Gas Permit | Residential | Tenant Improvement | Completed | Residential - Re and Re Furnace | Moore & Russell Heating Ltd
PP-2023-02654 | 2023-07-27 | 3576 W 32ND AVENUE, Vancouver, BC V6S 1Z2 | Plumbing Permit | Residential | New | Completed | Residential - install a backflow (DCVA) for the irrigation system | Litehouse Plumbing & Electrical Ltd
MP-2022-00137 | 2022-08-22 | 3576 W 32ND AVENUE, Vancouver, BC V6S 1Z2 | Mechanical Permit | NULL | NULL | Issued | NULL | Tek Climate Heating & Air Conditioning Ltd
PP-2022-00803 | 2022-03-09 | 3576 W 32ND AVENUE, Vancouver, BC V6S 1Z2 | Plumbing Permit | Residential | New | Issued | Residential - 1FD - #1 - Plumbing and heating To construct a 2 storey one-family dwelling with basement and a surface parking at the rear having vehicular access from the lane. The entire building to be sprinklered to NFPA 13D. 1. A/C unit in rear yard 2. Covenant registered under CA8835848 2. Bar sink located in Rec room | West Point Plumbing & Heating Ltd
EP-2022-02904 | 2022-05-16 | 3576 W 32ND AVENUE, Vancouver, BC V6S 1Z2 | Electrical Permit | Residential | New | Issued | Installation / Repair - Residential - NEW SFD WIRING >BP: To construct a 2 storey one-family dwelling with basement and a surface parking at the rear having vehicular access from the lane. The entire building to be sprinklered to NFPA 13D. 1. A/C unit in rear yard 2. Covenant registered under CA8835848 2. Bar sink located in Rec room 3. Schedule B Antony Wang P.Eng (604-618-6236) Structural & Geotechnical 4. BC Housing Pridwen Construction Ltd Note: This is a 2 storey building pursuant to the Zoning and Development By-Law ******THIS PERMIT HAS BEEN ISSUED UNDER THE REQUIREMENTS OF VBBL 2019****** All rooms adjacent to East and West exposing building face shall be sprinklered. "Combustible projections or roof soffits on an exposing building face shall not project to less than .45m from the property line and shall be in compliance with VBBL 2019 9.10.15.5.(9)" Addressing data: #1-3576 W 32nd Av - One Family Dwelling Amend: Aug 11, 2022 service change to 200 A | Central Power Group Ltd
NULL | NULL | 3576 W 32ND AVENUE, Vancouver, BC V6S 1Z2 | Electrical Permit | Residential | New | Withdrawn | Installation / Repair - Residential - new sfd wiring | Central Power Group Ltd
EP-2022-04288 | 2022-05-25 | 3576 W 32ND AVENUE, Vancouver, BC V6S 1Z2 | Electrical Permit | Residential | New | Issued | Installation / Repair - Residential - LOW VOLTAGE WIRING for new SFD for: TV ,data, security alarm, camera ,home automation -Low voltage data,TV,,telephone,intercom,security camera wiring and finishing , >BP: To construct a 2 storey one-family dwelling with basement and a surface parking at the rear having vehicular access from the lane. The entire building to be sprinklered to NFPA 13D. 1. A/C unit in rear yard 2. Covenant registered under CA8835848 2. Bar sink located in Rec room 3. Schedule B Antony Wang P.Eng (604-618-6236) Structural & Geotechnical 4. BC Housing Pridwen Construction Ltd | Ema Electric Ltd
GP-2022-01750 | 2022-06-09 | 3576 W 32ND AVENUE, Vancouver, BC V6S 1Z2 | Gas Permit | Residential | New | Issued | Residential - Installation of 1 gas permit - venting and hook up only >BP: To construct a 2 storey one-family dwelling with basement and a surface parking at the rear having vehicular access from the lane. The entire building to be sprinklered to NFPA 13D. 1. A/C unit in rear yard 2. Covenant registered under CA8835848 2. Bar sink located in Rec room 3. Schedule B Antony Wang P.Eng (604-618-6236) Structural & Geotechnical 4. BC Housing Pridwen Construction Ltd Note: This is a 2 storey building pursuant to the Zoning and Development By-Law ******THIS PERMIT HAS BEEN ISSUED UNDER THE REQUIREMENTS OF VBBL 2019****** All rooms adjacent to East and West exposing building face shall be sprinklered. "Combustible projections or roof soffits on an exposing building face shall not project to less than .45m from the property line and shall be in compliance with VBBL 2019 9.10.15.5.(9)" | Urban Fireplaces Ltd
GP-2022-01757 | 2022-06-09 | 3576 W 32ND AVENUE, Vancouver, BC V6S 1Z2 | Gas Permit | Residential | New | Issued | Residential - To install boiler range BBQ and fireplace There is pipping for fireplace and BBQ >To construct a 2 storey one-family dwelling with basement and a surface parking at the rear having vehicular access from the lane. The entire building to be sprinklered to NFPA 13D. 1. A/C unit in rear yard 2. Covenant registered under CA8835848 2. Bar sink located in Rec room 3. Schedule B Antony Wang P.Eng (604-618-6236) Structural & Geotechnical 4. BC Housing Pridwen Construction Ltd Note: This is a 2 storey building pursuant to the Zoning and Development By-Law ******THIS PERMIT HAS BEEN ISSUED UNDER THE REQUIREMENTS OF VBBL 2019****** All rooms adjacent to East and West exposing building face shall be sprinklered. "Combustible projections or roof soffits on an exposing building face shall not project to less than .45m from the property line and shall be in compliance with VBBL 2019 9.10.15.5.(9)" | JOT MECHANICAL LTD
SP-2022-00956 | 2022-06-14 | 3576 W 32ND AVENUE, Vancouver, BC V6S 1Z2 | Sprinkler Permit | Residential | New | Issued | Residential - 1FD - #1 - NEW HOME To construct a 2 storey one-family dwelling with basement and a surface parking at the rear having vehicular access from the lane. The entire building to be sprinklered to NFPA 13D. 1. A/C unit in rear yard 2. Covenant registered under CA8835848 2. Bar sink located in Rec room | SBMS Construction Ltd
EP-2023-04384 | 2023-05-18 | 3588 W 32ND AVENUE, Vancouver, BC V6S 1Z2 | Electrical Permit | Residential | New | Issued | Temporary Power - Residential - To provide temporary power. | AIGO TECHNOLOGY INC
PP-2023-03678 | 2023-10-19 | 3588 W 32ND AVENUE, Vancouver, BC V6S 1Z2 | Plumbing Permit | Residential | New | Issued | Residential - Single home dwelling new plumbing rough-in and fixture installation >BP: To construct a 2 storey + basement one-family dwelling with a detached accessory building (garage), at the rear providing 2 parking spaces, having vehicular access from the lane. Note: Parking for the site has been provided under DB-2022-05174 (Laneway House) The entire building, INCLUDING THE ATTACHED GARAGE (if applicable), to be sprinklered to NFPA 13D. Note: This is a 2 storey building pursuant to the Zoning and Development By-Law 1- Covenant to be registered prior to sheathing inspection 2- No strata titling permitted 3- Bar/Sink proposed in basement 4- Internal mechanical unit proposed on second storey 5- Schedule B: Tsung-Hua Yang P.Eng (604.729.0585) Structural & Geotechnical 6-HPO: Residential Builder - Ao Jie Xu | AVATAR PLUMBING AND HEATING LTD
MP-2023-01910 | 2023-10-25 | 3588 W 32ND AVENUE, Vancouver, BC V6S 1Z2 | Mechanical Permit | NULL | NULL | Issued | NULL | AVATAR PLUMBING AND HEATING LTD
PP-2023-03051 | 2023-08-29 | 3588 W 32ND AVENUE, Vancouver, BC V6S 1Z2 | Plumbing Permit | Residential | New | Issued | Residential - 1FD - #1 - Sumps Installation | Apollo Excavating & Civil Works Ltd.
EP-2023-07270 | 2023-08-21 | 3588 W 32ND AVENUE, Vancouver, BC V6S 1Z2 | Electrical Permit | Residential | New | Issued | Installation / Repair - Residential - ¦ 1FD- 200A ¦ This is a new address is 3588 W32nd Ae , all outlets, roughing and connection, lighting system, and all electrical equipment connection. In rough in procedure also pre-wire the data and TV communication cables. 2 Electrical Meter system One meter for LWH :200A. One meter for Main unit: 200A. total Service:400A *An approved mechanical permit is required for the installation of air conditioning or heat pump unit at the time of installation before an electrical inspection will be performed *An approved mechanical permit is required for the installation of air conditioning/ heat Pump before an electrical inspection will be performed >BP: To construct a 2 storey + basement one-family dwelling ($1,005,500) with a detached accessory building (garage), at the rear providing 2 parking spaces, having vehicular access from the lane. Note: Parking for the site has been provided under DB-2022-05174 (Laneway House) The entire building, INCLUDING THE ATTACHED GARAGE (if applicable), to be sprinklered to NFPA 13D. Note: This is a 2 storey building pursuant to the Zoning and Development By-Law 1- Covenant to be registered prior to sheathing inspection 2- No strata titling permitted 3- Bar/Sink proposed in basement 4- Internal mechanical unit proposed on second storey 5- Schedule B: Tsung-Hua Yang P.Eng (604.729.0585) Structural & Geotechnical 6-HPO: Residential Builder - Ao Jie Xu ***This permit is issued under the VBBL 2019, with updated energy requirements as per bylaw # 12997 effective Jan 01, 2022.*** | AIGO TECHNOLOGY INC
GP-2024-00043 | 2024-01-08 | 3588 W 32ND AVENUE, Vancouver, BC V6S 1Z2 | Gas Permit | Residential | Addition | Issued | Residential - Gas fireplace installation >BP: To construct a 2 storey + basement one-family dwelling ($1,005,500) with a detached accessory building (garage), at the rear providing 2 parking spaces, having vehicular access from the lane. | Vaglio Fireplace LTD
SP-2023-02318 | 2024-01-04 | 3588 W 32ND AVENUE, Vancouver, BC V6S 1Z2 | Sprinkler Permit | Residential | New | Issued | Residential - To Install 35 sprinkler heads >BP: To construct a 2 storey + basement one-family dwelling with a detached accessory building (garage), at the rear providing 2 parking spaces, having vehicular access from the lane. Note: Parking for the site has been provided under DB-2022-05174 (Laneway House) The entire building, INCLUDING THE ATTACHED GARAGE (if applicable), to be sprinklered to NFPA 13D. Note: This is a 2 storey building pursuant to the Zoning and Development By-Law 1- Covenant to be registered prior to sheathing inspection 2- No strata titling permitted 3- Bar/Sink proposed in basement 4- Internal mechanical unit proposed on second storey 5- Schedule B: Tsung-Hua Yang P.Eng (604.729.0585) Structural & Geotechnical 6-HPO: Residential Builder - Ao Jie Xu | General Sprinkler Systems Ltd
MP-2023-02139 | 2023-12-03 | 3588 W 32ND AVENUE, Vancouver, BC V6S 1Z2 | Mechanical Permit | NULL | NULL | Issued | NULL | Power Cool Electrical & Refrigeration Mech Ltd
GP-2022-02766 | 2022-09-14 | 3914 W 32ND AVENUE, Vancouver, BC V6S 1Z3 | Gas Permit | Residential | Renovation | Completed | Residential - Decommission and remove furnace Install Heat Pump | Ashton Service Group/Ashton Mechanical Ltd.
GP-2023-03032 | 2023-10-12 | 3930 W 32ND AVENUE, Vancouver, BC V6S 1Z3 | Gas Permit | Residential | Tenant Improvement | Completed | Residential - Install furnace | 0704121 BC Ltd
GP-2022-02337 | 2022-08-09 | 3949 W 32ND AVENUE, Vancouver, BC V6S 1Z4 | Gas Permit | Residential | Renovation | Completed | Residential - Replace gas furnace in basement. | Canadian Care Heating & Cooling Ltd
GP-2022-02325 | 2022-08-08 | 3980 W 32ND AVENUE, Vancouver, BC V6S 1Z3 | Gas Permit | Residential | Renovation | Completed | Residential - Re & Re Combi Boiler | Eaton's Heating Ltd
GP-2023-03442 | 2023-11-07 | 3980 W 32ND AVENUE, Vancouver, BC V6S 1Z3 | Gas Permit | Residential | New | Issued | Residential - 2 Gas fireplace installation | 496302 BC Ltd
EP-2022-02916 | 2022-04-14 | 4008 W 32ND AVENUE, Vancouver, BC V6S 1Z6 | Electrical Permit | Residential | Tenant Improvement | Completed | Installation / Repair - Residential - 200amp service upgrade Amend: Apr 27, 2022 job value - increase by $2000 Amend: May 18, 2022 add an additional $2000 to the total | DLP Electrical Ltd
PP-2022-00726 | 2022-03-03 | 4008 W 32ND AVENUE, Vancouver, BC V6S 1Z6 | Plumbing Permit | Residential | New | Completed | Residential - Install a DCVA for lawn irrigation | University Sprinkler Systems Incorporated
GP-2023-02512 | 2023-08-29 | 2221 W 34TH AVENUE, Vancouver, BC V6M 1G5 | Gas Permit | Residential | Renovation | Issued | Residential - Decommission and remove boiler and install new boiler. | Ashton Service Group/Ashton Mechanical Ltd.
MP-2022-00013 | 2022-07-13 | 2222 W 34TH AVENUE, Vancouver, BC V6M 1G6 | Mechanical Permit | NULL | NULL | Completed | NULL | Moore And Russell Heating And Air Conditioning Ltd
GP-2023-01851 | 2023-06-17 | 2236 W 34TH AVENUE, Vancouver, BC V6M 1G6 | Gas Permit | Residential | New | Completed | Residential - Gas range re/re | Super Tech Appliances Installation Ltd
EP-2022-08875 | 2022-10-19 | 2268 W 34TH AVENUE, Vancouver, BC V6M 1G6 | Electrical Permit | Residential | Addition | Expired | Installation / Repair - Residential - install 40 amp 240 volt wall receptacle for EV charger in the garage. | Quality Electric Ltd
EP-2022-00594 | 2022-01-26 | 2388 W 34TH AVENUE, Vancouver, BC V6M 1G7 | Electrical Permit | Residential | New | Expired | Temporary Power - Residential - To provide temporary power. | Samreet Electrical Services Ltd
PP-2022-00970 | 2022-03-23 | 2388 W 34TH AVENUE, Vancouver, BC V6M 1G7 | Plumbing Permit | Residential | New | Issued | Residential - Install 2 outside sumps, no pump | Canadian Excavating Ltd
PP-2022-01911 | 2022-06-08 | 2388 W 34TH AVENUE, Vancouver, BC V6M 1G7 | Plumbing Permit | Residential | New | Issued | Residential - plumbing: >BP: To construct a 2-storey one-family dwelling with a surface parking pad at the rear having vehicular access from the lane. The entire building to be sprinklered to NFPA 13D. This Building Permit will remain in a suspended status until the associated (green) Demolition Permit BP-2021-05640 is completed. 1. Covenant registered at the Land Title Office under CA9341432 2. No strata titling permitted 3. A/C unit proposed in rear yard 4. Bar sink located in recreation room 5. Schedule B Jason Hui P.Eng (778-319-3403) Structural & Geotechnical 6. BC Housing Rishi Holdings Ltd Note: Parking on this site has been provided under DB-2021-03630 Note: This is a 2 storey building pursuant to the Zoning and Development By-Law ******THIS PERMIT HAS BEEN ISSUED UNDER THE REQUIREMENTS OF VBBL 2019****** All rooms adjacent to South exposing building face shall be sprinklered. "Combustible projections or roof soffits on an exposing building face shall not project to less than .45m from the property line and shall be in compliance with VBBL 2019 9.10.15.5.(9)" | Blueline Plumbing & Heating Ltd
SP-2022-01812 | 2022-11-02 | 2388 W 34TH AVENUE, Vancouver, BC V6M 1G7 | Sprinkler Permit | Residential | New | Issued | Residential - Install sprinklers in sfd >BP: To construct a 2-storey one-family dwelling with a surface parking pad at the rear having vehicular access from the lane. The entire building to be sprinklered to NFPA 13D. This Building Permit will remain in a suspended status until the associated (green) Demolition Permit BP-2021-05640 is completed. 1. Covenant registered at the Land Title Office under CA9341432 2. No strata titling permitted 3. Rev#1: Heat pump unit proposed in rear yard 4. Bar sink located in recreation room 5. Schedule B Jason Hui P.Eng (778-319-3403) Structural & Geotechnical 6. BC Housing Rishi Holdings Ltd Note: Parking on this site has been provided under DB-2021-03630 Note: This is a 2 storey building pursuant to the Zoning and Development By-Law ******THIS PERMIT HAS BEEN ISSUED UNDER THE REQUIREMENTS OF VBBL 2019****** | Gold Key Fire Protection Ltd
EP-2022-05361 | 2022-06-27 | 2388 W 34TH AVENUE, Vancouver, BC V6M 1G7 | Electrical Permit | Residential | New | Issued | Installation / Repair - Residential - NEW ELECTRICAL WIRING WILL BE INSTALL >BP: To construct a 2-storey one-family dwelling with a surface parking pad at the rear having vehicular access from the lane. The entire building to be sprinklered to NFPA 13D. This Building Permit will remain in a suspended status until the associated (green) Demolition Permit BP-2021-05640 is completed. 1. Covenant registered at the Land Title Office under CA9341432 2. No strata titling permitted 3. A/C unit proposed in rear yard 4. Bar sink located in recreation room 5. Schedule B Jason Hui P.Eng (778-319-3403) Structural & Geotechnical 6. BC Housing Rishi Holdings Ltd Note: Parking on this site has been provided under DB-2021-03630 Note: This is a 2 storey building pursuant to the Zoning and Development By-Law ******THIS PERMIT HAS BEEN ISSUED UNDER THE REQUIREMENTS OF VBBL 2019****** All rooms adjacent to South exposing building face shall be sprinklered. "Combustible projections or roof soffits on an exposing building face shall not project to less than .45m from the property line and shall be in compliance with VBBL 2019 9.10.15.5.(9)" Amend: July 22, 2022 REVISED LOAD CAL -There is no change in load calculation ,main service will be 400 amps ,load calculation remain same as per uploaded file ,during ,last inspection inspector said need to amend permit for 400 amps AMEND: FEB 16/2023 PER DEI ADD $15,000 TO TOTAL INSTALLATION VALUE - RH | AMJ ELECTRIC SERVICES INC
GP-2022-02918 | 2023-01-31 | 2388 W 34TH AVENUE, Vancouver, BC V6M 1G7 | Gas Permit | Residential | New | Issued | Residential - main house to install 1 boiler 1 range 1 cooktop 1 bbq 1 fireplace 1 fire pit fireplace piping only #3 LWH to install 1 boiler >BP: To construct a 2-storey one-family dwelling with a surface parking pad at the rear having vehicular access from the lane. The entire building to be sprinklered to NFPA 13D. 1. Covenant registered at the Land Title Office under CA9341432 2. No strata titling permitted 3. Rev#1: Heat pump unit proposed in rear yard 4. Bar sink located in recreation room | Symbolistic Heating Ltd
PP-2023-02564 | 2023-07-19 | 2388 W 34TH AVENUE, Vancouver, BC V6M 1G7 | Plumbing Permit | Residential | New | Issued | Residential - Install 3/4" backflow prevention device for irrigation | M&M Industries Ltd
NULL | NULL | 2388 W 34TH AVENUE, Vancouver, BC V6M 1G7 | Mechanical Permit | NULL | NULL | Draft | NULL | Blueline Plumbing & Heating Ltd
MP-2023-00511 | 2023-03-28 | 2388 W 34TH AVENUE, Vancouver, BC V6M 1G7 | Mechanical Permit | NULL | NULL | Issued | NULL | Blueline Plumbing & Heating Ltd
MP-2023-00648 | 2023-04-17 | 2388 W 34TH AVENUE, Vancouver, BC V6M 1G7 | Mechanical Permit | NULL | NULL | Issued | NULL | Century Twenty One Gas & Heating Co. Ltd
NULL | NULL | 2388 W 34TH AVENUE, Vancouver, BC V6M 1G7 | Mechanical Permit | NULL | NULL | Withdrawn | NULL | Blueline Plumbing & Heating Ltd
GP-2023-02399 | 2023-08-16 | 2398 W 34TH AVENUE, Vancouver, BC V6M 1G7 | Gas Permit | Residential | Renovation | Completed | Residential - Boiler replacement | Maple Furnace Heating & Air Conditioning
EP-2023-09467 | 2023-11-09 | 2399 W 34TH AVENUE, Vancouver, BC V6M 1G8 | Electrical Permit | Residential | New | Issued | Installation / Repair - Residential - New sfd with second suite wiring >BP: To construct a 2 storey single detached house with a secondary suite located in basement with a detached accessory building (garage), at the rear providing 4 parking spaces, having vehicular access from the lane. *This Building Permit will remain in a suspended status until the associated (green) Demolition Permit BP-2023-0018 is completed. Note: This is a 2 storey building pursuant to the Zoning and Development By-Law ******THIS PERMIT HAS BEEN ISSUED UNDER THE REQUIREMENTS OF VBBL 2019****** ***This permit is issued under the VBBL 2019, with updated energy requirements as per bylaw # 12997 effective Jan 01, 2022.*** The entire building to be sprinklered to NFPA 13D. 1. Covenant registered at the Land Title Office under CB538031 2. No strata titling permitted 3. External mechanical unit proposed in rear yard 4. Bar sink located in lower floor rec room 5. Schedule B Antony Wang P.Eng (604-618-6236) Structural 6. Schedule B Karim Karimzadegan P.Eng (604-990-0546) Geotechnical Report 7. BC Housing Vantac Management Ltd As shown on the building permit floor plans and/or elevations, exit protection is required to be provided in accordance with Articles 9.9.4.4., 9.9.4.6., and/or 9.37.2.8. of the 2019 VBBL. All rooms adjacent to East and West exposing building face shall be sprinklered. "Combustible projections or roof soffits on an exposing building face shall not project to less than .45m from the property line and shall be in compliance with VBBL 2019 9.10.15.5.(9) | Central Power Group Ltd
PP-2023-04314 | 2023-12-13 | 2399 W 34TH AVENUE, Vancouver, BC V6M 1G8 | Plumbing Permit | Residential | New | Issued | Residential - 1FD+SS - #1 & #2 - Plumbing on all 3 floors >BP: To construct a 2 storey single detached house with a secondary suite located in basement with a detached accessory building (garage), at the rear providing 4 parking spaces, having vehicular access from the lane. Note: This is a 2 storey building pursuant to the Zoning and Development By-Law ***This permit is issued under the VBBL 2019, with updated energy requirements as per bylaw # 12997 effective Jan 01, 2022.*** The entire building to be sprinklered to NFPA 13D. 1. Covenant registered at the Land Title Office under CB538031 2. No strata titling permitted 3. External mechanical unit proposed in rear yard 4. Bar sink located in lower floor rec room | Atlantis Plumbing & Heating Ltd
PP-2024-00193 | 2024-01-25 | 2399 W 34TH AVENUE, Vancouver, BC V6M 1G8 | Plumbing Permit | Residential | New | Issued | Residential - To install 1 gravity sump | Trust Excavation & Demolition Ltd
EP-2023-06757 | 2023-07-25 | 2399 W 34TH AVENUE, Vancouver, BC V6M 1G8 | Electrical Permit | Residential | New | Issued | Temporary Power - Residential - To provide temporary power. | Aidea Solutions Ltd
EP-2023-04767 | 2023-06-07 | 2399 W 34TH AVENUE, Vancouver, BC V6M 1G8 | Electrical Permit | Residential | Renovation | Issued | Installation / Repair - Residential - inspect the electric work of the house which the power has been cutted. then request hydro to reconnect the power. | Aidea Solutions Ltd
NULL | NULL | 2426 W 34TH AVENUE, Vancouver, BC V6M 1G7 | Electrical Permit | Residential | Renovation - Dwelling Unit(s) only | Draft | Installation / Repair - Residential - installation of new washer and dryer | NULL
EP-2023-04477 | 2023-06-01 | 2426 W 34TH AVENUE, Vancouver, BC V6M 1G7 | Electrical Permit | Residential | Addition | Completed | Installation / Repair - Residential - Install a dryer outlet -CF-2023-003116 -the wire is going through inside the drywall from basement panel to the first floor storage room. but not through fire rated walls | Zuoyuan Liu
NULL | NULL | 2426 W 34TH AVENUE, Vancouver, BC V6M 1G7 | Electrical Permit | Residential | Renovation - Dwelling Unit(s) only | Draft | Installation / Repair - Residential - install new washer & dryer | A1 Cheema Electrical Ltd
NULL | NULL | 2426 W 34TH AVENUE, Vancouver, BC V6M 1G7 | Electrical Permit | Residential | Renovation - Dwelling Unit(s) only | Draft | Installation / Repair - Residential - install new washer/dryer on the main floor | NULL
NULL | NULL | 2475 W 34TH AVENUE, Vancouver, BC V6M 1G8 | Electrical Permit | Residential | Addition | Withdrawn | Installation / Repair - Residential - upgrade home line 150A panel to 200A | Christopher Livingston
GP-2022-03736 | 2022-11-25 | 2811 W 35TH AVENUE, Vancouver, BC V6N 2M3 | Gas Permit | Residential | Renovation | Completed | Residential - Replace gas furnace | BNA Systems Inc and/or Kirkland Metal Shop Ltd
GP-2022-02831 | 2022-09-21 | 2813 W 35TH AVENUE, Vancouver, BC V6N 2M3 | Gas Permit | Residential | Renovation | Completed | Residential - Install boiler only -reference: CF-2022-008295 | JOT MECHANICAL LTD
GP-2022-04154 | 2022-12-28 | 2871 W 35TH AVENUE, Vancouver, BC V6N 2M3 | Gas Permit | Residential | Renovation | Completed | Residential - Remove old boiler and reinstall to a high efficiency condensing boiler | HOMEGROWN MECHANICAL LTD
EP-2023-02336 | 2023-03-19 | 2879 W 35TH AVENUE, Vancouver, BC V6N 2M3 | Electrical Permit | Residential | New | Issued | Temporary Power - Residential - To provide temporary power. | SCS Electrical Services Ltd
MP-2023-02082 | 2023-11-25 | 2879 W 35TH AVENUE, Vancouver, BC V6N 2M3 | Mechanical Permit | NULL | NULL | Issued | NULL | T Paradiso Plumbing & Hot Water Heating Inc
PP-2023-03997 | 2023-11-14 | 2879 W 35TH AVENUE, Vancouver, BC V6N 2M3 | Plumbing Permit | Residential | New | Issued | Residential - 1FD+SS- #1 & #2 - plumbing on all 3 floors >DB: To construct a 2 storey + basement one-family dwelling with a secondary suite located in the basement with an attached garage to Laneway house and open parking space, at the rear providing 2 parking spaces, having vehicular access from the lane. Note: This is a 2 storey building pursuant to the Zoning and Development By-Law 1- Covenant registered at the Land Title Office under CB663010 2- External mechanical unit proposed in rear yard ***This permit is issued under the VBBL 2019, with updated energy requirements as per bylaw # 12997 effective Jan 01, 2022.*** The entire building, to be sprinklered to NFPA 13D. ******THIS PERMIT HAS BEEN ISSUED UNDER THE REQUIREMENTS OF VBBL #12511 (2019)****** | T Paradiso Plumbing & Hot Water Heating Inc
PP-2023-03050 | 2023-08-29 | 2879 W 35TH AVENUE, Vancouver, BC V6N 2M3 | Plumbing Permit | Residential | New | Issued | Residential - Install 2 outside sumps without pumps >>>>Sept 6/2023-AMEND Change one outside sump to pumped storm sump NOTE: Engineering Assurance letter will be submitted to the Plumbing Inspector on the site. Letter shall conform to the requirements of Vancouver Bulletin 2000-008-EL/PL. | Octiscapes Site Services Ltd
GP-2022-00656 | 2022-03-02 | 2895 W 35TH AVENUE, Vancouver, BC V6N 2M3 | Gas Permit | Residential | Renovation | Completed | Residential - re & re furnace | High Mark Mechanical Services Ltd
NULL | NULL | 2906 W 35TH AVENUE, Vancouver, BC V6N 2M6 | Plumbing Permit | Residential | New | Draft | Residential - Outhouse Sanitary, Storm and Waterline | G & H Demolition & Excavation Ltd.
EP-2022-04058 | 2022-05-18 | 2906 W 35TH AVENUE, Vancouver, BC V6N 2M6 | Electrical Permit | Residential | New | Completed | Installation / Repair - Residential - primary house power reconnect to temp power and new meter base. re: Building 1 (Existing) 2906 W 35th Av - One Dwelling Building 2 - NEW 5139 Mackenzie St - Laneway House (1 storey) | Central Power Group Ltd
PP-2023-02359 | 2023-07-05 | 2092 W 2ND AVENUE, Vancouver, BC V6J 1J4 | Plumbing Permit | Commercial | Addition | Completed | Commercial - Addition of backflow device | Tri-City Plumbing & Heating Ltd
EP-2022-09034 | 2022-10-25 | 2140 W 2ND AVENUE, Vancouver, BC V6K 1H6 | Electrical Permit | Residential | Renovation | Completed | Installation / Repair - Residential - Fire Alarm panel has failed an annual inspection and needs to be replaced. Note: This permit has been issued based on Bulletin 2018-004-BU/EL. This fire alarm system upgrade is limited only to the replacement of existing panel without altering the existing wiring or outlet boxes. | 0777792 BC Ltd
PP-2022-04464 | 2022-12-14 | 3105 W 29TH AVENUE, Vancouver, BC V6L 1Y5 | Plumbing Permit | Residential | New | Issued | Residential - Sump | Finest Construction & Renovation Ltd
EP-2022-08312 | 2022-11-15 | 3105 W 29TH AVENUE, Vancouver, BC V6L 1Y5 | Electrical Permit | Residential | New | Issued | Installation / Repair - Residential - new single house wiring To construct a 2 storey + basement one-family dwelling with a secondary suite located in the basement. 1- Covenant registered at the Land Title Office under CB18621 2- No strata titling permitted 3- No Bar sink proposed 4- A/C unit proposed in rear yard & second storey 5- Schedule B: Wei Zheng Su P.Eng (778.707.7360) Structural & Geotechnical 6- HPO: Residential Builder - Bold Properties Inc. | SS Electrical Limited
EP-2022-05785 | 2022-07-09 | 3105 W 29TH AVENUE, Vancouver, BC V6L 1Y5 | Electrical Permit | Residential | New | Expired | Temporary Power - Residential - To provide temporary power. | SS Electrical Limited
SP-2023-01312 | 2023-07-20 | 3105 W 29TH AVENUE, Vancouver, BC V6L 1Y5 | Sprinkler Permit | Residential | New | Issued | Residential - 1FD+SS - #1 & #2 - new single house >DB: To construct a 2 storey + basement one-family dwelling with a secondary suite located in the basement. 1- Covenant registered at the Land Title Office under CB18621 2- No strata titling permitted 3- No Bar sink proposed 4- A/C unit proposed in rear yard & second storey ******THIS PERMIT HAS BEEN ISSUED UNDER THE REQUIREMENTS OF VBBL #12511 (2019)****** | Yu Fire Protection Inc.
EP-2023-06836 | 2023-07-26 | 3105 W 29TH AVENUE, Vancouver, BC V6L 1Y5 | Electrical Permit | Residential | New | Issued | Temporary Power - Residential - To provide temporary power. | SS Electrical Limited
GP-2023-01755 | 2023-06-06 | 3105 W 29TH AVENUE, Vancouver, BC V6L 1Y5 | Gas Permit | Residential | New | Issued | Residential - 1 gas fireplace venting and hook up only >BP: To construct a 2 storey + basement one-family dwelling with a secondary suite | Urban Fireplaces Ltd
PP-2023-01241 | 2023-04-11 | 3105 W 29TH AVENUE, Vancouver, BC V6L 1Y5 | Plumbing Permit | Residential | New | Issued | Residential - new plumbing works >BP: To construct a 2 storey + basement one-family dwelling with a secondary suite ($752,485) located in the basement. 1- Covenant registered at the Land Title Office under CB18621 2- No strata titling permitted 3- No Bar sink proposed 4- A/C unit proposed in rear yard & second storey 5- Schedule B: Wei Zheng Su P.Eng (778.707.7360) Structural & Geotechnical 6- HPO: Residential Builder - Bold Properties Inc. April 13/2023-AMEND add additional inside sump to permit | Lucky Five Eight Plumbing & Heating Ltd
MP-2023-00715 | 2023-04-27 | 3105 W 29TH AVENUE, Vancouver, BC V6L 1Y5 | Mechanical Permit | NULL | NULL | Issued | NULL | Lucky Five Eight Plumbing & Heating Ltd
EP-2023-10465 | 2023-11-23 | 3105 W 29TH AVENUE, Vancouver, BC V6L 1Y5 | Electrical Permit | Residential | New | Issued | Installation / Repair - Residential - Low Voltage cctv, data, tel, intercom, AV Rough in and security alarm finishing >BP: To construct a 2 storey + basement one-family dwelling ($752,485) with a secondary suite located in the basement. | SHS Alarm BC Ltd
GP-2023-03954 | 2023-12-13 | 3105 W 29TH AVENUE, Vancouver, BC V6L 1Y5 | Gas Permit | Residential | New | Issued | Residential - 1 Water Heater, 1 Boiler, 1 Range & 1 BBQ >BP: To construct a 2 storey + basement one-family dwelling ($752,485) with a secondary suite located in the basement. | Lucky Five Eight Plumbing & Heating Ltd
PP-2022-00417 | 2022-02-09 | 3115 W 29TH AVENUE, Vancouver, BC V6L 1Y5 | Plumbing Permit | Residential | New | Completed | Residential - 1FD - lawn irrigation work To construct a 2 storey + cellar one-family dwelling ($752,325.00) with a detached accessory building (garage), at the rear providing 3 parking spaces, having vehicular access from the lane. Note: This is a 2 storey building pursuant to the Zoning and Development By-Law 1- Bar/Sink proposed in basement Rec Room 2- A/C unit proposed in the rear sunken patio | Feli Plumbing and Heating
GP-2023-01148 | 2023-04-04 | 3159 W 29TH AVENUE, Vancouver, BC V6L 1Y5 | Gas Permit | Residential | Renovation | Completed | Residential - Re&re Boiler | Milani Plumbing Heating & Air Conditioning Ltd
GP-2022-04026 | 2022-12-16 | 3193 W 29TH AVENUE, Vancouver, BC V6L 1Y5 | Gas Permit | Residential | Renovation | Completed | Residential - Hot Water Heater Replacement | Hillcrest Plumbing & Heating (1991) Ltd
GP-2022-00114 | 2022-01-14 | 4050 W 30TH AVENUE, Vancouver, BC V6S 1X5 | Gas Permit | Residential | Renovation | Completed | Residential - Fulgor 36" Gas Cooktop | Han Appliances & Refrigeration Ltd
GP-2022-01831 | 2022-06-15 | 4050 W 30TH AVENUE, Vancouver, BC V6S 1X5 | Gas Permit | Residential | Renovation - Dwelling Unit(s) only | Completed | Residential - On-Demand Water Heater installation | Reid Brothers Plumbing & Heating Ltd
EP-2022-05025 | 2022-06-24 | 4068 W 30TH AVENUE, Vancouver, BC V6S 1X5 | Electrical Permit | Residential | Renovation | Issued | Installation / Repair - Residential - 1)Install NMD90 cable for EV charger in garage. 2) Install new electrical panel into garage fed from existing meter. | Daniel Topping
GP-2023-04042 | 2023-12-19 | 4078 W 30TH AVENUE, Vancouver, BC V6S 1X5 | Gas Permit | Residential | Renovation | Issued | Residential - replacement of boiler | Heatex Furnace Ltd
EP-2022-06442 | 2022-08-03 | 4093 W 30TH AVENUE, Vancouver, BC V6S 1X4 | Electrical Permit | Residential | Addition | Completed | Installation / Repair - Residential - To wire new circuit for heat condenser | V & N Electric Ltd
GP-2023-00967 | 2023-03-17 | 4093 W 30TH AVENUE, Vancouver, BC V6S 1X4 | Gas Permit | Residential | Renovation | Completed | Residential - boiler replacement | Reid Brothers Plumbing & Heating Ltd
MP-2023-01143 | 2023-06-22 | 4093 W 30TH AVENUE, Vancouver, BC V6S 1X4 | Mechanical Permit | NULL | NULL | Completed | NULL | Reid Brothers Plumbing & Heating Ltd
SP-2023-01006 | 2023-07-18 | 2608 W 31ST AVENUE, Vancouver, BC V6L 1Z8 | Sprinkler Permit | Residential | New | Issued | Residential - Installation of new fire sprinkler system >BP: To construct a 2 storey + basement one-family dwelling with a detached accessory building (garage), at the rear providing 4 parking spaces, having vehicular access from the lane. Note: This is a 2 storey building pursuant to the Zoning and Development By-Law 1- Bar/Sink proposed in 2- HEAT PUMP unit proposed 3- Schedule D: Julio Reynel-Gracia P Eng (778) 998-0709 4- Schedule B: Christopher Man P Eng 604-874-3237 Structural 5- Schedule B: Geoffrey G Dyer P Eng 604-770-0355 Geotechnical 6- Schedule B: Arch: Julio Reynel-Gracia P Eng (778) 998-0709 7- HPO: Residential Builder – LDJ Contracting (2016) Ltd 8- Entire Building to have NFPA 13-D | Fire Busters Inc
EP-2023-03206 | 2023-04-13 | 2608 W 31ST AVENUE, Vancouver, BC V6L 1Z8 | Electrical Permit | Residential | New | Issued | Temporary Power - Residential - To provide temporary power. | Faraday Electrical Contractors Ltd
GP-2023-03878 | 2023-12-08 | 2608 W 31ST AVENUE, Vancouver, BC V6L 1Z8 | Gas Permit | Residential | New | Issued | Residential - 1 Fireplace, 1 Range & 1 BBQ box piping only for one fire place supply and install one BBQ box and one gas range >BP: To construct a 2 storey + basement one-family dwelling ($1,521,260.00) with a detached accessory building (garage), at the rear providing 4 parking spaces, having vehicular access from the lane. | Valley Pacific Mechanical Contracting Ltd
NULL | NULL | 2608 W 31ST AVENUE, Vancouver, BC V6L 1Z8 | Mechanical Permit | NULL | NULL | Withdrawn | NULL | Valley Pacific Mechanical Contracting Ltd
MP-2023-02175 | 2023-12-06 | 2608 W 31ST AVENUE, Vancouver, BC V6L 1Z8 | Mechanical Permit | NULL | NULL | Issued | NULL | Valley Pacific Mechanical Contracting Ltd
EP-2023-10771 | 2023-12-05 | 2608 W 31ST AVENUE, Vancouver, BC V6L 1Z8 | Electrical Permit | Residential | New | Issued | Installation / Repair - Residential - -Security Alarm System, Intercom System, Camera System, Telephone, Data, Coaxial Installation, Central Vacuum -will performing Complete Security Alarm System >BP: To construct a 2 storey + basement one-family dwelling ($1,521,260.00) with a detached accessory building (garage), at the rear providing 4 parking spaces, having vehicular access from the lane. Note: This is a 2 storey building pursuant to the Zoning and Development By-Law 1- Bar/Sink proposed in 2- HEAT PUMP unit proposed 3- Schedule D: Julio Reynel-Gracia P Eng (778) 998-0709 4- Schedule B: Christopher Man P Eng 604-874-3237 Structural 5- Schedule B: Geoffrey G Dyer P Eng 604-770-0355 Geotechnical 6- Schedule B: Arch: Julio Reynel-Gracia P Eng (778) 998-0709 7- HPO: Residential Builder – LDJ Contracting (2016) Ltd 8- Entire Building to have NFPA 13-D ****ALL PROJECT COORDINATOR NOTES HAS BEEN ACCEPTED BY THE APPLICANT**** ***This permit is issued under the VBBL 2019, with updated energy requirements as per bylaw # 12997 effective Jan 01, 2022.*** | Torrent Technologies Ltd
GP-2023-03810 | 2023-12-04 | 2608 W 31ST AVENUE, Vancouver, BC V6L 1Z8 | Gas Permit | Residential | New | Issued | Residential - Installation of 1 gas fireplace - venting and hook up only >BP: To construct a 2 storey + basement one-family dwelling ($1,521,260.00) with a detached accessory building (garage), at the rear providing 4 parking spaces, having vehicular access from the lane. | Urban Fireplaces Ltd
EP-2023-09889 | 2023-11-02 | 2608 W 31ST AVENUE, Vancouver, BC V6L 1Z8 | Electrical Permit | Residential | New | Issued | Installation / Repair - Residential - Single Family Home Service and Branch Electrical >BP: To construct a 2 storey + basement one-family dwelling ($1,521,260.00) with a detached accessory building (garage), at the rear providing 4 parking spaces, having vehicular access from the lane. Note: This is a 2 storey building pursuant to the Zoning and Development By-Law 1- Bar/Sink proposed in 2- HEAT PUMP unit proposed 3- Schedule D: Julio Reynel-Gracia P Eng (778) 998-0709 4- Schedule B: Christopher Man P Eng 604-874-3237 Structural 5- Schedule B: Geoffrey G Dyer P Eng 604-770-0355 Geotechnical 6- Schedule B: Arch: Julio Reynel-Gracia P Eng (778) 998-0709 7- HPO: Residential Builder – LDJ Contracting (2016) Ltd 8- Entire Building to have NFPA 13-D Address Note: Single Detached Home - 2608 W 31st Ave Addresses have been assigned per the approved plans. This access must be provided & maintained at all times and the building addresses posted to be visible from the street in accordance with the Building By-law. ****ALL PROJECT COORDINATOR NOTES HAS BEEN ACCEPTED BY THE APPLICANT**** ***This permit is issued under the VBBL 2019, with updated energy requirements as per bylaw # 12997 effective Jan 01, 2022.*** | Faraday Electrical Contractors Ltd
PP-2023-03313 | 2023-09-19 | 2608 W 31ST AVENUE, Vancouver, BC V6L 1Z8 | Plumbing Permit | Residential | New | Issued | Residential - Plumbing >BP: To construct a 2 storey + basement one-family dwelling with a detached accessory building (garage), at the rear providing 4 parking spaces, having vehicular access from the lane. Note: This is a 2 storey building pursuant to the Zoning and Development By-Law 1- Bar/Sink proposed in 2- HEAT PUMP unit proposed 3- Schedule D: Julio Reynel-Gracia P Eng (778) 998-0709 4- Schedule B: Christopher Man P Eng 604-874-3237 Structural 5- Schedule B: Geoffrey G Dyer P Eng 604-770-0355 Geotechnical 6- Schedule B: Arch: Julio Reynel-Gracia P Eng (778) 998-0709 7- HPO: Residential Builder – LDJ Contracting (2016) Ltd 8- Entire Building to have NFPA 13-D | Barrowtown Enterprises Ltd
PP-2023-03214 | 2023-09-11 | 2608 W 31ST AVENUE, Vancouver, BC V6L 1Z8 | Plumbing Permit | Residential | New | Issued | Residential - 1FD - Install 2 outside sumps without pumps AMEND: SEPT 18/2023 Change to one outside sump without pump, and one outside sump with pump | Octiscapes Site Services Ltd
EP-2022-01576 | 2022-03-02 | 2658 W 31ST AVENUE, Vancouver, BC V6L 1Z8 | Electrical Permit | Residential | Renovation | Completed | Installation / Repair - Residential - POWER CHECK SURVEY -TEST ALL OUTLETS , PUT G.F.I ' S WERE NECESSARY , INSTALL THREE SMOKE DETECTORS INTER CONNECTED , INSTALL 4 NEW FIXTURES , CHANGE 2 FIXTURES , | Rebco Electrical Contractors Ltd
EP-2022-04855 | 2022-06-14 | 2676 W 31ST AVENUE, Vancouver, BC V6L 1Z8 | Electrical Permit | Residential | New | Issued | Installation / Repair - Residential - 1FD - #1 - Electrical wiring for single family dwelling >Permit Amendment Nov 06, 2023 -"Upgrade the service from 150amp to 200amp. Change gas furnace to electric boiler. Installation of 400amp underground service with 2x200amp duplex meter" -"Attached the new load calculation for your approval' *Document(s) uploaded to "Application Documents" tab for Electrical Inspector review. Documents are at pending status at time of permit amendment approval *An approved mechanical permit is required for the installation of air conditioning or heat pump unit at the time of installation before a final electrical inspection will be performed To construct a 2 storey + basement one-family dwelling with a detached accessory building (garage), at the rear providing 2 parking spaces, having vehicular access from the lane. Note: This is a 2 storey building pursuant to the Zoning and Development By-Law 1. Covenant registered at the Land Title Office under CA9294518 2. No Strata Titling permitted 3. No A/C unit proposed | Altech Electric Ltd
GP-2023-02482 | 2023-08-25 | 2676 W 31ST AVENUE, Vancouver, BC V6L 1Z8 | Gas Permit | Residential | New | Issued | Residential - 1 Fireplace INSTALL 1 GAS FIREPLACE IN NEW HOME CONSTRUCTION, VENT MAX 10FT UP AND OUT THE WALL. VENT AND CONNECT ONLY >BP: To construct a 2 storey + basement one-family dwelling | The LM Fireplace Warehouse Ltd.
MP-2023-01945 | 2023-10-31 | 2676 W 31ST AVENUE, Vancouver, BC V6L 1Z8 | Mechanical Permit | NULL | NULL | Issued | NULL | Microwind Contracting Ltd
GP-2023-03577 | 2023-11-20 | 2676 W 31ST AVENUE, Vancouver, BC V6L 1Z8 | Gas Permit | Residential | New | Issued | Residential - 2 Ranges, 1 BBQ & 1 Fireplace rough in to mech room and piping only to fireplace. >BP: To construct a 2 storey + basement one-family dwelling ($1,012,225.00) with a detached accessory building (garage), at the rear providing 2 parking spaces, having vehicular access from the lane. | A & J GAS SERVICES LTD
EP-2023-10393 | 2023-11-21 | 2676 W 31ST AVENUE, Vancouver, BC V6L 1Z8 | Electrical Permit | Residential | New | Issued | Installation / Repair - Residential - extra low voltage: alarm/voice/data/cable/cctv "rough wire and completion" of voice/cable/data and security system >BP: To construct a 2 storey + basement one-family dwelling ($1,012,225.00) with a detached accessory building (garage), at the rear providing 2 parking spaces, having vehicular access from the lane. Note: This is a 2 storey building pursuant to the Zoning and Development By-Law 1. Covenant registered at the Land Title Office under CA9294518 2. No Strata Titling permitted 3. Rev#3: Exterior mechanical unit (Heat Pump) proposed in rear yard 4. Schedule B: Dr. N Liu P Eng (778 323-2555) Structural & Geotechnical 5. HPO: Residential Builder – Le Zhong Construction Services Ltd #42677. 6. Entire Building to have NFPA 13-D ****ALL PROJECT COORDINATOR NOTES HAS BEEN ACCEPTED BY THE APPLICANT**** ******THIS PERMIT HAS BEEN ISSUED UNDER THE REQUIREMENTS OF VBBL #12511 (2019)****** | Digimax Solutions Ltd
SP-2024-00040 | 2024-01-16 | 2676 W 31ST AVENUE, Vancouver, BC V6L 1Z8 | Sprinkler Permit | Residential | New | Issued | Residential - 1FD - #1 - new single house >DB: To construct a 2 storey + basement one-family dwelling with a detached accessory building (garage), at the rear providing 2 parking spaces, having vehicular access from the lane. Note: This is a 2 storey building pursuant to the Zoning and Development By-Law 1. Covenant registered at the Land Title Office under CA9294518 2. No Strata Titling permitted 3. Rev#3: Exterior mechanical unit (Heat Pump) proposed in rear yard 6. Entire Building to have NFPA 13-D ****ALL PROJECT COORDINATOR NOTES HAS BEEN ACCEPTED BY THE APPLICANT**** ******THIS PERMIT HAS BEEN ISSUED UNDER THE REQUIREMENTS OF VBBL #12511 (2019)****** | Yu Fire Protection Inc.
MP-2023-00199 | 2023-02-14 | 2676 W 31ST AVENUE, Vancouver, BC V6L 1Z8 | Mechanical Permit | NULL | NULL | Issued | NULL | Sheri Ann Scharfe
PP-2022-02194 | 2022-06-22 | 2676 W 31ST AVENUE, Vancouver, BC V6L 1Z8 | Plumbing Permit | Residential | New | Issued | Residential - One Sump No Pump | Canadian Excavating Ltd
PP-2022-02324 | 2022-07-04 | 2676 W 31ST AVENUE, Vancouver, BC V6L 1Z8 | Plumbing Permit | Residential | New | Issued | Residential - New plumbing rough in >To construct a 2 storey + basement one-family dwelling ($1,012,225.00) with a detached accessory building (garage), at the rear providing 2 parking spaces, having vehicular access from the lane. Note: This Building Permit will remain in a suspended status until the associated (green) Demolition Permit BP-2021-01178 is completed. Note: This is a 2 storey building pursuant to the Zoning and Development By-Law 1. Covenant registered at the Land Title Office under CA9294518 2. No Strata Titling permitted 3. No A/C unit proposed 4. Schedule B: Dr. N Liu P Eng (778 323-2555) Structural & Geotechnical 5. HPO: Residential Builder – Le Zhong Construction Services Ltd #42677. 6. Entire Building to have NFPA 13-D Address Note: Building 1 #1-2676 W 31st Av - One Family Dwelling (2-storey with basement) Address and suite number assigned as per approved plans for Fire and Emergency response. The address number is to be posted to the building to be visible from the street and the suite number is to be posted at the suite entry in accordance with the Building By-law prior to final inspection. ****ALL PROJECT COORDINATOR NOTES HAS BEEN ACCEPTED BY THE APPLICANT**** ******THIS PERMIT HAS BEEN ISSUED UNDER THE REQUIREMENTS OF VBBL #12511 (2019)****** | Sheri Ann Scharfe
EP-2022-10184 | 2022-12-01 | 2676 W 31ST AVENUE, Vancouver, BC V6L 1Z8 | Electrical Permit | Residential | New | Expired | Temporary Power - Residential - To provide temporary power. | Altech Electric Ltd
GP-2023-03819 | 2023-12-01 | 4032 W 32ND AVENUE, Vancouver, BC V6S 1Z6 | Gas Permit | Residential | Renovation - Dwelling Unit(s) only | Completed | Residential - Installing gas boiler | Reid Brothers Plumbing & Heating Ltd
GP-2022-01536 | 2022-05-18 | 4038 W 32ND AVENUE, Vancouver, BC V6S 1Z6 | Gas Permit | Residential | Renovation - Dwelling Unit(s) only | Completed | Residential - RE&RE Boiler w/ IBC VX-110 (110,000 BTU) | Kits Plumbing and Heating Ltd
EP-2022-10372 | 2022-12-08 | 4048 W 32ND AVENUE, Vancouver, BC V6S 1Z6 | Electrical Permit | Residential | Addition | Completed | Installation / Repair - Residential - -Supply and install a 50A receptacle for a BMW EV Charger -Test connections and commission installation | TDR Electric Inc
EP-2023-08576 | 2023-09-22 | 485 W 35TH AVENUE, Vancouver, BC V5Y 2M7 | Electrical Permit | Commercial | New | Issued | Temporary Power - Commercial - To provide temporary power. NOTE: Work authorized by this permit is for placement of a temporary power pole only and does not authorize any site construction and/or excavation. A separate Building Permit will be required prior to commencement of any other work on this site. | Central Power Group Ltd
PP-2023-03193 | 2023-09-11 | 1510 W 35TH AVENUE, Vancouver, BC V6M 1H2 | Plumbing Permit | Residential | Renovation | Issued | Residential - outside gravity sumps, drain tile, rainwater leader, sanitary >BP: Alterations to an existing one family dwelling. Scope of work to include altering indoor pool partition walls, interior alterations throughout existing dwelling and minor exterior changes. | J & R Excavation & Demolition Ltd.
EP-2023-09588 | 2023-10-23 | 1510 W 35TH AVENUE, Vancouver, BC V6M 1H2 | Electrical Permit | Residential | New | Issued | Temporary Power - Residential - To provide temporary power. | O J ELECTRIC LTD
EP-2024-00657 | NULL | 1510 W 35TH AVENUE, Vancouver, BC V6M 1H2 | Electrical Permit | Residential | Addition | In Review | Installation / Repair - Residential - Wiring of new SFD construction -New service installation, increasing to 400amp >BP: Alterations to an existing one family dwelling. Scope of work to include altering indoor pool partition walls, interior alterations throughout existing dwelling and minor exterior changes. REVISION#1: Change of contractor from Future Living Developments Ltd to Trasolini Dagg Construction Corp. August 31, 2022 (EV) Schedule A, Architectural Schedule B and D-1 provided by: Julio Reynei-Gracia. P. Eng. 778.998.0709 Structural Schedule B provided by: Seyed A. Pishvaie, P. Eng. 604.992.9481 Mechanical Schedule B provided by: Nehal H. Patel, P. Eng. 604.210.0021 Required Sprinkler system to be NFPA 13D | JR ELECTRIC LTD.
EP-2022-07253 | 2022-08-28 | 1510 W 35TH AVENUE, Vancouver, BC V6M 1H2 | Electrical Permit | Residential | Renovation | Expired | Temporary Power - Residential - To provide temporary power. | O J ELECTRIC LTD
SP-2023-00987 | 2023-06-05 | 1510 W 35TH AVENUE, Vancouver, BC V6M 1H2 | Sprinkler Permit | Residential | Renovation - Dwelling Unit(s) only | Issued | Residential - single house renovation >DB: Alterations to an existing one family dwelling. Scope of work to include altering indoor pool partition walls, interior alterations throughout existing dwelling and minor exterior changes. Required Sprinkler system to be NFPA 13D | Yu Fire Protection Inc.
PP-2023-02719 | 2023-07-31 | 1510 W 35TH AVENUE, Vancouver, BC V6M 1H2 | Plumbing Permit | Residential | Renovation | Issued | Residential - Plumbing >BP: Alterations to an existing one family dwelling. Scope of work to include altering indoor pool partition walls, interior alterations throughout existing dwelling and minor exterior changes. | G & D Hayer Plumbing Ltd
GP-2021-04377 | 2022-01-05 | 1511 W 35TH AVENUE, Vancouver, BC V6M 1H1 | Gas Permit | Residential | Renovation | Completed | Residential - Boiler Replacement 160,000 BTU | AB-Tech Plumbing & Heating Ltd.
GP-2022-00066 | 2022-01-12 | 1569 W 35TH AVENUE, Vancouver, BC V6M 1H1 | Gas Permit | Residential | Renovation | Completed | Residential - Remove and replace new boiler @ 199,000 BTU | Proflow Plumbing Heating Gas Limited
NULL | NULL | 1569 W 35TH AVENUE, Vancouver, BC V6M 1H1 | Gas Permit | Residential | Renovation | Withdrawn | Residential - Remove and replace new boiler | NULL
GP-2023-02570 | 2023-09-05 | 1570 W 35TH AVENUE, Vancouver, BC V6M 1H2 | Gas Permit | Residential | Renovation | Completed | Residential - low level | Hillcrest Plumbing & Heating (1991) Ltd
GP-2023-00903 | 2023-03-14 | 1833 W 35TH AVENUE, Vancouver, BC V6M 1H5 | Gas Permit | Residential | Renovation - Dwelling Unit(s) only | Completed | Residential - Decommission and remove old Boiler and install new boiler. | Ashton Service Group/Ashton Mechanical Ltd.
EP-2022-08728 | NULL | 1846 W 35TH AVENUE, Vancouver, BC V6M 1H6 | Electrical Permit | Residential | Tenant Improvement | Withdrawn | Installation / Repair - Residential - Install 3 ton split heat pump system. | Haakon Industries (Canada) Ltd.
PP-2022-02752 | 2022-08-09 | 1886 W 35TH AVENUE, Vancouver, BC V6M 1H6 | Plumbing Permit | Residential | Renovation - Dwelling Unit(s) only | Completed | Residential - ***HOMEOWNER PERMIT*** Disconnect irrigation | NULL
GP-2023-01332 | 2023-04-24 | 2965 W 35TH AVENUE, Vancouver, BC V6N 2M5 | Gas Permit | Residential | Renovation | Completed | Residential - Replace gas furnace | BNA Systems Inc and/or Kirkland Metal Shop Ltd
GP-2022-00375 | 2022-02-05 | 2986 W 35TH AVENUE, Vancouver, BC V6N 2M6 | Gas Permit | Residential | Renovation - Dwelling Unit(s) only | Completed | Residential - BOILER REPLACEMENT | CoStar Home Energy Ltd
EP-2023-06172 | 2023-07-24 | 2991 W 34TH AVENUE, Vancouver, BC V6N 2J9 | Electrical Permit | Residential | Addition | Issued | Installation / Repair - Residential - ¦ 1FD/ 100A ¦ DISCONNECT/RECONNECT ¦ DISCONNECT/RECONNECT THE EXISTING 100 A 1-PHASE METER FROM THE EXISTING MAIN HOUSE, TO BE RELOCATED ON THE NEW METER BASE THAT HAS INSTALLED ON NEW LANE WAY HOUSE. | Allone Electric Ltd
EP-2023-03752 | 2023-05-01 | 2035 W 36TH AVENUE, Vancouver, BC V6M 1L1 | Electrical Permit | Residential | New | Issued | Temporary Power - Residential - To provide temporary power. | Aidea Solutions Ltd
PP-2022-02296 | 2022-06-30 | 2035 W 36TH AVENUE, Vancouver, BC V6M 1L1 | Plumbing Permit | Residential | New | Issued | Residential - Sump | Apolla Demolition & Excavating Ltd.
PP-2022-02992 | 2022-08-29 | 2035 W 36TH AVENUE, Vancouver, BC V6M 1L1 | Plumbing Permit | Residential | New | Issued | Residential - plumbing >To construct a 2 storey + basement one-family dwelling with a secondary suite ($941,362.50) located in the basement with a concrete parking pad, at the rear providing 2 parking spaces, having vehicular access from the lane. 1- Covenant registered at the Land Title Office under CA601484 2- No strata titling permitted 3- No bar sink proposed 4- A/C unit proposed in the rear yard 5- Schedule B: Jason Hui, P.Eng (778-319-3403) Geotechnical SHAOZHE GUO, P.Eng. (778-926-0525) Structural, Arch.(Glass Guard), Geotechnical. 6- HPO: Residential Builder – Phileo Enterprise Corp. 7- The entire building to be sprinklered to NFPA 13D. ******THIS PERMIT HAS BEEN ISSUED UNDER THE REQUIREMENTS OF VBBL #12511 (2019)****** | SKY HIGH PLUMBING & HEATING LTD
MP-2022-00182 | 2022-09-02 | 2035 W 36TH AVENUE, Vancouver, BC V6M 1L1 | Mechanical Permit | NULL | NULL | Issued | NULL | SKY HIGH PLUMBING & HEATING LTD
GP-2022-03163 | 2022-10-18 | 2035 W 36TH AVENUE, Vancouver, BC V6M 1L1 | Gas Permit | Residential | New | Issued | Residential - 1FD+SS - #1 & #2 - INSTALL 1 GAS FIREPLACE IN NEW HOME CONSTRUCTION, BASIC UP AND OUT VENTING, VENT AND CONNECT ONLY >BP: To construct a 2 storey + basement one-family dwelling with a secondary suite located in the basement with a concrete parking pad, at the rear providing 2 parking spaces, having vehicular access from the lane. 1- Covenant registered at the Land Title Office under CA601484 2- No strata titling permitted 3- No bar sink proposed 4- A/C unit proposed in the rear yard | The LM Fireplace Warehouse Ltd.
EP-2022-10116 | 2022-11-30 | 2035 W 36TH AVENUE, Vancouver, BC V6M 1L1 | Electrical Permit | Residential | New | Issued | Installation / Repair - Residential - 1FD+SS - #1 & #2 - Alarm,CCTV,Tel/TV/Data,Music,intercom,etc. COMPLETE SECURITY ALARM SYSTEM. >BP: To construct a 2 storey + basement one-family dwelling with a secondary suite located in the basement with a concrete parking pad, at the rear providing 2 parking spaces, having vehicular access from the lane. 1- Covenant registered at the Land Title Office under CA601484 2- No strata titling permitted 3- No bar sink proposed 4- A/C unit proposed in the rear yard 7- The entire building to be sprinklered to NFPA 13D. | AIGO TECHNOLOGY INC
GP-2022-04149 | 2023-01-03 | 2035 W 36TH AVENUE, Vancouver, BC V6M 1L1 | Gas Permit | Residential | New | Issued | Residential - gas pipe <BP: To construct a 2 story + basement one-family dwelling with a secondary suite located in the basement with a concrete parking pad, at the rear providing 2 parking spaces, having vehicular access from the lane. 1- Covenant registered at the Land Title Office under CA601484 2- No strata titling permitted 3- No bar sink proposed 4- A/C unit proposed in the rear yard 5- Schedule B: Jason Hui, P.Eng (778-319-3403) Geotechnical SHAOZHE GUO, P.Eng. (778-926-0525) Structural, Arch.(Glass Guard), Geotechnical. 6- HPO: Residential Builder – Phileo Enterprise Corp. 7- The entire building to be sprinklered to NFPA 13D. ******THIS PERMIT HAS BEEN ISSUED UNDER THE REQUIREMENTS OF VBBL #12511 (2019)****** | PRIDE GAS & HEATING LTD.
SP-2022-02117 | 2023-01-03 | 2035 W 36TH AVENUE, Vancouver, BC V6M 1L1 | Sprinkler Permit | Residential | New | Issued | Residential - to install fire sprinkler system in SFD >BP: To construct a 2 story + basement one-family dwelling with a secondary suite located in the basement with a concrete parking pad, at the rear providing 2 parking spaces, having vehicular access from the lane. 1- Covenant registered at the Land Title Office under CA601484 2- No strata titling permitted 3- No bar sink proposed 4- A/C unit proposed in the rear yard 5- Schedule B: Jason Hui, P.Eng (778-319-3403) Geotechnical SHAOZHE GUO, P.Eng. (778-926-0525) Structural, Arch.(Glass Guard), Geotechnical. 6- HPO: Residential Builder – Phileo Enterprise Corp. 7- The entire building to be sprinklered to NFPA 13D. | Max Fire Pro Ltd
PP-2023-04073 | 2023-11-20 | 2035 W 36TH AVENUE, Vancouver, BC V6M 1L1 | Plumbing Permit | Residential | New | Completed | Residential - 1FD+SS - lawn irrigation | Feli Plumbing and Heating
EP-2022-04711 | 2022-06-13 | 2035 W 36TH AVENUE, Vancouver, BC V6M 1L1 | Electrical Permit | Residential | New | Issued | Installation / Repair - Residential - single family house with LWH wiring, single-phase service, all outlets, roughing and connection, lighting system, and all electrical equipment connection. triple Meter system. Building to be sprinkled to NFPA 13D requirement. Service:200A, Single phase, 120/240V, Main house 125A, Legal suite 60 A, LWH 100A. >BP: To construct a 2 storey + basement one-family dwelling with a secondary suite ($941,362.50) located in the basement with a concrete parking pad, at the rear providing 2 parking spaces, having vehicular access from the lane. 1- Covenant registered at the Land Title Office under CA601484 2- No strata titling permitted 3- No bar sink proposed 4- A/C unit proposed in the rear yard 5- Schedule B: Jason Hui, P.Eng (778-319-3403) Geotechnical SHAOZHE GUO, P.Eng. (778-926-0525) Structural, Arch.(Glass Guard), Geotechnical. 6- HPO: Residential Builder – Phileo Enterprise Corp. 7- The entire building to be sprinklered to NFPA 13D. ******THIS PERMIT HAS BEEN ISSUED UNDER THE REQUIREMENTS OF VBBL #12511 (2019)****** | Aidea Solutions Ltd
EP-2022-03378 | 2022-04-26 | 2035 W 36TH AVENUE, Vancouver, BC V6M 1L1 | Electrical Permit | Residential | New | Expired | Temporary Power - Residential - To provide temporary power. Amend: Apr 29, 2022 amend the service main breaker to be 100A | Aidea Solutions Ltd
GP-2023-00196 | 2023-01-16 | 2063 W 36TH AVENUE, Vancouver, BC V6M 1L1 | Gas Permit | Residential | Renovation | Completed | Residential - Replaced gas furnace | BNA Systems Inc and/or Kirkland Metal Shop Ltd
PP-2022-04205 | 2022-11-22 | 2080 W 36TH AVENUE, Vancouver, BC V6M 1K9 | Plumbing Permit | Residential | Renovation | Completed | Residential - supply and install all new plumbing dwv , water piping and new fixtures To alter and convert this existing Heritage 'C', one-family dwelling listed on the Vancouver Heritage Registry to a one family dwelling with a secondary suite (ancillary residential unit) (Building 1), interior and exterior alterations, all floors to remove deck, windows, stairs, walls, doors, plumbing and roof; new walls, doors, dormers, deck at rear, interior/exterior stairs, upgrade existing, below and above grade walls, retain existing wood shingle cladding, new roof framing and new duroid shingle roof. Windows - new, replaced and existing to remain as-is. Existing infill one-family dwelling with attached garage (Building 2) retained at the rear of the site, providing one parking space with vehicular access from the lane on this inside with lane site. | J&L Enterprises Ltd.
GP-2023-01376 | 2023-04-28 | 2080 W 36TH AVENUE, Vancouver, BC V6M 1K9 | Gas Permit | Residential | Renovation | Completed | Residential - ON DEMAND GAS WATER HEATER >BP: To alter and convert this existing Heritage 'C', one-family dwelling listed on the Vancouver Heritage Registry to a one family dwelling with a secondary suite | Hearthstone Ventures Ltd
GP-2023-01229 | 2023-04-17 | 2080 W 36TH AVENUE, Vancouver, BC V6M 1K9 | Gas Permit | Residential | Renovation | Completed | Residential - Installation of 1 gas insert - venting and hook up only. >BP: To alter and convert this existing one-family dwelling listed on the Vancouver Heritage Registry as a "C" building to a one family dwelling with a secondary suite | Urban Fireplaces Ltd
EP-2023-03272 | 2023-04-20 | 2080 W 36TH AVENUE, Vancouver, BC V6M 1K9 | Electrical Permit | Residential | Renovation | Completed | Installation / Repair - Residential - rewiring of branch circuits and addition of recessed lighting, fixtures and appliances. >BP: To alter and convert this existing Heritage 'C', one-family dwelling listed on the Vancouver Heritage Registry to a one family dwelling with a secondary suite (ancillary residential unit) (Building 1), interior and exterior alterations, all floors to remove deck, windows, stairs, walls, doors, plumbing and roof; new walls, doors, dormers, deck at rear, interior/exterior stairs, upgrade existing, below and above grade walls, retain existing wood shingle cladding, new roof framing and new duroid shingle roof. Windows - new, replaced and existing to remain as-is. Existing infill one-family dwelling with attached garage (Building 2) retained at the rear of the site, providing one parking space with vehicular access from the lane on this inside with lane site. | Westridge Electric Co. Ltd.
GP-2023-01254 | 2023-04-18 | 2080 W 36TH AVENUE, Vancouver, BC V6M 1K9 | Gas Permit | Residential | Renovation | Completed | Residential - 1 Dryer, 1 BBQ& 2 Cook Tops ROUGH PIPING -Main line from meter to mechanical room >BP: To alter and convert this existing Heritage 'C', one-family dwelling listed on the Vancouver Heritage Registry to a one family dwelling with a secondary suite | Hearthstone Ventures Ltd
MP-2023-00763 | 2023-05-02 | 2080 W 36TH AVENUE, Vancouver, BC V6M 1K9 | Mechanical Permit | NULL | NULL | Completed | NULL | Energy 1 Services Ltd
SP-2023-00763 | 2023-05-03 | 2080 W 36TH AVENUE, Vancouver, BC V6M 1K9 | Sprinkler Permit | Residential | Renovation | Completed | Residential - new sprinkler system >BP: To alter and convert this existing Heritage 'C', one-family dwelling listed on the Vancouver Heritage Registry to a one family dwelling with a secondary suite (ancillary residential unit) (Building 1), interior and exterior alterations, all floors to remove deck, windows, stairs, walls, doors, plumbing and roof; new walls, doors, dormers, deck at rear, interior/exterior stairs, upgrade existing, below and above grade walls, retain existing wood shingle cladding, new roof framing and new duroid shingle roof. Windows - new, replaced and existing to remain as-is. Existing infill one-family dwelling with attached garage (Building 2) retained at the rear of the site, providing one parking space with vehicular access from the lane on this inside with lane site. | Alco Fire Protection Ltd
EP-2023-03887 | 2023-05-05 | 2080 W 36TH AVENUE, Vancouver, BC V6M 1K9 | Electrical Permit | Residential | New | Completed | Installation / Repair - Residential - Low Voltage Rough-In and Completion of Alarm system, Security Cameras, Tel, data, cable and home music. >BP: To alter and convert this existing Heritage 'C', one-family dwelling listed on the Vancouver Heritage Registry to a one family dwelling with a secondary suite (ancillary residential unit) (Building 1), interior and exterior alterations, all floors to remove deck, windows, stairs, walls, doors, plumbing and roof; new walls, doors, dormers, deck at rear, interior/exterior stairs, upgrade existing, below and above grade walls, retain existing wood shingle cladding, new roof framing and new duroid shingle roof. Windows - new, replaced and existing to remain as-is. Existing infill one-family dwelling with attached garage (Building 2) retained at the rear of the site, providing one parking space with vehicular access from the lane on this inside with lane site. | Infinitech Security & Integration Inc.
GP-2024-00157 | 2024-01-19 | 3657 W 28TH AVENUE, Vancouver, BC V6S 1S3 | Gas Permit | Residential | Addition | Issued | Residential - RE & RE FURNACE | B C Furnace Service Ltd
NULL | NULL | 3745 W 28TH AVENUE, Vancouver, BC V6S 1S5 | Electrical Permit | Commercial | Renovation | Draft | Installation / Repair - Commercial - Upgrade 2 existing washrooms. Replace light fixtures to LED lights and upgrade to incorporate automatic partial off lighting control. | Makle Electric Ltd
EP-2022-05729 | 2022-07-07 | 3745 W 28TH AVENUE, Vancouver, BC V6S 1S5 | Electrical Permit | Commercial | Renovation | Completed | Installation / Repair - Commercial - Upgrade 2 existing washrooms: replace lights with LED lights and incorporate automatic sensor lighting control. >BP: Interior alterations to provide improvements to this existing two-storey elementary school building on this site. Scope of work: - New accessible washroom, washrooms layout change, and new plumbing fixtures. OK for Field Review per W.Wong, March 17th, 2022 Schedule B Plumbing submitted per Alex Z.Q. Li, P.Eng,778-323-1368 Energy Upgrade: E2 - Lighting - Upgrade to incorporate Automatic Partial OFF (per 9.4.1.1.(g) of ASHRAE 90.1-2016) | Makle Electric Ltd
PP-2022-02172 | 2022-06-23 | 3745 W 28TH AVENUE, Vancouver, BC V6S 1S5 | Plumbing Permit | Commercial | Renovation | Completed | Commercial - upgrading day care unit >Interior alterations to provide improvements to this existing two-storey elementary school building on this site. Scope of work: - New accessible washroom, washrooms layout change, and new plumbing fixtures. OK for Field Review per W.Wong, March 17th, 2022 Schedule B Plumbing submitted per Alex Z.Q. Li, P.Eng,778-323-1368 Energy Upgrade: E2 - Lighting - Upgrade to incorporate Automatic Partial OFF (per 9.4.1.1.(g) of ASHRAE 90.1-2016) | Monolith Mechanical Services Inc
EP-2024-00416 | 2024-01-17 | 4005 W 28TH AVENUE, Vancouver, BC V6S 1S7 | Electrical Permit | Residential | New | Issued | Installation / Repair - Residential - Installation of security system. | ADT Security Services Canada Inc
EP-2023-06730 | 2023-08-10 | 4592 W 2ND AVENUE, Vancouver, BC V6R 1K9 | Electrical Permit | Residential | Renovation | Issued | Installation / Repair - Residential - Install EV Charger with EVEMS panel, Install receptacles for landscape | ACS ELECTRICAL LTD
EP-2022-02780 | 2022-04-06 | 4621 W 2ND AVENUE, Vancouver, BC V6R 1L2 | Electrical Permit | Residential | New | Completed | Installation / Repair - Residential - Alarm installation, structured wiring, cctv installation >BP: To construct a 2 storey + cellar one-family dwelling with a detached accessory building (garage) at the rear providing 2 parking spaces, having vehicular access from the lane. Note: This is a 2 storey building pursuant to the Zoning and Development By-Law 1- Bar/Sink proposed in Cellar/Basement 2- A/C unit proposed at rear in garage area 3- No Secondary suite Proposed 4- Schedule A provided by P.Eng. Jasdeep Bains 604-444-2100 5- Schedule D-1 provided by P.Eng. Jasdeep Bains 604-444-2100 ******THIS PERMIT HAS BEEN ISSUED UNDER THE REQUIREMENTS OF VBBL 2014 AND THE GREEN HOMES PROGRAM****** | Best Built-In Centre Ltd
EP-2023-07141 | 2023-08-08 | 4722 W 2ND AVENUE, Vancouver, BC V6T 1B9 | Electrical Permit | Residential | New | Issued | Temporary Power - Residential - To provide temporary power. VALID AUG 08/2023 UNTIL AUG 07/2024 >NOTE: Work authorized by this permit is for placement of a temporary power pole only and does not authorize any site construction and/or excavation. A separate Building Permit will be required prior to commencement of any other work on this site. There is always a possibility of previously unknown archaeological materials to be present. In British Columbia, all archaeological sites, whether on Provincial Crown or private land (including land under water) that are known, or unknown and suspected to predate AD 1846, are automatically protected under the Provincial Heritage Conservation Act (HCA) and must not be altered in any way without the appropriate authorizations. Alteration of any archaeological site known or as-yet unidentified is a violation of the Provincial Heritage Conservation Act (HCA). If materials are found, at any stage of ground disturbance, all work on the property must stop immediately and the Provincial Archaeological Branch, City of Vancouver and local First Nations, must be notified. | Kuban Electric Ltd
GP-2023-00941 | 2023-03-16 | 3953 W 31ST AVENUE, Vancouver, BC V6S 1Y4 | Gas Permit | Residential | Tenant Improvement | Completed | Residential - Re and Re the furnace | Moore & Russell Heating Ltd
PP-2023-04302 | 2023-12-12 | 3988 W 31ST AVENUE, Vancouver, BC V6S 1Y5 | Plumbing Permit | Residential | New | Issued | Residential - 1FD+SS - #1 & #2 - 1 outside sump without pump | ON TIME EXCAVATING & DEMOLITION LTD
EP-2022-03249 | 2022-04-26 | 2949 W 32ND AVENUE, Vancouver, BC V6L 2B8 | Electrical Permit | Residential | Renovation | Completed | Installation / Repair - Residential - installation of required electrical supply to a 30A AC unit -Site plan attached showing location of AC disconnect. We are only installing the disconnect, not the AC unit itself - that will be a separate HVAC contractor. 240V30A disconnect to be installed at north east corner of house | Premium Electric Ltd
EP-2023-02642 | 2023-04-11 | 1950 W 35TH AVENUE, Vancouver, BC V6M 1H7 | Electrical Permit | Residential | Renovation | Completed | Installation / Repair - Residential - Dedicated circuit for heat pump *MP-2023-00321 | Pacific Star Electric Inc
MP-2023-00321 | 2023-03-08 | 1950 W 35TH AVENUE, Vancouver, BC V6M 1H7 | Mechanical Permit | NULL | NULL | Completed | NULL | Thomson Industries Ltd
EP-2023-01633 | NULL | 1950 W 35TH AVENUE, Vancouver, BC V6M 1H7 | Electrical Permit | Residential | Renovation | Withdrawn | Installation / Repair - Residential - Install wiring to heat pump and back up duct heaters being installed by mechanical contractor *An approved mechanical permit is required for the installation of air conditioning or heat pump unit at the time of installation before an electrical inspection will be performed | John Scott Wilson DBA JSW Electric
GP-2023-00344 | 2023-01-29 | 2833 W 33RD AVENUE, Vancouver, BC V6N 2G3 | Gas Permit | Residential | Renovation - Dwelling Unit(s) only | Completed | Residential - Furnace replacement | Tek Climate Heating & Air Conditioning Ltd
NULL | NULL | 2838 W 33RD AVENUE, Vancouver, BC V6N 2G2 | Electrical Permit | Residential | Renovation | Draft | Installation / Repair - Residential - This permit is required due to a stop work order #CF2022-003777. | NULL
EP-2023-08243 | 2023-09-21 | 2838 W 33RD AVENUE, Vancouver, BC V6N 2G2 | Electrical Permit | Residential | Renovation | Completed | Installation / Repair - Residential - ¦ 1FD: CF-2022-003777 ¦ Previous owner attempted to turn garage into 2 rental suites. Some wiring is exposed and not to code now that the dwellings were removed. Permit would be to address and repair electrical wiring in garage and close up the BP associated with that illegal installation. Mainly the garage door opener wiring was tapped into for lights and the control cable is also hanging in mid air. CF-2022-003777 >BP: Interior alterations to remove all plumbing, framing, electrical work and to restore the existing detached accessory building (2-car garage) for parking. Scope of work includes removing the previously approved overhead storage shelf and the interior partition wall. CF-2022-003777 Ok for field review per Samantha Y - May 10, 2022 Energy Upgrade: Exempt - Accessory building | ACE Integrated Systems Ltd
EP-2023-07763 | 2023-10-03 | 2839 W 33RD AVENUE, Vancouver, BC V6N 2G3 | Electrical Permit | Residential | Tenant Improvement | Issued | Installation / Repair - Residential - Electrical installation for heat pump and electrical hot water tank -No ground disturbance *An approved mechanical permit is required for the installation of air conditioning or heat pump unit at the time of installation before an electrical inspection will be performed | Moore And Russell Heating And Air Conditioning Ltd
MP-2023-01856 | 2023-10-17 | 2839 W 33RD AVENUE, Vancouver, BC V6N 2G3 | Mechanical Permit | NULL | NULL | Completed | NULL | Moore And Russell Heating And Air Conditioning Ltd
GP-2022-03071 | 2022-10-11 | 2839 W 33RD AVENUE, Vancouver, BC V6N 2G3 | Gas Permit | Residential | Tenant Improvement | Completed | Residential - Re Re Furnace | Moore & Russell Heating Ltd
EP-2023-00490 | 2023-01-20 | 2839 W 33RD AVENUE, Vancouver, BC V6N 2G3 | Electrical Permit | Residential | Renovation | Completed | Installation / Repair - Residential - Fix faulty home service by upgrading home electrical to 200A 120/240V. Complete new service and main panel. AMEND: FEB 8/2023 Upgrading the electrical service. | Root 3 Electric Ltd
GP-2023-00368 | 2023-01-31 | 2839 W 33RD AVENUE, Vancouver, BC V6N 2G3 | Gas Permit | Residential | Tenant Improvement | Completed | Residential - Re and re the Hot Water Heater | Moore & Russell Heating Ltd
GP-2023-01330 | 2023-04-25 | 2873 W 33RD AVENUE, Vancouver, BC V6N 2G3 | Gas Permit | Residential | Renovation | Cancelled | Residential - 1 Fireplace Venting and hookup only | REAL LIGHTING & FIREPLACES LTD
GP-2023-02250 | 2023-07-28 | 2876 W 33RD AVENUE, Vancouver, BC V6N 2G2 | Gas Permit | Residential | Renovation | Completed | Residential - Re&re boiler | Milani Plumbing Heating & Air Conditioning Ltd
GP-2023-01884 | 2023-06-21 | 2876 W 33RD AVENUE, Vancouver, BC V6N 2G2 | Gas Permit | Residential | Renovation | Cancelled | Residential - Re&re Tankless water heater | Milani Plumbing Heating & Air Conditioning Ltd
EP-2023-08036 | 2023-10-19 | 2876 W 33RD AVENUE, Vancouver, BC V6N 2G2 | Electrical Permit | Residential | Renovation | Completed | Installation / Repair - Residential - Electrical supply for Dsplit *MP-2023-01619: Completed (Heating and Cooling) ¦ WWOP Applied | Milani Electric Limited
MP-2023-01619 | 2023-09-05 | 2876 W 33RD AVENUE, Vancouver, BC V6N 2G2 | Mechanical Permit | NULL | NULL | Completed | NULL | Milani Plumbing Heating & Air Conditioning Ltd
GP-2023-03371 | 2023-11-04 | 2930 W 33RD AVENUE, Vancouver, BC V6N 2G5 | Gas Permit | Residential | Renovation - Dwelling Unit(s) only | Completed | Residential - Furnace and hot water tank replacement | General Heating Ltd
GP-2022-03295 | 2022-10-25 | 2085 W 36TH AVENUE, Vancouver, BC V6M 1L1 | Gas Permit | Residential | Tenant Improvement | Completed | Residential - replace the old fireplace insert with a new one | 1st Place Services Ltd
PP-2022-02829 | 2022-08-16 | 2116 W 36TH AVENUE, Vancouver, BC V6M 1L2 | Plumbing Permit | Residential | Renovation | Completed | Residential - ****HOMEOWNER PERMIT**** The drains in our 100 year-old house are no longer working — we want to install 4” pvc weeping tile on the west side of the house at buildings foot running to a distance of 10 feet from the house and discharge into a pit of gravel filled 3 feet deep below the end of the pipe. The pit will be filled with gravel and then covered with soil. Also install a sump & pump inside the basement to collect any ground water below floor level and pump into the said gravel pit. Replace a section of 4” sanitary stick inside the basement. Also replace the 4” sanitary line running from the house and connect as close to the sewer main as possible. | NULL
EP-2023-08265 | 2023-10-16 | 2119 W 36TH AVENUE, Vancouver, BC V6M 1L3 | Electrical Permit | Residential | Renovation | Issued | Installation / Repair - Residential - ¦ 1FD: DCC12- HP: 9600W ¦ Electrical supply for Heat Pump -combination with a furnace which we have used (row highlighted on page 2). *MP-2023-01663: Issued (Heating and Cooling) | Milani Electric Limited
MP-2023-01663 | 2023-09-12 | 2119 W 36TH AVENUE, Vancouver, BC V6M 1L3 | Mechanical Permit | NULL | NULL | Completed | NULL | Milani Plumbing Heating & Air Conditioning Ltd
GP-2023-02466 | 2023-08-23 | 2119 W 36TH AVENUE, Vancouver, BC V6M 1L3 | Gas Permit | Residential | Renovation | Completed | Residential - Re&re furnace | Milani Plumbing Heating & Air Conditioning Ltd
GP-2022-04044 | 2022-12-22 | 2167 W 36TH AVENUE, Vancouver, BC V6M 1L3 | Gas Permit | Residential | New | Completed | Residential - NEW GAS RANGE INSTALLATION | Coal Harbour Mechanical Ltd
EP-2023-03802 | NULL | 2167 W 36TH AVENUE, Vancouver, BC V6M 1L3 | Electrical Permit | Residential | Addition | Applicant Revisions | Installation / Repair - Residential - Installation of 6KW Generator on natural gas. | Red Ryno Energy Ltd
GP-2023-00523 | 2023-02-13 | 2172 W 36TH AVENUE, Vancouver, BC V6M 1L2 | Gas Permit | Residential | Renovation | Completed | Residential - HWT re&re | Ferenc Nagy
GP-2022-00942 | 2022-03-25 | 3040 W 34TH AVENUE, Vancouver, BC V6N 2K2 | Gas Permit | Residential | Renovation | Completed | Residential - Wolf 30 Inch gas cook top | Han Appliances & Refrigeration Ltd
NULL | NULL | 3040 W 34TH AVENUE, Vancouver, BC V6N 2K2 | Gas Permit | Residential | Renovation | Withdrawn | Residential - Wolf 30 Inch gas cook top | Han Appliances & Refrigeration Ltd
EP-2023-01939 | 2023-09-15 | 3073 W 34TH AVENUE, Vancouver, BC V6N 2K1 | Electrical Permit | Residential | Renovation | Issued | Installation / Repair - Residential - Install circuit for a heat pump *An approved mechanical permit is required for the installation of air conditioning or heat pump unit at the time of installation before an electrical inspection will be performed | Douglas Millington o/a Moose Electric
GP-2023-01162 | 2023-04-06 | 3073 W 34TH AVENUE, Vancouver, BC V6N 2K1 | Gas Permit | Residential | Renovation | Completed | Residential - Replacement of 1 gas range top 62,200 BTU | Arjay Mechanical Inc
GP-2022-02693 | 2022-09-08 | 3073 W 34TH AVENUE, Vancouver, BC V6N 2K1 | Gas Permit | Residential | Renovation | Completed | Residential - Remove existing Air Handler, clean room and disposal/recycle Install new high efficient furnace | Ashton Service Group/Ashton Mechanical Ltd.
GP-2022-02537 | 2022-08-25 | 3107 W 34TH AVENUE, Vancouver, BC V6N 2K1 | Gas Permit | Residential | Renovation | Completed | Residential - Decommission and remove Air Handler, clean room and disposal/recycle Install new high efficient Air Handler Install AC condenser outdoors | Ashton Service Group/Ashton Mechanical Ltd.
EP-2023-01967 | 2023-03-16 | 3107 W 34TH AVENUE, Vancouver, BC V6N 2K1 | Electrical Permit | Residential | Renovation | Completed | Installation / Repair - Residential - Adding a circuit for a heat pump *GP-2022-02537 | Douglas Millington o/a Moose Electric
EP-2023-05771 | 2023-07-10 | 3126 W 34TH AVENUE, Vancouver, BC V6N 2K2 | Electrical Permit | Residential | Tenant Improvement | Issued | Installation / Repair - Residential - 200 amp panel upgrade and installation of full electrical system | Moore And Russell Heating And Air Conditioning Ltd
GP-2022-02711 | 2022-09-09 | 3126 W 34TH AVENUE, Vancouver, BC V6N 2K2 | Gas Permit | Residential | Tenant Improvement | Completed | Residential - Re Re Furnace | Moore & Russell Heating Ltd
PP-2023-03776 | 2023-10-26 | 3157 W 34TH AVENUE, Vancouver, BC V6N 2K1 | Plumbing Permit | Residential | New | Issued | Residential - 1FD - Sump installation for main house | Finest Construction & Renovation Ltd
EP-2023-09164 | 2023-10-24 | 3157 W 34TH AVENUE, Vancouver, BC V6N 2K1 | Electrical Permit | Residential | New | Issued | Installation / Repair - Residential - ¦ 1FD- 200A ¦ NEW ELECTRICAL WIRING WILL BE INSTALL AS PER CODE,HEAT PUMP WIRING,APPLIANCES BRANCH CIRCUITS,POT LIGHTS,SUMP PUMP WIRING 2X200 SERVICE WILL BE INSTALL *An approved mechanical permit is required for the installation of air conditioning or heat pump unit at the time of installation before a final electrical inspection will be performed >BP: To construct a 2 storey one-family dwelling ($1,036,260) with an open parking pad, providing 2 parking space, having vehicular access from the 20' Lane. Note: The entire building, INCLUDING THE ATTACHED GARAGE (if applicable), to be sprinklered to NFPA 13D Note: This is a 2 storey building pursuant to the Zoning and Development By-Law 1. Covenant registered at the Land Title Office under CB731876 2. A/C proposed – Exterior component located in Rear 3. Bar sink located in Basement 4. Schedule B: (Y.Y.Fang) P.Eng (604.868.2076) Structural & Geotechnical 5. Schedule D: (M.Chen) P.Eng (604.868.2076) Building Envelope 6. HPO: Residential Builder- iFortune Home Inc ***This permit is issued under the VBBL 2019, with updated energy requirements as per bylaw # 12997 effective Jan 01, 2022.*** | AMJ ELECTRIC SERVICES INC
MP-2024-00086 | 2024-01-19 | 3157 W 34TH AVENUE, Vancouver, BC V6N 2K1 | Mechanical Permit | NULL | NULL | Issued | NULL | CHEEMA PLUMBING AND HEATING LTD
PP-2024-00047 | 2024-01-15 | 3157 W 34TH AVENUE, Vancouver, BC V6N 2K1 | Plumbing Permit | Residential | New | Issued | Residential - Plumbing >BP: To construct a 2 storey one-family dwelling ($1,036,260) with an open parking pad, providing 2 parking space, having vehicular access from the 20' Lane. Note: The entire building, INCLUDING THE ATTACHED GARAGE (if applicable), to be sprinklered to NFPA 13D Note: This is a 2 storey building pursuant to the Zoning and Development By-Law 1. Covenant registered at the Land Title Office under CB731876 2. A/C proposed – Exterior component located in Rear 3. Bar sink located in Basement 4. Schedule B: (Y.Y.Fang) P.Eng (604.868.2076) Structural & Geotechnical 5. Schedule D: (M.Chen) P.Eng (604.868.2076) Building Envelope 6. HPO: Residential Builder- iFortune Home Inc | CHEEMA PLUMBING AND HEATING LTD
EP-2023-10568 | 2023-12-04 | 3216 W 34TH AVENUE, Vancouver, BC V6N 2K4 | Electrical Permit | Residential | Renovation | Completed | Installation / Repair - Residential - Main panel, side and rear yard, detached garage for car charger 50 amp 6/3c copper.Exisitng 200 amp service. | ACS ELECTRICAL LTD
GP-2023-01339 | 2023-04-25 | 4504 W 2ND AVENUE, Vancouver, BC V6R 1K8 | Gas Permit | Residential | Tenant Improvement | Completed | Residential - install 1 water heater If work on this site could lead to the disturbance of soil please contact the Provincial Archeology Branch at 250-953-3334 for necessary permits. | Gandy Installations Ltd
EP-2022-10373 | 2023-01-16 | 3405 W 31ST AVENUE, Vancouver, BC V6S 1X6 | Electrical Permit | Residential | Addition | Issued | Installation / Repair - Residential - Remove and reinstall AC unit and Heat pump. Existing units are at the side of residence. Reinstall at back and under front deck (one each). Load Calculation on existing 200 amp/240 volt service. Basic load calc at 3500' or 325 sq. Meters = 8000 watts Range x 1 =6000 watts Dryer x 1 @25% = 1320 watts Elevator @25 % = 600 watts Baseboard heaters @100% = 4050 watts Air conditioning unit @100 % = 4320 watts Heat pump (small) @100% = 1920 watts Total amperage at 240 volt(26,210 watts) =110 amps | Kerrisdale Electric Ltd
EP-2023-06600 | 2023-07-21 | 3435 W 31ST AVENUE, Vancouver, BC V6S 1X6 | Electrical Permit | Residential | Addition | Issued | Installation / Repair - Residential - Installation of security system | ADT Security Services Canada Inc
EP-2022-02098 | 2022-03-16 | 3444 W 31ST AVENUE, Vancouver, BC V6S 1X7 | Electrical Permit | Residential | Renovation | Completed | Installation / Repair - Residential - New kitchen power outlets, new pot lights >BP: Interior and exterior alterations to this existing 2 storey One Family Dwelling with an approved basement and detached garage in the rear. Scope of Work: Removing a partition wall to join the Kitchen and Dining Room together, cosmetic upgrades, new cabinetry, countertops, appliances etc. and install a new door and window in the rear. OK for Field Review as per J.Bal - Dec 2/21 Letters of assurance submitted: Sch B (Struct): Andrew Vizer, P.Eng., 604.221.8411 | VS Electric Ltd
PP-2022-00793 | 2022-03-09 | 3444 W 31ST AVENUE, Vancouver, BC V6S 1X7 | Plumbing Permit | Residential | Renovation | Completed | Residential - Kitchen Island sink, Pot Filler, Fridge Water Interior and exterior alterations to this existing 2 storey One Family Dwelling with an approved basement and detached garage in the rear. Scope of Work: Removing a partition wall to join the Kitchen and Dining Room together, cosmetic upgrades, new cabinetry, countertops, appliances etc. and install a new door and window in the rear. | Jerrad E Brooks
GP-2022-01573 | 2022-05-24 | 3444 W 31ST AVENUE, Vancouver, BC V6S 1X7 | Gas Permit | Residential | New | Completed | Residential - Fulgor 36" Gas Range | Han Appliances & Refrigeration Ltd
MP-2023-01010 | 2023-06-05 | 3456 W 31ST AVENUE, Vancouver, BC V6S 1X7 | Mechanical Permit | NULL | NULL | Completed | NULL | PHOENIX HVAC SERVICES LTD
EP-2023-03459 | 2023-04-21 | 3456 W 31ST AVENUE, Vancouver, BC V6S 1X7 | Electrical Permit | Residential | Renovation | Completed | Installation / Repair - Residential - Low voltage: data and security wiring. >BP: Exterior and interior alterations to enclose the area under the existing deck, provide a cover over a portion of the rear deck on the main floor, renovate the existing kitchen and add a new dormer to the front of this existing two storey plus basement one family dwelling on this inside with lane site. REUP form prepared by Peter Cho, 778.316.9053 Structural and Geotechnical schedule B signed and sealed by Jeff Allester, 604.228.0518 | LVT Installations
EP-2023-02954 | 2023-04-17 | 3456 W 31ST AVENUE, Vancouver, BC V6S 1X7 | Electrical Permit | Residential | Renovation | Completed | Installation / Repair - Residential - Renovation of home. New top floor extension and renovation to main floor. New 200A service *MP-2023-01010: Issued (Heating and Cooling) *Permit Amendment Jul 11, 2023 -"Heat pump in rear to be added" >BP: Exterior and interior alterations to enclose the area under the existing deck, provide a cover over a portion of the rear deck on the main floor, renovate the existing kitchen and add a new dormer to the front of this existing two storey plus basement one family dwelling on this inside with lane site. *May 02, 2023 Permit Amendment: -Please amend service to 200A overhead size (single phase 120/240v) with double meter base. 125A to main house & 100A to suite panel. As per inspectors request. | F & S Electrical Ltd
PP-2023-00651 | 2023-02-24 | 3456 W 31ST AVENUE, Vancouver, BC V6S 1X7 | Plumbing Permit | Residential | Renovation | Completed | Residential - addition of two new bathrooms on the top floor >DB: 3456 W 31st Exterior and interior alterations to enclose the area under the existing deck, provide a cover over a portion of the rear deck on the main floor, renovate the existing kitchen and add a new dormer to the front of this existing two storey plus basement one family dwelling on this inside with lane site. | Harry Dash Plumbing Ltd
GP-2023-00722 | 2023-03-03 | 3456 W 31ST AVENUE, Vancouver, BC V6S 1X7 | Gas Permit | Residential | Renovation | Completed | Residential - gas range line moved and adding on demand water heater >DB: Exterior and interior alterations to enclose the area under the existing deck, provide a cover over a portion of the rear deck on the main floor, renovate the existing kitchen and add a new dormer to the front of this existing two storey plus basement one family dwelling on this inside with lane site. | SOUTHSIDE GAS SERVICES LTD
MP-2022-00228 | 2022-09-15 | 3507 W 31ST AVENUE, Vancouver, BC V6S 1X8 | Mechanical Permit | NULL | NULL | Completed | NULL | Moore And Russell Heating And Air Conditioning Ltd
EP-2022-05224 | 2022-06-29 | 3507 W 31ST AVENUE, Vancouver, BC V6S 1X8 | Electrical Permit | Residential | Tenant Improvement | Completed | Installation / Repair - Residential - 100 - 200 amp service upgrade and installation of outdoor heat pump | Moore And Russell Heating And Air Conditioning Ltd
EP-2022-05665 | 2022-07-05 | 3512 W 31ST AVENUE, Vancouver, BC V6S 1X9 | Electrical Permit | Residential | New | Expired | Temporary Power - Residential - To provide temporary power. Work authorized by this permit is for placement of a temporary power pole only and does not authorize any site construction and/or excavation. A separate Building Permit will be required prior to commencement of any other work on this site. | H.L. ELECTRICAL LTD
PP-2022-03995 | 2022-11-04 | 3512 W 31ST AVENUE, Vancouver, BC V6S 1X9 | Plumbing Permit | Residential | New | Issued | Residential - Draintile, Rainwater leader, Sanitary,Storm and sump services (Outside Services) | Khela Excavating Ltd.
MP-2023-00279 | 2023-03-01 | 3512 W 31ST AVENUE, Vancouver, BC V6S 1X9 | Mechanical Permit | NULL | NULL | Issued | NULL | SIGMA PLUMBING & HEATING INC.
PP-2023-00310 | 2023-02-07 | 3512 W 31ST AVENUE, Vancouver, BC V6S 1X9 | Plumbing Permit | Residential | New | Issued | Residential - PLUMBING >BP: To construct a 2 storey one-family dwelling with a secondary suite located in the Basement with an open parking pad, providing a total of 2 parking spaces, having vehicular access from the 20' Lane. Note: Additional Parking for the site has been provided under DB-2021-06547 (Laneway House) 1. Covenant registered at the Land Title Office under CA9741514 2. No Strata Titling permitted 3. A/C proposed – Exterior component located in rear yard, Interior component located in closet on second floor 4. Bar sink located in basement 5. Schedule B: (Weizheng Su) P.Eng (604-367-6645) Structural & Geotechnical 6. HPO: Residential Builder- (Good Castle Real Estate Development Ltd) Feb 7/23 - AMEND Address should be for the main house at 3512 W 31st | SIGMA PLUMBING & HEATING INC.
GP-2023-01310 | 2023-04-25 | 3512 W 31ST AVENUE, Vancouver, BC V6S 1X9 | Gas Permit | Residential | New | Issued | Residential - 1FD+SS - #1 & #2 - to install 1 boiler 1 range 1 bbq The entire building to be sprinklered to NFPA 13D >DB: To construct a 2 storey one-family dwelling with a secondary suite located in the Basement with an open parking pad, providing a total of 2 parking spaces, having vehicular acce ss from the 20' Lane. Note: Additional Parking for the site has been provided under DB-2021-06547 (Laneway House) 1. Covenant registered at the Land Title Office under CA9741514 2. No Strata Titling permitted 3. A/C proposed – Exterior component located in rear yard, Interior component located in closet on second floor 4. Bar sink located in basement | Symbolistic Heating Ltd
EP-2023-04637 | 2023-05-29 | 3512 W 31ST AVENUE, Vancouver, BC V6S 1X9 | Electrical Permit | Residential | New | Issued | Installation / Repair - Residential - Alarm, CCTV, Tel, TV, Data, intercom. >BP: To construct a 2 storey one-family dwelling with a secondary suite located in the Basement ($980,000.00) with an open parking pad, providing a total of 2 parking spaces, having vehicular access from the 20' Lane. Note: Additional Parking for the site has been provided under DB-2021-06547 (Laneway House) 1. Covenant registered at the Land Title Office under CA9741514 2. No Strata Titling permitted 3. A/C proposed – Exterior component located in rear yard, Interior component located in closet on second floor 4. Bar sink located in basement 5. Schedule B: (Weizheng Su) P.Eng (604-367-6645) Structural & Geotechnical 6. HPO: Residential Builder- (Good Castle Real Estate Development Ltd) Note: This is a 2 storey building pursuant to the Zoning and Development By-Law ** Laneway house permit under DB-2021-06547.** **THIS PERMIT HAS BEEN ISSUED UNDER THE REQUIREMENTS OF VBBL #12511 (2019) ** | AIGO TECHNOLOGY INC
EP-2023-03972 | 2023-05-11 | 3512 W 31ST AVENUE, Vancouver, BC V6S 1X9 | Electrical Permit | Residential | New | Issued | Installation / Repair - Residential - 200 amp main service 150 amp for house 100 amp for lwh All rough wiring and finishing *An approved mechanical permit is required for the installation of air conditioning or heat pump unit at the time of installation before an electrical inspection will be performed >BP: To construct a 2 storey one-family dwelling with a secondary suite located in the Basement ($980,000.00) with an open parking pad, providing a total of 2 parking spaces, having vehicular access from the 20' Lane. Note: Additional Parking for the site has been provided under DB-2021-06547 (Laneway House) 1. Covenant registered at the Land Title Office under CA9741514 2. No Strata Titling permitted 3. A/C proposed – Exterior component located in rear yard, Interior component located in closet on second floor 4. Bar sink located in basement 5. Schedule B: (Weizheng Su) P.Eng (604-367-6645) Structural & Geotechnical 6. HPO: Residential Builder- (Good Castle Real Estate Development Ltd) Note: This is a 2 storey building pursuant to the Zoning and Development By-Law ** Laneway house permit under DB-2021-06547.** **THIS PERMIT HAS BEEN ISSUED UNDER THE REQUIREMENTS OF VBBL #12511 (2019) ** | H.L. ELECTRICAL LTD
SP-2023-00811 | 2023-05-12 | 3512 W 31ST AVENUE, Vancouver, BC V6S 1X9 | Sprinkler Permit | Residential | New | Issued | Residential - 1FD+SS - #1 & #2 - New sprinkler system The entire building to be sprinklered to NFPA 13D >DB: To construct a 2 storey one-family dwelling with a secondary suite located in the Basement with an open parking pad, providing a total of 2 parking spaces, having vehicular access from the 20' Lane. Note: Additional Parking for the site has been provided under DB-2021-06547 (Laneway House) 1. Covenant registered at the Land Title Office under CA9741514 2. No Strata Titling permitted 3. A/C proposed – Exterior component located in rear yard, Interior component located in closet on second floor 4. Bar sink located in basement | Haven Fire Protection Ltd
EP-2023-06766 | 2023-07-25 | 3512 W 31ST AVENUE, Vancouver, BC V6S 1X9 | Electrical Permit | Residential | New | Issued | Temporary Power - Residential - To provide temporary power. | H.L. ELECTRICAL LTD
GP-2023-03549 | 2023-11-15 | 3529 W 31ST AVENUE, Vancouver, BC V6S 1X8 | Gas Permit | Residential | Renovation | Issued | Residential - RE&RE hot water tank | Milani Plumbing Heating & Air Conditioning Ltd
EP-2023-10011 | 2023-11-22 | 3538 W 31ST AVENUE, Vancouver, BC V6S 1X9 | Electrical Permit | Residential | Renovation | Completed | Installation / Repair - Residential - Panel upgrade. No change to service. Grounding and bonding. Fridge circuit. This permit is for repairs to existing house for insurance purposes for the short term | EVANSON ELECTRIC LTD
GP-2022-00830 | 2022-03-15 | 3617 W 2ND AVENUE, Vancouver, BC V6R 1J6 | Gas Permit | Residential | Renovation | Completed | Residential - Removing the gas range and capping the pipe | Milani Plumbing Heating & Air Conditioning Ltd
EP-2023-04537 | 2023-05-24 | 3620 W 2ND AVENUE, Vancouver, BC V6R 1J7 | Electrical Permit | Residential | New | Issued | Installation / Repair - Residential - Alarm, security, low voltage and vacuum. >BP: To construct a 2-storey two-family dwelling (742,420.00) with a detached accessory building (garage) at the rear providing 2 parking spaces, having vehicular access from the lane. The entire building is to be sprinklered to NFPA 2x13D. 1. (2) Heat Pumps proposed rear yard South elevation adjacent to garage. 2. Schedule B: Min Park P.Eng (778-836-7221) Structural 3. Schedule B: Gunther Yip (604-513-4190) Geotechnical 4. BC Housing HPO : A Star Homes LTD. 604-725-8526 ******THIS PERMIT HAS BEEN ISSUED UNDER THE REQUIREMENTS OF VBBL #12511 (2019)****** | Jasneet Singh Dhuper
GP-2023-01781 | 2023-06-26 | 3620 W 2ND AVENUE, Vancouver, BC V6R 1J7 | Gas Permit | Residential | New | Issued | Residential - 2 Range, 2 BBQ, 2 Fireplaces gas pipe >BP: To construct a 2-storey two-family dwelling | PRIDE GAS & HEATING LTD.
MP-2023-00678 | 2023-04-21 | 3620 W 2ND AVENUE, Vancouver, BC V6R 1J7 | Mechanical Permit | NULL | NULL | Issued | NULL | VINCI PLUMBING HEATING AND DRAINAGE LTD
PP-2023-00859 | 2023-03-14 | 3620 W 2ND AVENUE, Vancouver, BC V6R 1J7 | Plumbing Permit | Residential | New | Issued | Residential - 2FD - FRONT - 3620 W 2ND AV BACK - 3622 W 2ND AV Plumbing >BP: To construct a 2-storey two-family dwelling with a detached accessory building (garage) at the rear providing 2 parking spaces, having vehicular access from the lane. The entire building is to be sprinklered to NFPA 2x13D. Note: This Building Permit will remain in a suspended status until the associated (green) Demolition Permit BP-2022-00406 is completed. 1. (2) Heat Pumps proposed rear yard South elevation adjacent to garage. | VINCI PLUMBING HEATING AND DRAINAGE LTD
EP-2022-09303 | 2022-11-07 | 3620 W 2ND AVENUE, Vancouver, BC V6R 1J7 | Electrical Permit | Residential | New | Issued | Installation / Repair - Residential - New duplex electrical work and main service 200 amp each unit 125 amp -A mechanical permit is required for heat pump installation before an electrical inspection will be performed To construct a 2-storey two-family dwelling (742,420.00) with a detached accessory building (garage) at the rear providing 2 parking spaces, having vehicular access from the lane. The entire building is to be sprinklered to NFPA 2x13D. Note: This Building Permit will remain in a suspended status until the associated (green) Demolition Permit BP-2022-00406 is completed. 1. No A/C units proposed 2. Schedule B: Min Park P.Eng (778-836-7221) Structural 3. Schedule B: Gunther Yip (604-513-4190) Geotechnical 4. BC Housing: Elizeh Design Associates Inc. | Uppal Electrical Ltd
PP-2022-03386 | 2022-10-13 | 3620 W 2ND AVENUE, Vancouver, BC V6R 1J7 | Plumbing Permit | Residential | New | Issued | Residential - storm and sewer hook up | Mash Construction Ltd.
EP-2022-07430 | 2022-09-02 | 3620 W 2ND AVENUE, Vancouver, BC V6R 1J7 | Electrical Permit | Residential | New | Expired | Temporary Power - Residential - To provide temporary power. | Levan Electrical Services Inc
MP-2023-00642 | 2023-04-19 | 3635 W 2ND AVENUE, Vancouver, BC V6R 1J6 | Mechanical Permit | NULL | NULL | Completed | NULL | Superior Gas Installations & Service Ltd
GP-2023-00948 | 2023-03-16 | 3635 W 2ND AVENUE, Vancouver, BC V6R 1J6 | Gas Permit | Residential | New | Completed | Residential - Re and re gas range | Superior Gas Installations & Service Ltd
EP-2024-00402 | 2024-01-19 | 3642 W 2ND AVENUE, Vancouver, BC V6R 1J7 | Electrical Permit | Residential | Renovation | Issued | Installation / Repair - Residential - Installation of lights and general plugs in new car port, Replacement of 200A meter base as old one has an issue. To construct a detached two-car carport (approx. 20'-5"x20') on the rear of this existing One Family Dwelling on this site. | FOS Electric Systems Ltd
PP-2024-00117 | 2024-01-17 | 3642 W 2ND AVENUE, Vancouver, BC V6R 1J7 | Plumbing Permit | Residential | New | Issued | Residential - Install one outside sump without pump | Octiscapes Site Services Ltd
GP-2023-01516 | 2023-05-09 | 3649 W 2ND AVENUE, Vancouver, BC V6R 1J6 | Gas Permit | Residential | Renovation | Completed | Residential - BOILER RE&RE | Ferenc Nagy
GP-2022-01464 | 2022-05-11 | 3457 W 34TH AVENUE, Vancouver, BC V6N 2K5 | Gas Permit | Residential | Tenant Improvement | Completed | Residential - Installing tankless water heater | Gandy Installations Ltd
GP-2023-03724 | 2023-11-24 | 3518 W 34TH AVENUE, Vancouver, BC V6N 2K8 | Gas Permit | Residential | Renovation | Issued | Residential - hot water tank replacement | Reid Brothers Plumbing & Heating Ltd
GP-2023-03647 | 2023-11-21 | 3538 W 34TH AVENUE, Vancouver, BC V6N 2K8 | Gas Permit | Residential | Renovation | Completed | Residential - Boiler re&re | Ferenc Nagy
MP-2022-00181 | 2022-09-02 | 3556 W 34TH AVENUE, Vancouver, BC V6N 2K8 | Mechanical Permit | NULL | NULL | Completed | NULL | Moore And Russell Heating And Air Conditioning Ltd
EP-2023-08910 | 2023-10-04 | 2885 W 31ST AVENUE, Vancouver, BC V6L 2A3 | Electrical Permit | Residential | Addition | Issued | Installation / Repair - Residential - INSTALLATION OF SECURITY SYSTEM | ADT Security Services Canada Inc
GP-2023-01298 | 2023-04-20 | 2888 W 31ST AVENUE, Vancouver, BC V6L 2A2 | Gas Permit | Residential | Renovation | Completed | Residential - To replace 1 hot water tank in the same location. | Paolo's Plumbing & Heating Ltd
GP-2023-03422 | 2023-11-06 | 2930 W 31ST AVENUE, Vancouver, BC V6L 2A4 | Gas Permit | Residential | Tenant Improvement | Completed | Residential - Rinnai Combi boiler replacement | Wah Fai Plumbing & Heating Inc
NULL | NULL | 2966 W 31ST AVENUE, Vancouver, BC V6L 2A4 | Plumbing Permit | Residential | Tenant Improvement | Draft | Residential - Sewer line replacement with new sump | Kerrisdale Roofing & Drains Ltd
PP-2023-03688 | 2023-10-19 | 2966 W 31ST AVENUE, Vancouver, BC V6L 2A4 | Plumbing Permit | Residential | Tenant Improvement | Completed | Residential - Sewer Line replacement with installation of new sump | Kerrisdale Roofing & Drains Ltd
EP-2023-04293 | 2023-05-29 | 2942 W 33RD AVENUE, Vancouver, BC V6N 2G5 | Electrical Permit | Residential | Renovation | Issued | Installation / Repair - Residential - Service upgrade to 200amps 1 phase to accommodate Heat pump and 2 EV chargers. -DCC12/ EV1: 9600W -EV2: 9600W *An approved mechanical permit is required for the installation of air conditioning or heat pump unit at the time of installation before an electrical inspection will be performed | Paone Electric Ltd
MP-2023-01119 | 2023-06-19 | 2942 W 33RD AVENUE, Vancouver, BC V6N 2G5 | Mechanical Permit | NULL | NULL | Completed | NULL | Lambert Plumbing & Heating
GP-2023-02615 | 2023-09-07 | 2971 W 33RD AVENUE, Vancouver, BC V6N 2G4 | Gas Permit | Residential | Addition | Completed | Residential - TO INSTALL 1 TANKLESS WATER HEATER | BC Care Heating Services Ltd
GP-2023-03662 | 2023-11-21 | 4063 W 34TH AVENUE, Vancouver, BC V6N 2L6 | Gas Permit | Residential | Renovation | Completed | Residential - To replace 1 furnace in the same locationl. | Paolo's Plumbing & Heating Ltd
GP-2022-03138 | 2022-10-13 | 4035 W 36TH AVENUE, Vancouver, BC V6N 2T1 | Gas Permit | Residential | Renovation | Completed | Residential - Replace water heater | BNA Systems Inc and/or Kirkland Metal Shop Ltd
EP-2022-09212 | 2022-10-28 | 4050 W 36TH AVENUE, Vancouver, BC V6N 2S9 | Electrical Permit | Residential | New | Expired | Temporary Power - Residential - To provide temporary power. | ENERGY ELECTRIC LTD
MP-2023-00799 | 2023-05-08 | 4050 W 36TH AVENUE, Vancouver, BC V6N 2S9 | Mechanical Permit | NULL | NULL | Issued | NULL | Performance Mechanical Inc
PP-2023-01556 | 2023-05-03 | 4050 W 36TH AVENUE, Vancouver, BC V6N 2S9 | Plumbing Permit | Residential | New | Issued | Residential - 1FD - New Plumbing installation >DB: To construct a 2 storey with cellar one-family dwelling with a detached accessory building (garage) at the rear providing 2 parking spaces and a surface parking having vehicular access from the lane. The entire building to be sprinklered to NFPA 13D. 1. A/C unit proposed in rear yard 2. Bar sink located in Rec Room | Performance Mechanical Inc
NULL | NULL | 4050 W 36TH AVENUE, Vancouver, BC V6N 2S9 | Plumbing Permit | Residential | New | Draft | Residential - New plumbing installation | Performance Mechanical Inc
EP-2023-02304 | 2023-04-04 | 4050 W 36TH AVENUE, Vancouver, BC V6N 2S9 | Electrical Permit | Residential | New | Issued | Installation / Repair - Residential - Electrical wiring of new SFD with detached garage, 200 Amp, 240 Volt, single phase overhead service with 1 - 200 Amp sub panel *An approved mechanical permit is required for the installation of air conditioning or heat pump unit at the time of installation before an electrical inspection will be performed >BP: To construct a 2 storey with cellar one-family dwelling with a detached accessory building (garage) at the rear providing 2 parking spaces and a surface parking having vehicular access from the lane. The entire building to be sprinklered to NFPA 13D. NOTE: To achieve the required FSR a floor space exclusion of 2% has been applied to this application as per section 10.11.1 of the district schedule, to accommodate improved building performance. 1. A/C unit proposed in rear yard 2. Bar sink located in Rec Room 3. Schedule B Chungmo Chung P.Eng (604-469-3723) Structural 4. Schedule B Jian Zhong Jin P.Eng (604-362-7021) Geotechnical 5. BC Housing Corbel Investments Ltd Note: This is a 2 storey building pursuant to the Zoning and Development By-Law ******THIS PERMIT HAS BEEN ISSUED UNDER THE REQUIREMENTS OF VBBL 2019****** This permit is issued under the VBBL 2019, with updated energy requirements as per bylaw # 12997 effective Jan 01, 2022. "Combustible projections or roof soffits on an exposing building face shall not project to less than .45m from the property line and shall be in compliance with VBBL 2019 9.10.15.5.(9)" | ENERGY ELECTRIC LTD
PP-2023-01094 | 2023-03-29 | 4050 W 36TH AVENUE, Vancouver, BC V6N 2S9 | Plumbing Permit | Residential | New | Issued | Residential - 1FD - front and back yard - 2 OUTSIDE SUMPS/1 WITH PUMP | BigCity Excavation Ltd
EP-2023-10470 | 2023-11-20 | 4050 W 36TH AVENUE, Vancouver, BC V6N 2S9 | Electrical Permit | Residential | New | Issued | Installation / Repair - Residential - security alarm, intercom, tel, tv data camera , speaker rough in and completion >BP: To construct a 2 storey with cellar one-family dwelling with a detached accessory building (garage) at the rear providing 2 parking spaces and a surface parking having vehicular access from the lane. The entire building to be sprinklered to NFPA 13D. | Repel Security Systems Ltd
GP-2024-00009 | 2024-01-03 | 4050 W 36TH AVENUE, Vancouver, BC V6N 2S9 | Gas Permit | Residential | New | Issued | Residential - 1 Range, 2 BBQ's & 1 Fireplace new gas installation >BP: To construct a 2 storey with cellar one-family dwelling with a detached accessory building (garage) at the rear providing 2 parking spaces and a surface parking having vehicular access from the lane. The entire building to be sprinklered to NFPA 13D. NOTE: To achieve the required FSR a floor space exclusion of 2% has been applied to this application as per section 10.11.1 of the district schedule, to accommodate improved building performance. 1. A/C unit proposed in rear yard 2. Bar sink located in Rec Room 3. Schedule B Chungmo Chung P.Eng (604-469-3723) Structural 4. Schedule B Jian Zhong Jin P.Eng (604-362-7021) Geotechnical 5. BC Housing Corbel Investments Ltd **Amend* January 22, 2024 - Added 1 BBQ (75 000 BTU) | Performance Mechanical Inc
SP-2023-01946 | 2023-10-23 | 4050 W 36TH AVENUE, Vancouver, BC V6N 2S9 | Sprinkler Permit | Residential | New | Issued | Residential - fire sprinkler installation >BP: To construct a 2 storey with cellar one-family dwelling with a detached accessory building (garage) at the rear providing 2 parking spaces and a surface parking having vehicular access from the lane. The entire building to be sprinklered to NFPA 13D. NOTE: To achieve the required FSR a floor space exclusion of 2% has been applied to this application as per section 10.11.1 of the district schedule, to accommodate improved building performance. 1. A/C unit proposed in rear yard 2. Bar sink located in Rec Room 3. Schedule B Chungmo Chung P.Eng (604-469-3723) Structural 4. Schedule B Jian Zhong Jin P.Eng (604-362-7021) Geotechnical 5. BC Housing Corbel Investments Ltd | Ecofire Sprinklers Ltd
NULL | NULL | 4050 W 36TH AVENUE, Vancouver, BC V6N 2S9 | Electrical Permit | Residential | New | Draft | Temporary Power - Residential - To provide temporary power. | ENERGY ELECTRIC LTD
GP-2023-03383 | 2023-11-07 | 4050 W 36TH AVENUE, Vancouver, BC V6N 2S9 | Gas Permit | Residential | New | Issued | Residential - Installation of 1 gas fireplace - venting and hook up only >BP: To construct a 2 storey with cellar one-family dwelling with a detached accessory building (garage) at the rear providing 2 parking spaces and a surface parking having vehicular access from the lane. | Urban Fireplaces Ltd
EP-2023-10650 | 2023-11-27 | 4055 W 36TH AVENUE, Vancouver, BC V6N 2T1 | Electrical Permit | Residential | Renovation | Issued | Installation / Repair - Residential - Interior alterations to renovate the existing dwelling 1) install new wiring for the house. 2) install new switches, receptacles, lightings and appliances. 3) the existing 200amp overhead service and panel will remain. >BP: Exterior and interior alterations to provide improvements to this single detached house on this site. Work to rebuild the deck and porch. Scope of work includes 1) replacement of existing deck 2) New front entry stair and landing 3) Relocation of window 4) Replacement of entry door 5) interior alterations - new flooring, paint finishes, and kitchen millwork. Reup (Required 2 pts, provided 2 pts): Minor air sealing & Attic insulation | Altech Electric Ltd
PP-2023-04131 | 2023-11-24 | 4055 W 36TH AVENUE, Vancouver, BC V6N 2T1 | Plumbing Permit | Residential | Renovation | Issued | Residential - Old home adding 12 new plumbing fixtures >BP: Exterior and interior alterations to provide improvements to this single detached house on this site. Work to rebuild the deck and porch. Scope of work includes 1) replacement of existing deck 2) New front entry stair and landing 3) Relocation of window 4) Replacement of entry door 5) interior alterations - new flooring, paint finishes, and kitchen millwork. | AKAL Plumbing & Heating Ltd
EP-2022-05365 | NULL | 4077 W 36TH AVENUE, Vancouver, BC V6N 2T1 | Electrical Permit | Residential | Renovation | Withdrawn | Installation / Repair - Residential - Supply and Install 200A panel, car charger, and spa kit. -installed in the new 200a service so there is currently no load. Service won’t be affected. And no structural work will be required. For new panel the outside wall with dry wall will be opened but closed up afterwards. New EVSE document uploaded below. NEW service, no impact to existing at this address. - Spa kit is new, and will be mounted to a ground post for support. -Please see attached for definition of Spa Kit. This is a new hot tub to be installed by others. A single line diagram would show Hydro - Meter - 200A service - 50A GFCI Spa Kit - Hot Tub. Scope includes 200A panel, spa kit, and energization of hot tub. Spa kit to be installed min 3m away from hot tub. | Bay Hill Contracting Ltd
NULL | NULL | 4077 W 36TH AVENUE, Vancouver, BC V6N 2T1 | Gas Permit | Residential | Renovation | Draft | Residential - 1530 W26th gas boiler 200,000 BTU | Jeffrey Lavigne
GP-2023-03801 | 2023-11-30 | 4078 W 36TH AVENUE, Vancouver, BC V6N 2S9 | Gas Permit | Residential | Renovation | Completed | Residential - Re/Re Combi-Boiler | Lambert Plumbing & Heating
GP-2023-02713 | 2023-09-15 | 2833 W 34TH AVENUE, Vancouver, BC V6N 2J7 | Gas Permit | Residential | New | Issued | Residential - Installation of 1 gas fireplace -venting and hook up only >BP: To construct a 2 storey + cellar one-family ($1,191,700.00) with a detached accessory building (garage) ($10,000), at the rear providing 3 parking spaces, having vehicular access from the lane. | Urban Fireplaces Ltd
SP-2023-01561 | 2023-08-25 | 2833 W 34TH AVENUE, Vancouver, BC V6N 2J7 | Sprinkler Permit | Residential | New | Issued | Residential - Sprinkler system for new SFD >BP: To construct a 2 storey + cellar one-family with a detached accessory building (garage) , at the rear providing 3 parking spaces, having vehicular access from the lane. 1. No Strata Titling permitted 2. No A/C Unit proposed 3. A/C proposed – Exterior component located in North (Rear) Yard, Interior component located in Cellar Mechanical room 4. Bar sink located in Cellar media room 5. Schedule B: (Jeff Allester) P.Eng (604.228.0518) Structural 6. Schedule B: (Joseph (Inseok) Oh) P.Eng (604.513.4190) Geotechnical 7. HPO: Residential Builder- Eyco Building Group Ltd. 8. Rev#1: Schedule B 1.6 - Johnathan Adams, P. Eng. (604-530-6611), Architectural | Allright Sprinklers Ltd
EP-2022-08829 | 2023-10-13 | 2833 W 34TH AVENUE, Vancouver, BC V6N 2J7 | Electrical Permit | Residential | New | Issued | Installation / Repair - Residential - Installation of structured wiring, surveillance system, security alarm system, audio system, intercom system, home theatre, lighting integration. >BP: To construct a 2 storey + cellar one-family ($1,191,700.00) with a detached accessory building (garage) ($10,000), at the rear providing 3 parking spaces, having vehicular access from the lane. 1. No Strata Titling permitted 2. No A/C Unit proposed 3. A/C proposed – Exterior component located in North (Rear) Yard, Interior component located in Cellar Mechanical room 4. Bar sink located in Cellar media room 5. Schedule B: (Jeff Allester) P.Eng (604.228.0518) Structural 6. Schedule B: (Joseph (Inseok) Oh) P.Eng (604.513.4190) Geotechnical 7. HPO: Residential Builder- Eyco Building Group Ltd. 8. Rev#1: Schedule B 1.6 - Johnathan Adams, P. Eng. (604-530-6611), Architectural Note: This is a 2 storey building pursuant to the Zoning and Development By-Law Address Information: Principle Dwelling: 2833 W 34 Ave Addresses have been assigned per the approved plans. This access must be provided & maintained at all times and the building addresses posted to be visible from the street in accordance with the Building By-law. **THIS PERMIT HAS BEEN ISSUED UNDER THE REQUIREMENTS OF VBBL #12511 (2019)** ****ALL PC NOTES HAS BEEN ACCEPTED BY THE APPLICANT**** Amend: Oct 16, 2023 Client has added additional work to increase our proposal by $10,000 | Vancouver Audiospace Home Control Ltd
EP-2022-07554 | 2022-09-09 | 2833 W 34TH AVENUE, Vancouver, BC V6N 2J7 | Electrical Permit | Residential | New | Issued | Installation / Repair - Residential - 1FD - New house wiring and garage. A/C located in rear of property. New 200A service to garage and underground to home. Fittings & fixtures throughout. >DB: To construct a 2 storey + cellar one-family with a detached accessory building (garage), at the rear providing 3 parking spaces, having vehicular access from the lane. 1. No Strata Titling permitted 2. No A/C Unit proposed 3. A/C proposed – Exterior component located in North (Rear) Yard, Interior component located in Cellar Mechanical room 4. Bar sink located in Cellar media room | F & S Electrical Ltd
MP-2022-00482 | 2022-10-27 | 2833 W 34TH AVENUE, Vancouver, BC V6N 2J7 | Mechanical Permit | NULL | NULL | Issued | NULL | McKellar Plumbing & Heating Ltd
PP-2022-03597 | 2022-10-11 | 2833 W 34TH AVENUE, Vancouver, BC V6N 2J7 | Plumbing Permit | Residential | New | Issued | Residential - SUMP | Octiscapes Site Services Ltd
NULL | NULL | 2833 W 34TH AVENUE, Vancouver, BC V6N 2J7 | Mechanical Permit | NULL | NULL | Draft | NULL | McKellar Plumbing & Heating Ltd
PP-2022-03697 | 2022-10-17 | 2833 W 34TH AVENUE, Vancouver, BC V6N 2J7 | Plumbing Permit | Residential | New | Issued | Residential - Supply & Install drainage, venting & water piping Feb 9/23 - AMEND >>11 Roof Drains >>BP: To construct a 2 storey + cellar one-family ($1,191,700.00) with a detached accessory building (garage) ($10,000), at the rear providing 3 parking spaces, having vehicular access from the lane. 1. No Strata Titling permitted 2. No A/C Unit proposed 3. A/C proposed – Exterior component located in North (Rear) Yard, Interior component located in Cellar Mechanical room 4. Bar sink located in Cellar media room 5. Schedule B: (Jeff Allester) P.Eng (604.228.0518) Structural 6. Schedule B: (Joseph (Inseok) Oh) P.Eng (604.513.4190) Geotechnical 7. HPO: Residential Builder- Eyco Building Group Ltd. 8. Rev#1: Schedule B 1.6 - Johnathan Adams, P. Eng. (604-530-6611), Architectural Note: This is a 2 storey building pursuant to the Zoning and Development By-Law **THIS PERMIT HAS BEEN ISSUED UNDER THE REQUIREMENTS OF VBBL #12511 (2019)** ****ALL PC NOTES HAS BEEN ACCEPTED BY THE APPLICANT**** | McKellar Plumbing & Heating Ltd
GP-2022-03176 | 2022-10-17 | 2833 W 34TH AVENUE, Vancouver, BC V6N 2J7 | Gas Permit | Residential | New | Issued | Residential - Supply & Install gas piping to the following fixtures >>BP: To construct a 2 storey + cellar one-family ($1,191,700.00) with a detached accessory building (garage) ($10,000), at the rear providing 3 parking spaces, having vehicular access from the lane. 1. No Strata Titling permitted 2. No A/C Unit proposed 3. A/C proposed – Exterior component located in North (Rear) Yard, Interior component located in Cellar Mechanical room 4. Bar sink located in Cellar media room 5. Schedule B: (Jeff Allester) P.Eng (604.228.0518) Structural 6. Schedule B: (Joseph (Inseok) Oh) P.Eng (604.513.4190) Geotechnical 7. HPO: Residential Builder- Eyco Building Group Ltd. 8. Rev#1: Schedule B 1.6 - Johnathan Adams, P. Eng. (604-530-6611), Architectural Note: This is a 2 storey building pursuant to the Zoning and Development By-Law **THIS PERMIT HAS BEEN ISSUED UNDER THE REQUIREMENTS OF VBBL #12511 (2019)** | McKellar Plumbing & Heating Ltd
PP-2023-00234 | NULL | 2833 W 34TH AVENUE, Vancouver, BC V6N 2J7 | Plumbing Permit | Residential | New | Withdrawn | Residential - Top floor ceiling & main floor ceiling | McKellar Plumbing & Heating Ltd
GP-2023-00171 | 2023-01-16 | 1336 W 37TH AVENUE, Vancouver, BC V6M 1M2 | Gas Permit | Residential | Renovation | Completed | Residential - RE N RE - New water heater | Superior Gas Installations & Service Ltd
GP-2022-00464 | 2022-02-11 | 1392 W 37TH AVENUE, Vancouver, BC V6M 1M2 | Gas Permit | Residential | Renovation | Completed | Residential - Re&Re Furnace BTU: 70.000 | Milani Plumbing Heating & Air Conditioning Ltd
EP-2022-10694 | 2022-12-19 | 1408 W 37TH AVENUE, Vancouver, BC V6M 1M3 | Electrical Permit | Residential | New | Expired | Temporary Power - Residential - To provide temporary power. | Jeff Electric Ltd
EP-2024-00114 | 2024-01-04 | 1408 W 37TH AVENUE, Vancouver, BC V6M 1M3 | Electrical Permit | Residential | New | Issued | Temporary Power - Residential - To provide temporary power. | Jeff Electric Ltd
EP-2022-05171 | 2022-06-17 | 1519 W 37TH AVENUE, Vancouver, BC V6M 1M5 | Electrical Permit | Residential | Addition | Expired | Temporary Power - Residential - To provide temporary power. | Aidea Solutions Ltd
EP-2023-06099 | 2023-07-07 | 1519 W 37TH AVENUE, Vancouver, BC V6M 1M5 | Electrical Permit | Residential | New | Issued | Temporary Power - Residential - To provide temporary power. | AIGO TECHNOLOGY INC
EP-2022-03154 | 2022-04-26 | 1519 W 37TH AVENUE, Vancouver, BC V6M 1M5 | Electrical Permit | Residential | New | Issued | Installation / Repair - Residential - This project was take care by other electrical contractor before, which already pass underground inspection, server inspection and rough in inspection Now we are going to take care of this jobsite for the termination and finishing Building to be sprinkled to NFPA 13R requirement. MAIN SERVICE: 200A,1 Meter System. Taking over from EP-2020-08200 | Aidea Solutions Ltd
PP-2022-01134 | 2022-04-04 | 4027 W 35TH AVENUE, Vancouver, BC V6N 2P4 | Plumbing Permit | Residential | New | Completed | Residential - Lawn irrigation | Sun Gardening & Landscaping Services Ltd
EP-2022-07623 | 2022-09-13 | 3779 W 2ND AVENUE, Vancouver, BC V6R 1J8 | Electrical Permit | Residential | Tenant Improvement | Completed | Installation / Repair - Residential - No change to existing service Electrical installation for heat pump BP not required Mechanical permit to be obtained | Moore And Russell Heating And Air Conditioning Ltd
MP-2022-00200 | 2022-09-09 | 3779 W 2ND AVENUE, Vancouver, BC V6R 1J8 | Mechanical Permit | NULL | NULL | Completed | NULL | Moore And Russell Heating And Air Conditioning Ltd
GP-2024-00170 | 2024-01-22 | 3791 W 2ND AVENUE, Vancouver, BC V6R 1J8 | Gas Permit | Residential | Renovation | Issued | Residential - Re & Re furnace | Eaton's Heating Ltd
EP-2023-07692 | 2023-08-29 | 3816 W 2ND AVENUE, Vancouver, BC V6R 1K2 | Electrical Permit | Residential | Renovation | Completed | Installation / Repair - Residential - electrical service upgrade changing from the customers current 100 amp service to a new 200 amp service >Permit Amendment Sep 05, 2023 -"Grounding/bonding is being done as well as a service reconnect and service relocation" Amend: Nov 2, 2023 adding a circuit for heat pump and heat strip | Douglas Millington o/a Moose Electric
MP-2023-01962 | 2023-11-02 | 3816 W 2ND AVENUE, Vancouver, BC V6R 1K2 | Mechanical Permit | NULL | NULL | Issued | NULL | Ashton Service Group/Ashton Mechanical Ltd.
GP-2023-03495 | 2023-11-10 | 3816 W 2ND AVENUE, Vancouver, BC V6R 1K2 | Gas Permit | Residential | Renovation | Issued | Residential - Decommission and remove old gas furnace and install new heat Pump . | Ashton Service Group/Ashton Mechanical Ltd.
SP-2023-01553 | 2023-08-24 | 3831 W 2ND AVENUE, Vancouver, BC V6R 1K1 | Sprinkler Permit | Residential | Renovation - Dwelling Unit(s) only | Completed | Residential - Move one sprinkler, and add one sprinkler >BP: Interior alterations to provide improvements to this existing single detached house including adding two new plumbing fixtures. Scope of work includes the removal of an unapproved interior wall in the cellar. OK for Field Review as per S.Yu on Jan 20, 2023 Notes: - DBI to determine on site if Schedule B, Structural, is required. - This building is sprinklered. DBI to determine on site if a separate sprinkler permit is required. - REUP submitted by Allen Joshua Selva Rabi, 604-562-0387. Scope of work to include energy upgrade in accordance with Article 11.2.1.4 of the 2019 Vancouver Building By-law and as per the Energy Efficiency Upgrade Details noted in the Energuide Report. * Selected upgrades: ventilation and controls in bathroom | Fire Busters Inc
PP-2023-02433 | 2023-07-11 | 3831 W 2ND AVENUE, Vancouver, BC V6R 1K1 | Plumbing Permit | Residential | New | Completed | Residential - New construction plumbing >BP: Interior alterations to provide improvements to this existing single detached house including adding two new plumbing fixtures. Scope of work includes the removal of an unapproved interior wall in the cellar. | BD Plumbing
GP-2023-02061 | 2023-07-11 | 3831 W 2ND AVENUE, Vancouver, BC V6R 1K1 | Gas Permit | Residential | New | Completed | Residential - 1 gas range in new location >BP: Interior alterations to provide improvements to this existing single detached house including adding two new plumbing fixtures. | BD Plumbing
EP-2023-06212 | 2023-07-12 | 3831 W 2ND AVENUE, Vancouver, BC V6R 1K1 | Electrical Permit | Residential | Renovation | Completed | Installation / Repair - Residential - Family room tv wiring. Replace existing security alarm panel. >BP: >BP: Interior alterations to provide improvements to this existing single detached house including adding two new plumbing fixtures. Scope of work includes the removal of an unapproved interior wall in the cellar. OK for Field Review as per S.Yu on Jan 20, 2023 Notes: - DBI to determine on site if Schedule B, Structural, is required. - This building is sprinklered. DBI to determine on site if a separate sprinkler permit is required. - REUP submitted by Allen Joshua Selva Rabi, 604-562-0387. Scope of work to include energy upgrade in accordance with Article 11.2.1.4 of the 2019 Vancouver Building By-law and as per the Energy Efficiency Upgrade Details noted in the Energuide Report. * Selected upgrades: ventilation and controls in bathroom | Vancouver Audiospace Home Control Ltd
EP-2023-04577 | 2023-06-01 | 3831 W 2ND AVENUE, Vancouver, BC V6R 1K1 | Electrical Permit | Residential | Renovation | Completed | Installation / Repair - Residential - wiring of indoor and outdoor heat pump unit reference: MP-2023-00212 | Mountain Point Electrical Inc.
NULL | NULL | 3831 W 2ND AVENUE, Vancouver, BC V6R 1K1 | Electrical Permit | Residential | Renovation | Withdrawn | Installation / Repair - Residential - Wiring of central heat pump unit | Mountain Point Electrical Inc.
EP-2023-02368 | 2023-03-24 | 3831 W 2ND AVENUE, Vancouver, BC V6R 1K1 | Electrical Permit | Residential | Renovation | Completed | Installation / Repair - Residential - Kitchen and bathroom reno and some other small electrical throughout the house >BP: Interior alterations to provide improvements to this existing single detached house including adding two new plumbing fixtures. Scope of work includes the removal of an unapproved interior wall in the cellar. OK for Field Review as per S.Yu on Jan 20, 2023 Notes: - DBI to determine on site if Schedule B, Structural, is required. - This building is sprinklered. DBI to determine on site if a separate sprinkler permit is required. - REUP submitted by Allen Joshua Selva Rabi, 604-562-0387. Scope of work to include energy upgrade in accordance with Article 11.2.1.4 of the 2019 Vancouver Building By-law and as per the Energy Efficiency Upgrade Details noted in the Energuide Report. * Selected upgrades: ventilation and controls in bathroom | David Stein
MP-2023-00212 | 2023-02-16 | 3831 W 2ND AVENUE, Vancouver, BC V6R 1K1 | Mechanical Permit | NULL | NULL | Completed | NULL | 1236318 BC Ltd DBA Aquatech Vancouver
GP-2022-02309 | 2022-08-08 | 3838 W 2ND AVENUE, Vancouver, BC V6R 1K2 | Gas Permit | Residential | New | Completed | Residential - Installation of 1 outdoor fireplace - venting and hook up only -doing the outdoor unit only, another fireplace company is doing the indoor >BP: To construct a 2 storey + cellar one-family dwelling ($1,003,750.00) with a detached accessory building (garage) ($10,000), at the rear providing 3 parking spaces, having vehicular access from the lane. 1. No Strata Titling permitted 2. A/C Unit proposed in Rear Yard. 3. Bar sink located in Basement Level. 4. Schedule B: (Sharat Chande) P.Eng (604.723.7534) Structural & Geotechnical 6. BC Housing (Apple Barn Investments Ltd) This is a 2 storey building pursuant to the Zoning and Development By-Law ******THIS PERMIT HAS BEEN ISSUED UNDER THE REQUIREMENTS OF VBBL 2019.****** "Combustible projections or roof soffits on an exposing building face shall not project to less than .45m from the property line and shall be in compliance with VBBL 2019 9.10.15.5.(9) The entire building, INCLUDING THE ATTACHED GARAGE (if applicable), to be sprinklered to NFPA 13D. Any alterations or conversions to the attached garage (if applicable) to habitable living space shall not be permitted without first obtaining the approval of the Director of Planning and the Chief Building Official. Thermal protection measures and Laneway house design guidelines shall be required to be met prior to the approval of the conversion. | Urban Fireplaces Ltd
GP-2022-03430 | 2022-11-03 | 3838 W 2ND AVENUE, Vancouver, BC V6R 1K2 | Gas Permit | Residential | New | Completed | Residential - 1FD - Miele 42" Gas Cooktop >DB: To construct a 2 storey + cellar one-family dwelling with a detached accessory building (garage), at the rear providing 3 parking spaces, having vehicular access from the lane. 1. No Strata Titling permitted 2. A/C Unit proposed in Rear Yard. 3. Bar sink located in Basement Level. 4. Schedule B: (Sharat Chande) P.Eng (604.723.7534) Structural & Geotechnical 6. BC Housing (Apple Barn Investments Ltd) The entire building, INCLUDING THE ATTACHED GARAGE (if applicable), to be sprinklered to NFPA 13D. | Han Appliances & Refrigeration Ltd
GP-2022-03085 | 2022-10-11 | 4322 W 2ND AVENUE, Vancouver, BC V6R 1K3 | Gas Permit | Residential | Renovation | Completed | Residential - hot water tank replacement | Reid Brothers Plumbing & Heating Ltd
GP-2023-02972 | 2023-10-10 | 4338 W 2ND AVENUE, Vancouver, BC V6R 1K3 | Gas Permit | Residential | Tenant Improvement | Completed | Residential - replacement of gas range | Simon Appliance and Plumbing Ltd
PP-2022-00656 | 2022-02-24 | 2987 W 31ST AVENUE, Vancouver, BC V6L 2A5 | Plumbing Permit | Residential | New | Completed | Residential - Install 3/4" backflow preventnion device | M&M Industries Ltd
GP-2022-01310 | 2022-04-27 | 3436 W 2ND AVENUE, Vancouver, BC V6R 1J2 | Gas Permit | Residential | Renovation | Completed | Residential - boiler Re&RE | Flame Co Heating Services Ltd
NULL | NULL | 3436 W 2ND AVENUE, Vancouver, BC V6R 1J2 | Gas Permit | Residential | Renovation | Withdrawn | Residential - Boiler Installation | Flame Co Heating Services Ltd
EP-2022-04958 | 2022-06-13 | 1964 W 35TH AVENUE, Vancouver, BC V6M 1H7 | Electrical Permit | Residential | Addition | Expired | Temporary Power - Residential - To provide temporary power. Renewal of EP-2021-04325 Valid: Jun 8, 2022 to June 7, 2023 | MILKYWAY INDUSTRY LTD
EP-2022-00290 | 2022-01-19 | 1964 W 35TH AVENUE, Vancouver, BC V6M 1H7 | Electrical Permit | Residential | New | Completed | Installation / Repair - Residential - TV,data,tel.cctv,vaccum,automation -complete security alarm installation > BP: To construct a 2 storey + cellar one-family dwelling with a detached accessory building (garage), at the rear providing 2 parking spaces, having vehicular access from the lane. The entire building to be sprinklered to NFPA 13D. 1. A/C unit proposed in Rear Yard 2. No bar sink. 1 sink in lower floor laundry 3. Schedule B Zhi Yi You P.Eng (778-302-2155) Structural and Architectural 4. Schedule B Michelle Wang P.Eng (778-987-7461) Geotechnical 5. BC Housing MCCM Residential Ltd. | AIGO TECHNOLOGY INC
GP-2022-00189 | 2022-01-24 | 1964 W 35TH AVENUE, Vancouver, BC V6M 1H7 | Gas Permit | Residential | New | Completed | Residential - Installation of 1 gas fireplace -venting and hook up only To construct a 2 storey + cellar one-family dwelling with a detached accessory building (garage), at the rear providing 2 parking spaces, having vehicular access from the lane. The entire building to be sprinklered to NFPA 13D. 1. A/C unit proposed in Rear Yard 2. No bar sink. 1 sink in lower floor laundry 3. Schedule B Zhi Yi You P.Eng (778-302-2155) Structural and Architectural 4. Schedule B Michelle Wang P.Eng (778-987-7461) Geotechnical 5. BC Housing MCCM Residential Ltd. | Urban Fireplaces Ltd
PP-2022-03549 | 2022-10-06 | 1964 W 35TH AVENUE, Vancouver, BC V6M 1H7 | Plumbing Permit | Residential | New | Completed | Residential - Complete new automatic irrigation system | Greenland Irrigation Ltd
GP-2022-02554 | 2022-08-30 | 1964 W 35TH AVENUE, Vancouver, BC V6M 1H7 | Gas Permit | Residential | New | Completed | Residential - Installation of a Fulgor 30" Gas Range Top >BP: To construct a 2 storey + cellar one-family dwelling with a detached accessory building (garage), at the rear providing 2 parking spaces, having vehicular access from the lane. | Han Appliances & Refrigeration Ltd
GP-2022-02563 | 2022-08-29 | 1971 W 35TH AVENUE, Vancouver, BC V6M 1H8 | Gas Permit | Residential | New | Completed | Residential - Replace the existing gas furnace | Superior Gas Installations & Service Ltd
EP-2023-03187 | 2023-04-12 | 4090 W 31ST AVENUE, Vancouver, BC V6S 1Y6 | Electrical Permit | Residential | New | Issued | Temporary Power - Residential - To provide temporary power. | Dormit X Enterprises Ltd
EP-2023-05238 | 2023-07-13 | 4090 W 31ST AVENUE, Vancouver, BC V6S 1Y6 | Electrical Permit | Residential | New | Issued | Installation / Repair - Residential - ¦ 1FD + 1SS/ 125A ¦ New house rough wiring, service and extra low voltage work *An approved mechanical permit is required for the installation of air conditioning or heat pump unit at the time of installation before an electrical inspection will be performed >BP: To construct a 2 storey one-family dwelling with a secondary suite located in the Basement ($911,362) with attached parking at laneway house and 1 surface parking providing total of 2 parking space, having vehicular access from the 20' Lane. 1. Covenant registered at the Land Title Office under CA9979603 2. A/C proposed – Exterior component located in Rear, Interior component located in Main Floor. 3. Bar sink located in basement. 4. Schedule B: (K.J. Ma) P.Eng (604.599.8890) Structural & Geotechnical 5. HPO: Residential Builder- BML Management Inc Note: The entire building, INCLUDING THE ATTACHED GARAGE (if applicable), to be sprinklered to NFPA 13D Note: This is a 2 storey building pursuant to the Zoning and Development By-Law ***This permit is issued under the VBBL 2019, with updated energy requirements as per bylaw # 12997 effective Jan 01, 2022.***. | Fortune Link Electrical Ltd
PP-2023-02523 | 2023-07-17 | 4090 W 31ST AVENUE, Vancouver, BC V6S 1Y6 | Plumbing Permit | Residential | New | Issued | Residential - To install fixtures >BP: To construct a 2 storey one-family dwelling with a secondary suite located in the Basement with attached parking at laneway house and 1 surface parking providing total of 2 parking space, having vehicular access from the 20' Lane. 1. Covenant registered at the Land Title Office under CA9979603 2. A/C proposed – Exterior component located in Rear, Interior component located in Main Floor. 3. Bar sink located in basement. 4. Schedule B: (K.J. Ma) P.Eng (604.599.8890) Structural & Geotechnical 5. HPO: Residential Builder- BML Management Inc | WESTBRIDGE PLUMBING & HEATING LTD
PP-2023-02737 | 2023-08-01 | 4090 W 31ST AVENUE, Vancouver, BC V6S 1Y6 | Plumbing Permit | Residential | New | Issued | Residential - One sump with pump And One sump on gravity NOTE: Engineering Assurance letter will be submitted to the Plumbing Inspector on the site. Letter shall conform to the requirements of Vancouver Bulletin 2000-008-EL/PL. | East West Excavating 2022 ltd
PP-2022-00738 | 2022-03-03 | 4093 W 31ST AVENUE, Vancouver, BC V6S 1Y7 | Plumbing Permit | Residential | New | Completed | Residential - 1FD - install irrigation system To develop a 2 storey + cellar one-family dwelling with a detached accessory building (garage), at the rear providing 2 parking spaces, having vehicular access from the lane. *Envelope and Environmental Separation designed according to Part 5. 1. A/C unit proposed in rear yard 2. Bar sink located in Games Room | Zhongmin Zhao DBA Colorful Garden
EP-2022-03673 | 2022-05-09 | 2861 W 34TH AVENUE, Vancouver, BC V6N 2J7 | Electrical Permit | Residential | Renovation | Completed | Installation / Repair - Residential - Replace main electrical panel with new panel and breakers. Same amperage/no upgrade | Kerrisdale Electric Ltd
PP-2022-02030 | 2022-06-14 | 2911 W 34TH AVENUE, Vancouver, BC V6N 2J9 | Plumbing Permit | Residential | New | Issued | Residential - plumbing at new build house To construct a 2 storey + cellar one-family dwelling with Secondary Suite with a detached accessory building (garage), at the rear providing 2 parking spaces, having vehicular access from the lane. | PROWORK PLUMBING & HEATING LTD.
GP-2022-01793 | 2022-06-14 | 2911 W 34TH AVENUE, Vancouver, BC V6N 2J9 | Gas Permit | Residential | New | Issued | Residential - basement and 1st floor >To construct a 2 storey + cellar one-family dwelling with Secondary Suite ($669,000) with a detached accessory building (garage), at the rear providing 2 parking spaces, having vehicular access from the lane. Covenant Registered: CA 8810753 for Secondary Suite | PROWORK PLUMBING & HEATING LTD.
EP-2023-09158 | 2023-10-12 | 2911 W 34TH AVENUE, Vancouver, BC V6N 2J9 | Electrical Permit | Residential | New | Issued | Temporary Power - Residential - To provide temporary power. -renewal of EP-2022-08387 -valid: Oct. 5, 2023 - Oct. 4, 2024 | 523 Construction Ltd
GP-2023-00339 | 2023-01-27 | 2911 W 34TH AVENUE, Vancouver, BC V6N 2J9 | Gas Permit | Residential | New | Issued | Residential - 1FD+SS - #1 & #2 - Installation of 1 gas fireplace - venting and hook up only >DB: To construct a 2 storey + cellar one-family dwelling with Secondary Suite with a detached accessory building (garage), at the rear providing 2 parking spaces, having vehicular access from the lane. | Urban Fireplaces Ltd
EP-2022-08387 | 2022-10-04 | 2911 W 34TH AVENUE, Vancouver, BC V6N 2J9 | Electrical Permit | Residential | New | Expired | Temporary Power - Residential - To provide temporary power. | 523 Construction Ltd
GP-2023-00227 | 2023-01-18 | 2912 W 34TH AVENUE, Vancouver, BC V6N 2J8 | Gas Permit | Residential | Renovation | Completed | Residential - Replacement of Hot water tank with Tankless System | Westmount Heating Ltd
EP-2023-00327 | 2023-01-27 | 2912 W 34TH AVENUE, Vancouver, BC V6N 2J8 | Electrical Permit | Residential | Renovation | Completed | Installation / Repair - Residential - Overhead 200 amp service upgrade, install an EV charger, install branch circuit to outdoor heat pump, install indoor branch circuit to back up heat strip. MP-2023-00078 | York Electrical Ltd
MP-2023-00078 | 2023-01-18 | 2912 W 34TH AVENUE, Vancouver, BC V6N 2J8 | Mechanical Permit | NULL | NULL | Completed | NULL | Westmount Heating Ltd
EP-2023-10610 | 2023-11-24 | 2912 W 34TH AVENUE, Vancouver, BC V6N 2J8 | Electrical Permit | Residential | Renovation | Issued | Installation / Repair - Residential - adding new pot lights, replacing plugs, replacing bed room lights troubleshooting of wiring bcz they demolished some walls. >BP: Exterior and interior alterations to provide improvements and to change the use from a single detached house to single detached house with a secondary suite on this site. Scope of work includes layout changes on all floors, extending rear deck, plumbing and electrical work Architectural/Structural Schedule B submitted by Christopher Man, P. Eng - 603-874-3237 REUP submitted by Peter Cho - City Green Solutions Note: - No strata titling is permitted. - This is a two-storey building pursuant to the Zoning and Development By-law. - An annual Vancouver Business License must be obtained prior to the rental of this approved one-family dwelling and/or secondary suite on this site. - Install interconnected, hardwired, 120 volt smoke alarms with battery back-up and silencing feature, in each sleeping unit and within 5 m outside each sleeping area on each storey as per Building By-law 9.1019. - Install carbon monoxide alarm as per Building By-la 9.32.4.2. & Bulletin 2007-007-BU/EL. - Upgrade work under Part 11 (based on value of work - energuide related 11.2.1.1.4). | White Bright Electric Ltd
PP-2023-04229 | 2023-12-05 | 2912 W 34TH AVENUE, Vancouver, BC V6N 2J8 | Plumbing Permit | Residential | Renovation | Issued | Residential - Plumbing change fixtures >BP: Exterior and interior alterations to provide improvements and to change the use from a single detached house to single detached house with a secondary suite on this site. Scope of work includes layout changes on all floors, extending rear deck, plumbing and electrical work | Ghuman Mechanical Ltd
EP-2022-01807 | 2022-03-09 | 2917 W 34TH AVENUE, Vancouver, BC V6N 2J9 | Electrical Permit | Residential | Renovation | Completed | Installation / Repair - Residential - Renovation of alarm,Telus,tv, internet >BP: CF-2021-009796 interior changes to this existing one family dwelling. Scope of work: - convert the attached garage to Rec. Room; - new layout on Main floor; - added one bathroom; - removed one window in the exiting rec room and install two new windows in the new washroom and new rec room. Structural Schedule B provided by Antony Wang. P. Eng. 604.618.6236 REUP submitted by Sukhi Thind, BC Energy House Inc - no upgrades required | Pioneer Security and Communications Ltd
EP-2022-00234 | 2022-02-03 | 2917 W 34TH AVENUE, Vancouver, BC V6N 2J9 | Electrical Permit | Residential | Renovation | Completed | Installation / Repair - Residential - We are going to install new outlets and pot lights and new wiring for rec room ,bedroom and washroom >BP: CF-2021-009796 interior changes to this existing one family dwelling. Scope of work: - convert the attached garage to Rec. Room; - new layout on Main floor; - added one bathroom; - removed one window in the exiting rec room and install two new windows in the new washroom and new rec room. Structural Schedule B provided by Antony Wang. P. Eng. 604.618.6236 REUP submitted by Sukhi Thind, BC Energy House Inc - no upgrades required Amend: Mar 3, 2022 Upgrading overhead service 100 amp to 200 A and adding outdoor car charger -load calc uploaded Amend: Mar 18, 2022 service upgrade 100 amp to 200 amp . | Blue Energy Electric Ltd.
PP-2022-00016 | 2022-01-18 | 2917 W 34TH AVENUE, Vancouver, BC V6N 2J9 | Plumbing Permit | Residential | Renovation | Completed | Residential - Bathroom and bar sink CF-2021-009796 interior changes to this existing one family dwelling. Scope of work: - convert the attached garage to Rec. Room; - new layout on Main floor; - added one bathroom; - removed one window in the exiting rec room and install two new windows in the new washroom and new rec room. | PBW Development Ltd
GP-2023-02311 | 2023-08-04 | 2928 W 34TH AVENUE, Vancouver, BC V6N 2J8 | Gas Permit | Residential | Renovation | Completed | Residential - Replacement of boiler system | BCRC Plumbing and Heating Ltd
GP-2022-03941 | 2022-12-09 | 2068 W 35TH AVENUE, Vancouver, BC V6M 1H9 | Gas Permit | Residential | Renovation | Completed | Residential - Replace gas furnace | BNA Systems Inc and/or Kirkland Metal Shop Ltd
GP-2023-00648 | 2023-02-22 | 2170 W 35TH AVENUE, Vancouver, BC V6M 1J3 | Gas Permit | Residential | Renovation | Completed | Residential - Re & Re HWT Gas | Milani Plumbing Heating & Air Conditioning Ltd
EP-2023-03380 | 2023-04-18 | 2190 W 35TH AVENUE, Vancouver, BC V6M 1J3 | Electrical Permit | Residential | New | Issued | Temporary Power - Residential - To provide temporary power. | Vadas Electric Service Inc.
EP-2023-05964 | NULL | 2190 W 35TH AVENUE, Vancouver, BC V6M 1J3 | Electrical Permit | Residential | New | Applicant Revisions | Installation / Repair - Residential - new one family dwelling, wiring, install light, install appliance >BP: To construct a 2 storey with two levels below grade (cellars) single detached house and a surface parking at rear, having vehicular access from the lane. Note: This is a 2 storey building pursuant to the Zoning and Development By-Law ******THIS PERMIT HAS BEEN ISSUED UNDER THE REQUIREMENTS OF VBBL 2019****** This permit is issued under the VBBL 2019, with updated energy requirements as per bylaw # 12997 effective Jan 01, 2022. 1. Covenant registered at the Land Title Office under CA9507534 2. No strata titling permitted 3. A/C located in rear yard 4. Bar sink located in lower floor rec room 5. Schedule A Stefan Wiedemann AIBC (604-313-4241) 6. Schedule B Stefan Wiedemann AIBC (604-313-4241) Architectural 7. Schedule B Chen Min-Wei P.Eng (604-449-7789) Architectural 8. Schedule B Antony Wang P.Eng (604-618-6236) Structural 9. Schedule B Heqing Jian P.Eng (778-987-7461) Schedule B Geotechnical 10. Schedule D Chen Min-Wei P.Eng (604-449-7789) 11. HPO: Revision #1 Vici Custom Builders Ltd. 604-327-7988 Mechanical inspection team to confirm large home ghg calculator on site. Only natural gas permitted for 2 indoor fireplaces, 1 plumbed bbq, 2 stoves. No natural gas heating or other appliances permitted. "Combustible projections or roof soffits on an exposing building face shall not project to less than .45m from the property line and shall be in compliance with VBBL 2019 9.10.15.5.(9)" | Vadas Electric Service Inc.
GP-2023-03156 | 2023-10-20 | 3281 W 38TH AVENUE, Vancouver, BC V6N 2X5 | Gas Permit | Residential | Renovation | Issued | Residential - Decommission and remove old gas furnace and install a new Heat Pump and Hot water tank. | Ashton Service Group/Ashton Mechanical Ltd.
MP-2023-02011 | 2023-11-09 | 3281 W 38TH AVENUE, Vancouver, BC V6N 2X5 | Mechanical Permit | NULL | NULL | Issued | NULL | Ashton Service Group/Ashton Mechanical Ltd.
GP-2023-00214 | 2023-01-17 | 3775 W 35TH AVENUE, Vancouver, BC V6N 2N6 | Gas Permit | Residential | Tenant Improvement | Issued | Residential - REPLACE EXISTING 50 GALLON HOT WATER HEATER | Crystal Creek Property Services Limited
PP-2023-00231 | 2023-01-23 | 3816 W 35TH AVENUE, Vancouver, BC V6N 2N9 | Plumbing Permit | Residential | New | Issued | Residential - Sump >BP: To construct a 2 storey + basement one-family dwelling with a secondary suite located in basement with a detached accessory building (garage), at the rear providing 3 parking spaces, having vehicular access from the lane. 1. Covenant registered at the Land Title Office under CA8181872 2. No strata titling permitted 3. No A/C unit proposed 4. No bar sink 5. Schedule B Zhi Yi You P.Eng 778-302-2155 Structural and Geotechnical 6. BC Housing Platinum Seal Project Canada Inc. Rev #1: "Building envelope and environmental separation as per Part 5 design" Arch Sch B: Min-Wei Chen, P. Eng. (604-449-7789) Schedule D-1: Min-Wei Chen, P. Eng. (604-449-7789) Schedule A: Stefan Wiedemann, AIBC (604-313-4241) | Ajac Construction & Excavation Inc
EP-2022-08482 | 2022-10-14 | 3816 W 35TH AVENUE, Vancouver, BC V6N 2N9 | Electrical Permit | Residential | New | Issued | Installation / Repair - Residential - Complete electrical work in an new house >Permit Amendment Dec 15, 2023 -"update the load calculation" *Document(s) uploaded to "Application Documents" tab for Electrical Inspector review. Documents are at pending status at time of permit amendment approval >Amend: Oct. 19th -Add one EV charger to LWH, Re-calculate the load calculation and upload document on line. >Permit Amendment Aug 22, 2023 House plan secondary has secondary suit,Need to revise the load calculation again *Document(s) uploaded to "Application Documents" tab for Electrical Inspector review. Documents are at pending status at time of permit amendment approval. >Permit Amendment Aug 18, 2023 Due to heating and cooling device change. We need more ampere in this system. So we need: 1. 400A single phase service entrance 2. Triple meter base(200A x 3) locate at outside of LWH (1) one meter for LWH (2) one meter for HVAC devices (3) one meter for house 3.Attached the new electrical load calculation *Document(s) uploaded to "Application Documents" tab for Electrical Inspector review/ acceptance >BP: To construct a 2 storey + basement one-family dwelling with a secondary suite located in basement with a detached accessory building (garage), at the rear providing 3 parking spaces, having vehicular access from the lane. 1. Covenant registered at the Land Title Office under CA8181872 2. No strata titling permitted 3. No A/C unit proposed 4. No bar sink 5. Schedule B Zhi Yi You P.Eng 778-302-2155 Structural and Geotechnical 6. BC Housing Platinum Seal Project Canada Inc. | GLBC ELECTRICAL CONTRACTORS LTD
NULL | NULL | 3816 W 35TH AVENUE, Vancouver, BC V6N 2N9 | Plumbing Permit | Residential | New | Draft | Residential - install plumbing system for the new house as per drawing | Top Star Plumbing & Heating Ltd.
EP-2022-07898 | 2022-09-18 | 3816 W 35TH AVENUE, Vancouver, BC V6N 2N9 | Electrical Permit | Residential | New | Expired | Temporary Power - Residential - To provide temporary power. | GLBC ELECTRICAL CONTRACTORS LTD
MP-2023-01095 | 2023-06-15 | 3816 W 35TH AVENUE, Vancouver, BC V6N 2N9 | Mechanical Permit | NULL | NULL | Issued | NULL | NORTHERN COMFORT SOLUTIONS LTD
NULL | NULL | 3816 W 35TH AVENUE, Vancouver, BC V6N 2N9 | Mechanical Permit | NULL | NULL | Draft | NULL | NULL
PP-2023-00578 | 2023-02-21 | 3816 W 35TH AVENUE, Vancouver, BC V6N 2N9 | Plumbing Permit | Residential | New | Issued | Residential - install new plumbing system in new build house >BO:To construct a 2 storey + basement one-family dwelling with a secondary suite located in basement with a detached accessory building (garage), at the rear providing 3 parking spaces, having vehicular access from the lane. 1. Covenant registered at the Land Title Office under CA8181872 2. No strata titling permitted 3. No A/C unit proposed 4. No bar sink 5. Schedule B Zhi Yi You P.Eng 778-302-2155 Structural and Geotechnical 6. BC Housing Platinum Seal Project Canada Inc. | Top Star Plumbing & Heating Ltd.
GP-2023-03458 | NULL | 3816 W 35TH AVENUE, Vancouver, BC V6N 2N9 | Gas Permit | Residential | New | Application Incomplete | Residential - 1 Range, 1 BBQ & 2 Fireplace install new gas piping system for new house >BP: To construct a 2 storey + basement one-family dwelling with a secondary suite located in basement with a detached accessory building (garage), at the rear providing 3 parking spaces, having vehicular access from the lane. | Top Star Plumbing & Heating Ltd.
SP-2023-01911 | 2023-10-17 | 3816 W 35TH AVENUE, Vancouver, BC V6N 2N9 | Sprinkler Permit | Residential | New | Issued | Residential - New Fire sprinkler installation >BP: To construct a 2 storey + basement one-family dwelling with a secondary suite located in basement with a detached accessory building (garage), at the rear providing 3 parking spaces, having vehicular access from the lane. 1. Covenant registered at the Land Title Office under CA8181872 2. No strata titling permitted 3. No A/C unit proposed 4. No bar sink 5. Schedule B Zhi Yi You P.Eng 778-302-2155 Structural and Geotechnical 6. BC Housing Platinum Seal Project Canada Inc. | Spectrum Fire Protection Ltd
GP-2023-03717 | 2023-11-24 | 3816 W 35TH AVENUE, Vancouver, BC V6N 2N9 | Gas Permit | Residential | New | Issued | Residential - 1 BBQ, 1 Fireplace and 1 Range Rough in gas piping to 1 BBQ box, 1 fireplace, 1 range Installation of 1 BBQ box, 1 range >BP: To construct a 2 storey + basement one-family dwelling with a secondary suite located in basement with a detached accessory building (garage), at the rear providing 3 parking spaces, having vehicular access from the lane. | NORTHERN COMFORT SOLUTIONS LTD
EP-2023-11367 | 2024-01-02 | 3816 W 35TH AVENUE, Vancouver, BC V6N 2N9 | Electrical Permit | Residential | New | Issued | Installation / Repair - Residential - Data, CCTV, Intercom, Distribution Audio Rough-in and Finishing; Security Alarm Rough-In Only. >BP: To construct a 2 storey + basement one-family dwelling with a secondary suite located in basement with a detached accessory building (garage), at the rear providing 3 parking spaces, having vehicular access from the lane. 1. Covenant registered at the Land Title Office under CA8181872 2. No strata titling permitted 3. No A/C unit proposed 4. No bar sink 5. Schedule B Zhi Yi You P.Eng 778-302-2155 Structural and Geotechnical 6. BC Housing Platinum Seal Project Canada Inc. Rev #1: "Building envelope and environmental separation as per Part 5 design" Arch Sch B: Min-Wei Chen, P. Eng. (604-449-7789) Schedule D-1: Min-Wei Chen, P. Eng. (604-449-7789) Schedule A: Stefan Wiedemann, AIBC (604-313-4241) This is a 2 storey building pursuant to the Zoning and Development By-Law ******THIS PERMIT HAS BEEN ISSUED UNDER THE REQUIREMENTS OF VBBL 2019****** All rooms adjacent to East and West exposing building face shall be sprinklered. "Combustible projections or roof soffits on an exposing building face shall not project to less than .45m from the property line and shall be in compliance with VBBL 2019 9.10.15.5.(9) The entire building to be sprinklered to NFPA 13D. | ICove Technology Inc
MP-2023-01240 | 2023-07-06 | 4069 W 35TH AVENUE, Vancouver, BC V6N 2P4 | Mechanical Permit | NULL | NULL | Issued | NULL | Thomson Industries Ltd
EP-2023-07095 | 2023-08-16 | 4069 W 35TH AVENUE, Vancouver, BC V6N 2P4 | Electrical Permit | Residential | Renovation | Issued | Installation / Repair - Residential - Dedicated circuit for heat pump *MP-2023-01240: Issued (Heating and Cooling) | Pacific Star Electric Inc
GP-2023-01860 | 2023-06-19 | 2996 W 35TH AVENUE, Vancouver, BC V6N 2M6 | Gas Permit | Residential | Renovation - Dwelling Unit(s) only | Completed | Residential - Replace one boiler and indirect tank with a high efficiency boiler and a indirect tank | YES! WE DO PLUMBING & HEATING
NULL | NULL | 2996 W 35TH AVENUE, Vancouver, BC V6N 2M6 | Gas Permit | Residential | Renovation - Dwelling Unit(s) only | Withdrawn | Residential - Upgrade one boiler and one indirect water tank | YES! WE DO PLUMBING & HEATING
GP-2022-00047 | 2022-01-11 | 3038 W 35TH AVENUE, Vancouver, BC V6N 2M8 | Gas Permit | Residential | Addition | Completed | Residential - TO INSTALL 1 FURNACE | BC Care Heating Services Ltd
EP-2022-02684 | 2022-04-04 | 3108 W 35TH AVENUE, Vancouver, BC V6N 2M8 | Electrical Permit | Residential | Tenant Improvement | Completed | Installation / Repair - Residential - Increase the service from 125 amp to 200 amp >>> | Alert Electric Ltd
GP-2023-03098 | 2023-10-17 | 4430 W 2ND AVENUE, Vancouver, BC V6R 1K5 | Gas Permit | Residential | Renovation | Completed | Residential - replacement of Boiler | Heatex Furnace Ltd
GP-2023-02304 | 2023-08-03 | 4438 W 2ND AVENUE, Vancouver, BC V6R 1K5 | Gas Permit | Residential | Renovation | Completed | Residential - Re&re Boiler and Tankless | Milani Plumbing Heating & Air Conditioning Ltd
PP-2022-02832 | 2022-08-15 | 2886 W 28TH AVENUE, Vancouver, BC V6L 1W9 | Plumbing Permit | Residential | New | Completed | Residential - 1FD - Install 3/4" backflow preventer for lawn irrigation | M&M Industries Ltd
EP-2022-01164 | 2022-02-15 | 2925 W 28TH AVENUE, Vancouver, BC V6L 1X3 | Electrical Permit | Residential | Renovation | Completed | Installation / Repair - Residential - Replace fan, Relocate sconce, Add 3 pots -Pot lights to be new, general contractor says ceiling is in tact, so they will be fished in | City Spark Electrical Ltd
PP-2022-00441 | 2022-02-09 | 2925 W 28TH AVENUE, Vancouver, BC V6L 1X3 | Plumbing Permit | Residential | Renovation | Completed | Residential - RE N RE - REMOVING AND REPLACING AN EXISTING TUB, WATER CLOSET, AND LAVATORY WITH THE ADDITION OF A NEW SHOWER. 4 PEICE BATHROOM | PHM PLumbing & Heating LTD
GP-2022-01859 | 2022-06-23 | 2929 W 28TH AVENUE, Vancouver, BC V6L 1X3 | Gas Permit | Residential | Renovation | Completed | Residential - Replace hot water heating tank and domestic boiler. one combi- boiler | Ventresca Plumbing Ltd
SP-2023-00861 | 2023-05-16 | 2941 W 28TH AVENUE, Vancouver, BC V6L 1X3 | Sprinkler Permit | Residential | Renovation | Completed | Residential - 7 new sprinklers, all piping removed and new installed >BP: Exterior and interior alterations to dig out a portion of the existing crawl space (approximately 550 SF) to convert to floor area. The scope of work includes extension of the existing single car garage at the back. | Fire Busters Inc
MP-2023-00806 | 2023-05-09 | 2941 W 28TH AVENUE, Vancouver, BC V6L 1X3 | Mechanical Permit | NULL | NULL | Completed | NULL | Upper Level Plumbing Ltd
EP-2023-02976 | 2023-04-05 | 2941 W 28TH AVENUE, Vancouver, BC V6L 1X3 | Electrical Permit | Residential | Renovation | Issued | Installation / Repair - Residential - Relocate and upgrade service to 200 amps. Wiring installation for renovation of the House with new lights and receptacles and switches. >BP: Exterior and interior alterations to dig out a portion of the existing crawl space (approximately 550 SF) to convert to floor area. The scope of work includes extension of the existing single car garage at the back. | David Stein
PP-2023-01168 | 2023-04-03 | 2941 W 28TH AVENUE, Vancouver, BC V6L 1X3 | Plumbing Permit | Residential | Renovation | Completed | Residential - Installation of new ground works to serve bathroom relocation and new sump system to serve new below grade fixtures. >DB: Exterior and interior alterations to dig out a portion of the existing crawl space (approximately 550 SF) to convert to floor area. The scope of work includes extension of the existing single car garage at the back. | Upper Level Plumbing Ltd
SP-2023-01916 | 2023-10-20 | 2941 W 28TH AVENUE, Vancouver, BC V6L 1X3 | Sprinkler Permit | Residential | Renovation | Completed | Residential - New fire sprinkler heads installation by layout changed Exterior and interior alterations to dig out a portion of the existing crawl space (approximately 550 SF) to convert to floor area. The scope of work includes extension of the existing single car garage at the back. | Spectrum Fire Protection Ltd
GP-2023-03052 | 2023-10-13 | 2941 W 28TH AVENUE, Vancouver, BC V6L 1X3 | Gas Permit | Residential | Renovation | Completed | Residential - Add a new line off existing to serve new BBQ Box >BP: Exterior and interior alterations to dig out a portion of the existing crawl space (approximately 550 SF) to convert to floor area. The scope of work includes extension of the existing single car garage at the back. | Upper Level Plumbing Ltd
EP-2023-02770 | 2023-04-14 | 2948 W 28TH AVENUE, Vancouver, BC V6L 1X2 | Electrical Permit | Residential | Renovation | Completed | Installation / Repair - Residential - emergency service repair. arrived on site last night to find meter base burned. we will replace meter base, conduit up side of house, point of attachment, and run acwu from meter to electrical panel. the panel has been replaced at some point not too far back so no change to panel. | ELECTRICAL SAVVY CONTRACTING INC
MP-2023-00323 | 2023-03-08 | 675 W 32ND AVENUE, Vancouver, BC V5Z 2J8 | Mechanical Permit | NULL | NULL | Completed | NULL | UComfort Services Inc
EP-2022-09734 | 2022-11-17 | 675 W 32ND AVENUE, Vancouver, BC V5Z 2J8 | Electrical Permit | Residential | Renovation | Completed | Installation / Repair - Residential - home owner want to upgrade eletrical service from 100 amp to 200 amp . | Canpole Electric Ltd
EP-2022-09186 | 2022-10-28 | 1137 W 32ND AVENUE, Vancouver, BC V6H 2H8 | Electrical Permit | Residential | New | Cancelled | Installation / Repair - Residential - 1FD - New house wiring, finishing, and service. >DB: To construct a 2 storey + basement one-family dwelling with a detached accessory building (garage), at the rear providing 2 parking spaces, having vehicular access from the lane. Note: This is a 2 storey building pursuant to the Zoning and Development By-Law. 1- Bar/Sink proposed in the basement 2- A/C unit proposed in the rear yard | High Watt Electric Ltd
EP-2022-07056 | 2022-08-22 | 1137 W 32ND AVENUE, Vancouver, BC V6H 2H8 | Electrical Permit | Residential | New | Expired | Temporary Power - Residential - To provide temporary power. | WESTPEAK ELECTRICAL LTD
EP-2023-02606 | 2023-04-11 | 1137 W 32ND AVENUE, Vancouver, BC V6H 2H8 | Electrical Permit | Residential | New | Issued | Installation / Repair - Residential - TO CONTINUE WORK STARTED BY OTHERS (EP-2022-09186) New single dwelling *An approved mechanical permit is required for the installation of air conditioning or heat pump unit at the time of installation before an electrical inspection will be performed >DB: To construct a 2 storey + basement one-family dwelling with a detached accessory building (garage), at the rear providing 2 parking spaces, having vehicular access from the lane. Note: This is a 2 storey building pursuant to the Zoning and Development By-Law. 1- Bar/Sink proposed in the basement 2- A/C unit proposed in the rear yard | Arise Electrical Ltd
SP-2023-00751 | 2023-05-02 | 1137 W 32ND AVENUE, Vancouver, BC V6H 2H8 | Sprinkler Permit | Residential | New | Issued | Residential - To install fire sprinkler in the SFD >BP: To construct a 2 storey + basement one-family dwelling with a detached accessory building (garage), at the rear providing 2 parking spaces, having vehicular access from the lane. Note: This is a 2 storey building pursuant to the Zoning and Development By-Law. 1- Bar/Sink proposed in the basement 2- A/C unit proposed in the rear yard 3- Schedule B: Christopher Man, P. Eng. 604-874-3237 Structural 3- Schedule B: B. Klarich, P. Eng. 604-619-8875 Structural (Pool only) 3- Schedule B: G. Iulian Crudu, P. Eng. 604-553-4984 Geotechnical 4- BC Housing Residential Builder - 0780981 BC LTD. | Max Fire Pro Ltd
PP-2023-01421 | 2023-04-24 | 1137 W 32ND AVENUE, Vancouver, BC V6H 2H8 | Plumbing Permit | Residential | New | Issued | Residential - 1FD - NEW SFD The entire building, INCLUDING THE ATTACHED GARAGE (if applicable), to be sprinklered to NFPA 13D. >DB: To construct a 2 storey + basement one-family dwelling with a detached accessory building (garage), at the rear providing 2 parking spaces, having vehicular access from the lane. Note: This is a 2 storey building pursuant to the Zoning and Development By-Law. 1- Bar/Sink proposed in the basement 2- A/C unit proposed in the rear yard | One Stop Mechanical Ltd
GP-2023-01327 | 2023-04-24 | 1137 W 32ND AVENUE, Vancouver, BC V6H 2H8 | Gas Permit | Residential | New | Issued | Residential - 1 Water Heater, 1 Range, 2 BBQ's & 2 Fireplaces >BP: To construct a 2 storey + basement one-family dwelling | One Stop Mechanical Ltd
PP-2023-01601 | 2023-05-08 | 1137 W 32ND AVENUE, Vancouver, BC V6H 2H8 | Plumbing Permit | Residential | New | Issued | Residential - install storm sump | Ajac Construction & Excavation Inc
MP-2023-00973 | 2023-05-31 | 1137 W 32ND AVENUE, Vancouver, BC V6H 2H8 | Mechanical Permit | NULL | NULL | Issued | NULL | One Stop Mechanical Ltd
GP-2023-02256 | 2023-07-31 | 1137 W 32ND AVENUE, Vancouver, BC V6H 2H8 | Gas Permit | Residential | New | Issued | Residential - 2 gas fireplaces - venting and hook up only >BP: To construct a 2 storey + basement one-family dwelling | Urban Fireplaces Ltd
EP-2023-08100 | 2023-09-07 | 1137 W 32ND AVENUE, Vancouver, BC V6H 2H8 | Electrical Permit | Residential | New | Issued | Installation / Repair - Residential - Extra Low Voltage Roughing & finishing: TV, data, telephone, doorbell, security system, sound. >BP: To construct a 2 storey + basement one-family dwelling ($1,157,500) with a detached accessory building (garage), at the rear providing 2 parking spaces, having vehicular access from the lane. Note: This is a 2 storey building pursuant to the Zoning and Development By-Law. 1- Bar/Sink proposed in the basement 2- A/C unit proposed in the rear yard 3- Schedule B: Christopher Man, P. Eng. 604-874-3237 Structural 3- Schedule B: B. Klarich, P. Eng. 604-619-8875 Structural (Pool only) 3- Schedule B: G. Iulian Crudu, P. Eng. 604-553-4984 Geotechnical 4- BC Housing Residential Builder - 0780981 BC LTD. ******THIS PERMIT HAS BEEN ISSUED UNDER THE REQUIREMENTS OF VBBL #12511 (2019)****** | Charanjit Singh
MP-2023-02096 | 2023-11-28 | 1137 W 32ND AVENUE, Vancouver, BC V6H 2H8 | Mechanical Permit | NULL | NULL | Issued | NULL | Advance Air Solutions Ltd
GP-2022-01270 | 2022-04-25 | 1159 W 32ND AVENUE, Vancouver, BC V6H 2H8 | Gas Permit | Residential | New | Completed | Residential - Hestan 36 Inch Built-In BBQ | Han Appliances & Refrigeration Ltd
PP-2022-00775 | 2022-03-08 | 1159 W 32ND AVENUE, Vancouver, BC V6H 2H8 | Plumbing Permit | Residential | New | Completed | Residential - 1FD - Irrigation To construct a 2 storey + cellar one-family dwelling with a detached accessory building (pool cabana + garage), at the rear providing 2 parking spaces, having vehicular access from the lane. 1. A/C Unit proposed in the Rear Yard. 2. Bar sink located in Cellar Rec Room Area | Jordon Crawford Jacobs
EP-2022-02652 | 2022-04-01 | 1168 W 32ND AVENUE, Vancouver, BC V6H 2H9 | Electrical Permit | Residential | New | Expired | Temporary Power - Residential - To provide temporary power. | Ward Electric Ltd
EP-2022-03310 | 2022-04-26 | 1168 W 32ND AVENUE, Vancouver, BC V6H 2H9 | Electrical Permit | Residential | New | Completed | Installation / Repair - Residential - To continue work started by others (EP-2021-08697) House wiring, lighting, switching, plug, power >BP: To construct a 2 storey with basement one-family dwelling with a detached accessory building providing two parking spaces and a surface parking pad having vehicular access from the lane. The entire building to be sprinklered to NFPA 13D. NOTE: To achieve the required FSR a floor space exclusion of 2% has been applied to this application as per section 10.11.1 of the district schedule, to accommodate improved building performance. 1. A/C unit proposed in rear yard 2. Bar sink located in recreation room 3. Schedule B Schedule A John Cheng AIBC Architect (604-362-2483) 4. Schedule B John Cheng AIBC Architect (604-362-2483) Architectural 5. Schedule B P.Eng Andrew B. McLellan (604-544-1082) Structural 6. Schedule B P.Eng Alexei Mirochnikov (604-882-8582) Geotechnical 7. Schedule B John Cheng AIBC Architect (604-362-2483) Architectural for indoor pool 8. Schedule B P.Eng B. Klarich (604-619-8875) Structural for indoor pool 9. Schedule B P.Eng Alexei Mirochnikov (604-882-8582) Geotechnical for indoor pool 10. Schedule B P.Eng Norman Grusnick (604-353-6088) Mechanical for indoor pool 11. BC Housing Clay Construction Inc. Note: This is a 2 storey building pursuant to the Zoning and Development By-Law ******THIS PERMIT HAS BEEN ISSUED UNDER THE REQUIREMENTS OF VBBL 2019****** "Combustible projections or roof soffits on an exposing building face shall not project to less than .45m from the property line and shall be in compliance with VBBL 2019 9.10.15.5.(9)" | Ward Electric Ltd
SP-2022-00748 | 2022-05-13 | 1168 W 32ND AVENUE, Vancouver, BC V6H 2H9 | Sprinkler Permit | Residential | New | Completed | Residential - Installation of New fire sprinkler system To construct a 2 storey with basement one-family dwelling with a detached accessory building providing two parking spaces and a surface parking pad having vehicular access from the lane. The entire building to be sprinklered to NFPA 13D. NOTE: To achieve the required FSR a floor space exclusion of 2% has been applied to this application as per section 10.11.1 of the district schedule, to accommodate improved building performance. 1. A/C unit proposed in rear yard 2. Bar sink located in recreation room 3. Schedule B Schedule A John Cheng AIBC Architect (604-362-2483) 4. Schedule B John Cheng AIBC Architect (604-362-2483) Architectural 5. Schedule B P.Eng Andrew B. McLellan (604-544-1082) Structural 6. Schedule B P.Eng Alexei Mirochnikov (604-882-8582) Geotechnical 7. Schedule B John Cheng AIBC Architect (604-362-2483) Architectural for indoor pool 8. Schedule B P.Eng B. Klarich (604-619-8875) Structural for indoor pool 9. Schedule B P.Eng Alexei Mirochnikov (604-882-8582) Geotechnical for indoor pool 10. Schedule B P.Eng Norman Grusnick (604-353-6088) Mechanical for indoor pool 11. BC Housing Clay Construction Inc. | Fire Busters Inc
PP-2021-04193 | 2022-01-04 | 1168 W 32ND AVENUE, Vancouver, BC V6H 2H9 | Plumbing Permit | Residential | New | Completed | Residential - Plumbing Rough-In and Finishing -Supply and install ABS drainage, waste, and venting to accommodate all fixtures -All basement DWV will be separate from upper 2 floors with a backflow preventer as per COV Fixture Restriction Guidelines -Install RV drain and garage hose bibs **waterline and main 4” sewer will be brought to the garage by the site service team. Dispatch Plumbing Team will get into final locations inside or within 2 ft of the garage** -Supply and install new PEX pipe to accommodate all fixtures -Install tubs, showers, valves -Supply and install main water shut off, check valve, Caleffi PRV with gauge, clothes washer box and specialty Aquor exterior hose bibs -Install fixtures, trims and faucets for completion and occupancy -Test plumbing systems and coordinate inspections for DWV static test, waterpipe pressure test and final inspection Top Floor: Master Bath: 1-toilet 2-basins 1-freestanding bathtub 1-steam shower with rainshower and slidebar 3 Piece Baths (2): 2-toilets 2-basins 2- showers with slidebars Laundry: 1-clothes washer 1-laundry tub Main Floor: Kitchen: 2-kitchen sinks 1-dishwasher 1-ice maker 3 Piece Bath: 1-toilet 1-basin 1-freestanding tub Basement: 3 Piece Bath: 1-toilet 1-basin 1-shower with slidebar | DISPATCH PLUMBING INC
PP-2023-01981 | 2023-06-05 | 1168 W 32ND AVENUE, Vancouver, BC V6H 2H9 | Plumbing Permit | Residential | New | Completed | Residential - Install 3/4" backflow preventer | M&M Industries Ltd
EP-2022-05319 | 2022-06-22 | 1168 W 32ND AVENUE, Vancouver, BC V6H 2H9 | Electrical Permit | Residential | New | Completed | Installation / Repair - Residential - Alarm installation only >BP: To construct a 2 storey with basement one-family dwelling with a detached accessory building providing two parking spaces and a surface parking pad having vehicular access from the lane. The entire building to be sprinklered to NFPA 13D. NOTE: To achieve the required FSR a floor space exclusion of 2% has been applied to this application as per section 10.11.1 of the district schedule, to accommodate improved building performance. 1. A/C unit proposed in rear yard 2. Bar sink located in recreation room 3. Schedule B Schedule A John Cheng AIBC Architect (604-362-2483) 4. Schedule B John Cheng AIBC Architect (604-362-2483) Architectural 5. Schedule B P.Eng Andrew B. McLellan (604-544-1082) Structural 6. Schedule B P.Eng Alexei Mirochnikov (604-882-8582) Geotechnical 7. Schedule B John Cheng AIBC Architect (604-362-2483) Architectural for indoor pool 8. Schedule B P.Eng B. Klarich (604-619-8875) Structural for indoor pool 9. Schedule B P.Eng Alexei Mirochnikov (604-882-8582) Geotechnical for indoor pool 10. Schedule B P.Eng Norman Grusnick (604-353-6088) Mechanical for indoor pool 11. BC Housing Clay Construction Inc. Note: This is a 2 storey building pursuant to the Zoning and Development By-Law ******THIS PERMIT HAS BEEN ISSUED UNDER THE REQUIREMENTS OF VBBL 2019****** "Combustible projections or roof soffits on an exposing building face shall not project to less than .45m from the property line and shall be in compliance with VBBL 2019 9.10.15.5.(9)" | Best Built-In Centre Ltd
GP-2022-02074 | 2022-07-15 | 1168 W 32ND AVENUE, Vancouver, BC V6H 2H9 | Gas Permit | Residential | New | Completed | Residential - -Supply and install gas from meter to each appliance 1 BBQ with double outlet stainless steel bbq box 1 Patio Heater Rough In 1 Combi Boiler 1 On Demand Water Heater 1 Range Rough In -Connect meter and paint exposed gas lines -Connect to boilers and startup procedure -Pressure test system and pass inspections >To construct a 2 storey with basement one-family dwelling with a detached accessory building providing two parking spaces and a surface parking pad having vehicular access from the lane. The entire building to be sprinklered to NFPA 13D. NOTE: To achieve the required FSR a floor space exclusion of 2% has been applied to this application as per section 10.11.1 of the district schedule, to accommodate improved building performance. 1. A/C unit proposed in rear yard 2. Bar sink located in recreation room 3. Schedule B Schedule A John Cheng AIBC Architect (604-362-2483) 4. Schedule B John Cheng AIBC Architect (604-362-2483) Architectural 5. Schedule B P.Eng Andrew B. McLellan (604-544-1082) Structural 6. Schedule B P.Eng Alexei Mirochnikov (604-882-8582) Geotechnical 7. Schedule B John Cheng AIBC Architect (604-362-2483) Architectural for indoor pool 8. Schedule B P.Eng B. Klarich (604-619-8875) Structural for indoor pool 9. Schedule B P.Eng Alexei Mirochnikov (604-882-8582) Geotechnical for indoor pool 10. Schedule B P.Eng Norman Grusnick (604-353-6088) Mechanical for indoor pool 11. BC Housing Clay Construction Inc. Note: This is a 2 storey building pursuant to the Zoning and Development By-Law ******THIS PERMIT HAS BEEN ISSUED UNDER THE REQUIREMENTS OF VBBL 2019****** "Combustible projections or roof soffits on an exposing building face shall not project to less than .45m from the property line and shall be in compliance with VBBL 2019 9.10.15.5.(9)" | DISPATCH PLUMBING INC
MP-2023-00050 | 2023-01-12 | 1168 W 32ND AVENUE, Vancouver, BC V6H 2H9 | Mechanical Permit | NULL | NULL | Completed | NULL | BENTAIR HVAC LTD
GP-2022-01770 | 2022-06-09 | 1192 W 32ND AVENUE, Vancouver, BC V6H 2H9 | Gas Permit | Residential | Renovation | Completed | Residential - Re&Re Boiler BTU: 150.000 | Milani Plumbing Heating & Air Conditioning Ltd
EP-2023-09488 | 2023-10-31 | 1281 W 32ND AVENUE, Vancouver, BC V6H 2J1 | Electrical Permit | Residential | Renovation | Completed | Installation / Repair - Residential - Service upgrade to 200amp | T2WINS Service Ltd
NULL | NULL | 1281 W 32ND AVENUE, Vancouver, BC V6H 2J1 | Electrical Permit | Residential | Renovation | Withdrawn | Installation / Repair - Residential - Upgrade current service to 200amp service | NULL
GP-2023-00082 | 2023-01-09 | 3906 W 33RD AVENUE, Vancouver, BC V6N 2H8 | Gas Permit | Residential | Renovation | Completed | Residential - Hot Water Heater Installation | Hillcrest Plumbing & Heating (1991) Ltd
GP-2023-00063 | 2023-01-09 | 3928 W 33RD AVENUE, Vancouver, BC V6N 2H8 | Gas Permit | Residential | Renovation | Completed | Residential - Replacement furnace | BC Wide Home Services Ltd
NULL | NULL | 3928 W 33RD AVENUE, Vancouver, BC V6N 2H8 | Electrical Permit | Residential | Addition | Withdrawn | Installation / Repair - Residential - adding an EV receptacle. | NULL
EP-2023-03755 | 2023-05-02 | 3928 W 33RD AVENUE, Vancouver, BC V6N 2H8 | Electrical Permit | Residential | Addition | Completed | Installation / Repair - Residential - Adding EV receptacle . 240 Volt, 40 Amp hard wired Chargepoint home flex level two. Variable amperage set to 40 A draw with a two pole 50 amp breaker. 6/3 copper teck cable used for installation. | Rocket EV Charging Solutions Inc
GP-2023-00506 | 2023-02-10 | 3928 W 33RD AVENUE, Vancouver, BC V6N 2H8 | Gas Permit | Residential | Renovation - Dwelling Unit(s) only | Completed | Residential - Installing gas hot water tank | Reid Brothers Plumbing & Heating Ltd
GP-2024-00003 | NULL | 3982 W 33RD AVENUE, Vancouver, BC V6N 2H8 | Gas Permit | Residential | Addition | Application Incomplete | Residential - Replacement of furnace | BCRC Plumbing and Heating Ltd
GP-2023-03928 | 2023-12-07 | 4006 W 33RD AVENUE, Vancouver, BC V6N 2J1 | Gas Permit | Residential | Renovation | Completed | Residential - Re/Re Furnace | Lambert Plumbing & Heating
PP-2022-01239 | 2022-04-11 | 3865 W 37TH AVENUE, Vancouver, BC V6N 2W2 | Plumbing Permit | Residential | New | Completed | Residential - Install one outside sump without pump To construct a 2 storey + cellar one-family dwelling with a detached accessory building (garage), at the rear providing 3 parking spaces, having vehicular access from the lane. Note: This is a 2 storey building pursuant to the Zoning and Development By-Law 1- A/C unit proposed in rear, interior cellar by washroom 2- 8’ bar sink proposed in rec. room, Cellar | Octiscapes Site Services Ltd
PP-2023-01611 | 2023-05-08 | 3865 W 37TH AVENUE, Vancouver, BC V6N 2W2 | Plumbing Permit | Residential | New | Completed | Residential - Tie in connection to the mainline for irrigation sprinklers | Richvan Sprinklers
GP-2022-01902 | 2022-06-24 | 3865 W 37TH AVENUE, Vancouver, BC V6N 2W2 | Gas Permit | Residential | New | Completed | Residential - piping throughout Fireplace is piping ony. To construct a 2 storey + cellar one-family dwelling with a detached accessory building (garage), at the rear providing 3 parking spaces, having vehicular access from the lane. Note: This is a 2 storey building pursuant to the Zoning and Development By-Law 1- A/C unit proposed in rear, interior cellar by washroom 2- 8’ bar sink proposed in rec. room, Cellar 3- Schedule B: Henry S.N. Hsu, P.Eng (604.322.7158) Structural & Geotechnical 4- Schedule B: P.K.L. Fong, P.Eng (604-837-3205) Geotechnical (garage) 5- HPO: Residential Builder, Yang's Enterprises Ltd. | T Paradiso Plumbing & Hot Water Heating Inc
PP-2022-02235 | 2022-06-24 | 3865 W 37TH AVENUE, Vancouver, BC V6N 2W2 | Plumbing Permit | Residential | New | Completed | Residential - Plumbing throughout To construct a 2 storey + cellar one-family dwelling with a detached accessory building (garage), at the rear providing 3 parking spaces, having vehicular access from the lane. Note: This is a 2 storey building pursuant to the Zoning and Development By-Law 1- A/C unit proposed in rear, interior cellar by washroom 2- 8’ bar sink proposed in rec. room, Cellar 3- Schedule B: Henry S.N. Hsu, P.Eng (604.322.7158) Structural & Geotechnical 4- Schedule B: P.K.L. Fong, P.Eng (604-837-3205) Geotechnical (garage) 5- HPO: Residential Builder, Yang's Enterprises Ltd. | T Paradiso Plumbing & Hot Water Heating Inc
GP-2022-02672 | 2022-09-08 | 3865 W 37TH AVENUE, Vancouver, BC V6N 2W2 | Gas Permit | Residential | New | Cancelled | Residential - Gas Fitting - Water Heater, Dryer & 2 Range >BP: To construct a 2 storey + cellar one-family dwelling with a detached accessory building (garage), at the rear providing 3 parking spaces, having vehicular access from the lane. | A & J GAS SERVICES LTD
EP-2022-07907 | 2022-09-22 | 3865 W 37TH AVENUE, Vancouver, BC V6N 2W2 | Electrical Permit | Residential | New | Completed | Installation / Repair - Residential - installation in one family dwelling new house ,electrical work including 200A service ,underground cable ,rough wire and finishing work To construct a 2 storey + cellar one-family dwelling with a detached accessory building (garage), at the rear providing 3 parking spaces, having vehicular access from the lane. Note: This is a 2 storey building pursuant to the Zoning and Development By-Law 1- A/C unit proposed in rear, interior cellar by washroom 2- 8’ bar sink proposed in rec. room, Cellar 3- Schedule B: Henry S.N. Hsu, P.Eng (604.322.7158) Structural & Geotechnical 4- Schedule B: P.K.L. Fong, P.Eng (604-837-3205) Geotechnical (garage) 5- HPO: Residential Builder, Yang's Enterprises Ltd. | SCS Electrical Services Ltd
EP-2022-07652 | 2022-09-13 | 3865 W 37TH AVENUE, Vancouver, BC V6N 2W2 | Electrical Permit | Residential | New | Completed | Installation / Repair - Residential - 1FD - Tv Data Tel CCTV Alarm Central Vacuum. COMPLETE SECURITY ALARM SYSTEM >BP: To construct a 2 storey + cellar one-family dwelling with a detached accessory building (garage), at the rear providing 3 parking spaces, having vehicular access from the lane. Note: This is a 2 storey building pursuant to the Zoning and Development By-Law 1- A/C unit proposed in rear, interior cellar by washroom 2- 8’ bar sink proposed in rec. room, Cellar | AIGO TECHNOLOGY INC
SP-2022-01580 | 2022-09-28 | 3865 W 37TH AVENUE, Vancouver, BC V6N 2W2 | Sprinkler Permit | Residential | New | Completed | Residential - 1FD - fire suppression system >BP: To construct a 2 storey + cellar one-family dwelling with a detached accessory building (garage), at the rear providing 3 parking spaces, having vehicular access from the lane. Note: This is a 2 storey building pursuant to the Zoning and Development By-Law 1- A/C unit proposed in rear, interior cellar by washroom 2- 8’ bar sink proposed in rec. room, Cellar The entire building, INCLUDING THE ATTACHED GARAGE (if applicable), to be sprinklered to NFPA 13D. | Brent C Williams
GP-2022-01571 | 2022-05-20 | 3938 W 37TH AVENUE, Vancouver, BC V6N 2W5 | Gas Permit | Residential | Renovation | Completed | Residential - Replace furnace with Hi Efficient Furnace | Leonard Steven Walton
GP-2022-02249 | 2022-07-29 | 3949 W 37TH AVENUE, Vancouver, BC V6N 2W4 | Gas Permit | Residential | New | Completed | Residential - 36" wolf dual fuel range | Han Appliances & Refrigeration Ltd
EP-2023-08122 | 2023-09-15 | 4014 W 37TH AVENUE, Vancouver, BC V6N 2W7 | Electrical Permit | Residential | Tenant Improvement | Completed | Installation / Repair - Residential - Electrical to outdoor heat pump *MP-2023-01636: Issued (Heating and Cooling) | 0994152 BC Ltd
MP-2023-01636 | 2023-09-07 | 4014 W 37TH AVENUE, Vancouver, BC V6N 2W7 | Mechanical Permit | NULL | NULL | Completed | NULL | 0994152 BC Ltd
GP-2022-00404 | 2022-02-09 | 4028 W 37TH AVENUE, Vancouver, BC V6N 2W7 | Gas Permit | Residential | Renovation | Completed | Residential - Hot water heater replacement | Maple Furnace Heating & Air Conditioning
EP-2022-02585 | 2022-04-04 | 4058 W 37TH AVENUE, Vancouver, BC V6N 2W7 | Electrical Permit | Residential | New | Completed | Installation / Repair - Residential - Upgrade service from 100 amps to 200 amps -Exterior heat pump installation located in the back of the residence. >Amend: May 24th -Delete 200 amp Service upgrade and add Install load Share device on dryer Circuit and wire and connect Heat pump -The 200 amp service is to be removed and Changed to 100 amps >>>>Amend: June 20th -regarding the May 24th Amendment, the cost of installation is reduced to: $2,411 from original $5,600 | Gerald W Jansen & Jody Jansen
EP-2022-02867 | 2022-04-12 | 2964 W 28TH AVENUE, Vancouver, BC V6L 1X2 | Electrical Permit | Residential | New | Completed | Installation / Repair - Residential - Low voltage security alarm, tel/data/cable, intercom, CCTV cameras, audio. >BP: To construct a 2 storey + basement one-family dwelling with a secondary suite ($762,250) located in the basement with a detached accessory building (garage), at the rear providing 2 parking spaces, having vehicular access from the lane. Note: This is a 2 storey building pursuant to the Zoning and Development By-Law 1- Covenant registered at the Land Title Office under CA7087715 2- No strata titling permitted 3- A/C unit proposed in the rear yard 4- Schedule B: Stuart Hrysio, P.Eng. (604-513-4190) Geotechnical & Clinton Yiu, P.Eng. (604-255-7670) Structural. 5- HPO: Residential Builder - Trasolini Dagg Construction Corp. | Orca Automation Corp
GP-2022-00780 | 2022-03-15 | 2964 W 28TH AVENUE, Vancouver, BC V6L 1X2 | Gas Permit | Residential | New | Completed | Residential - Piping only to fireplace. **Amend 09/15/2022** add a gas fire pit to the permit @ 90,000 BTU | A & J GAS SERVICES LTD
SP-2022-00407 | 2022-03-22 | 2964 W 28TH AVENUE, Vancouver, BC V6L 1X2 | Sprinkler Permit | Residential | New | Completed | Residential - new sprinkler system To construct a 2 storey + basement one-family dwelling with a secondary suite located in the basement with a detached accessory building (garage), at the rear providing 2 parking spaces, having vehicular access from the lane. Note: This is a 2 storey building pursuant to the Zoning and Development By-Law 1- Covenant registered at the Land Title Office under CA7087715 2- No strata titling permitted 3- A/C unit proposed in the rear yard 4- Schedule B: Stuart Hrysio, P.Eng. (604-513-4190) Geotechnical & Clinton Yiu, P.Eng. (604-255-7670) Structural. 5- HPO: Residential Builder - Trasolini Dagg Construction Corp. | Alco Fire Protection Ltd
GP-2022-01607 | 2022-05-30 | 2964 W 28TH AVENUE, Vancouver, BC V6L 1X2 | Gas Permit | Residential | New | Completed | Residential - INSTALL 1 GAS FIREPLACE IN NEW HOME CONSTRUCTION, BASIC UP AND OUT THE WALL VENTING, APPLIANCE ONLY >BP: To construct a 2 storey + basement one-family dwelling with a secondary suite ($762,250) located in the basement with a detached accessory building (garage), at the rear providing 2 parking spaces, having vehicular access from the lane. Note: This is a 2 storey building pursuant to the Zoning and Development By-Law 1- Covenant registered at the Land Title Office under CA7087715 2- No strata titling permitted 3- A/C unit proposed in the rear yard 4- Schedule B: Stuart Hrysio, P.Eng. (604-513-4190) Geotechnical & Clinton Yiu, P.Eng. (604-255-7670) Structural. 5- HPO: Residential Builder - Trasolini Dagg Construction Corp. Address Note: #1-2964 W 28th Av - One Family Dwelling (1st & 2nd floor, north portion of basement) #2-2964 W 28th Av - Secondary Suite (south portion of basement) Address and suite numbers assigned as per approved plans for Fire and Emergency response. The address number is to be posted on the building to be visible from the street and the suite numbers are to be posted at the suite entries in accordance with the Building By-law prior to final inspection. ******THIS PERMIT HAS BEEN ISSUED UNDER THE REQUIREMENTS OF VBBL #12511 (2019)****** | The LM Fireplace Warehouse Ltd.
EP-2022-01452 | 2022-02-24 | 2964 W 28TH AVENUE, Vancouver, BC V6L 1X2 | Electrical Permit | Residential | New | Completed | Installation / Repair - Residential - new SFD with Secondary suite wiring and new 200 amps main service >BP: To construct a 2 storey + basement one-family dwelling with a secondary suite ($762,250) located in the basement with a detached accessory building (garage), at the rear providing 2 parking spaces, having vehicular access from the lane. Note: This is a 2 storey building pursuant to the Zoning and Development By-Law 1- Covenant registered at the Land Title Office under CA7087715 2- No strata titling permitted 3- A/C unit proposed in the rear yard 4- Schedule B: Stuart Hrysio, P.Eng. (604-513-4190) Geotechnical & Clinton Yiu, P.Eng. (604-255-7670) Structural. 5- HPO: Residential Builder - Trasolini Dagg Construction Corp. | O J ELECTRIC LTD
PP-2022-00081 | 2022-01-13 | 2964 W 28TH AVENUE, Vancouver, BC V6L 1X2 | Plumbing Permit | Residential | New | Completed | Residential - plumbing new single family home To construct a 2 storey + basement one-family dwelling with a secondary suite located in the basement with a detached accessory building (garage), at the rear providing 2 parking spaces, having vehicular access from the lane. Note: This is a 2 storey building pursuant to the Zoning and Development By-Law 1- Covenant registered at the Land Title Office under CA7087715 2- No strata titling permitted 3- A/C unit proposed in the rear yard 4- Schedule B: Stuart Hrysio, P.Eng. (604-513-4190) Geotechnical & Clinton Yiu, P.Eng. (604-255-7670) Structural. 5- HPO: Residential Builder - Trasolini Dagg Construction Corp. | BPH Mechanical Systems Ltd.
PP-2022-03054 | 2022-09-01 | 2964 W 28TH AVENUE, Vancouver, BC V6L 1X2 | Plumbing Permit | Residential | New | Completed | Residential - Lawn irrigation | Cameron Carleton Beals
EP-2022-06001 | 2022-07-19 | 2965 W 28TH AVENUE, Vancouver, BC V6L 1X3 | Electrical Permit | Residential | Tenant Improvement | Cancelled | Installation / Repair - Residential - Electrical install of heat pump No change to existing service. BP not required. Mechanical permit will be obtained | Moore And Russell Heating And Air Conditioning Ltd
MP-2022-00025 | 2022-07-17 | 2965 W 28TH AVENUE, Vancouver, BC V6L 1X3 | Mechanical Permit | NULL | NULL | Cancelled | NULL | Moore And Russell Heating And Air Conditioning Ltd
EP-2023-03997 | 2023-05-17 | 2965 W 28TH AVENUE, Vancouver, BC V6L 1X3 | Electrical Permit | Residential | Renovation | Issued | Installation / Repair - Residential - Renovation for Main unit basement,and going to build for a new lane way house unit. Original Meter was attach at Main unit 200Amp 1 phase 240V. We are going to remove it to the LWH,and prewire a new acwu 3/0 AL 3 wires 150 Amps Cable for the main unit panel.and 100 Amp for LWH unit. Re prewire new smoke detectors at each bedroom. We will go for all outlets, roughing and connection, lighting system, and all electrical equipment connection. In rough in procedure also pre-wire the data and TV communication cables. Main 150amps 240V 1P 3 wires,LWH 100 Amps 1P 3 wires.2 meter system. Main unit address 2965 W28th ave,LWH #3-2965 W28th ave. *An approved mechanical permit is required for the installation of air conditioning or heat pump unit at the time of installation before an electrical inspection will be performed >BP: Exterior and interior alterations to dig out crawlspace, remove walls, add new foundation, slab, windows and new walls to change approx. 500 sq. ft. crawlspace to a cellar floor for a new study, bathroom, bar and laundry room in this existing two storey plus cellar, one family dwelling with an existing detached 2 car garage on this inside with lane site. | AIGO TECHNOLOGY INC
SP-2023-00827 | 2023-05-12 | 2965 W 28TH AVENUE, Vancouver, BC V6L 1X3 | Sprinkler Permit | Residential | Renovation - Dwelling Unit(s) only | Issued | Residential - relocate and add new sprinkler heads for new floor layouts >BP: Exterior and interior alterations to dig out crawlspace, remove walls, add new foundation, slab, windows and new walls to change approx. 500 sq. ft. crawlspace to a cellar floor for a new study, bathroom, bar and laundry room in this existing two storey plus cellar, one family dwelling with an existing detached 2 car garage on this inside with lane site. *****This application does not include any of the following: 1. Not more than 20 sprinklers (add, relocate, or remove), 2. hydraulic calculations, 3. change in occupancy and /or hazard classification, 4. warehouse storage arrangements, 5. mobile compact storage arrangements, 6. alternative solutions, 7. changes to the sprinkler system supply piping (e.g. valves, mains, cross-mains, branch-lines, etc.), or 8. flexible sprinkler pipe. | Yu Fire Protection Inc.
GP-2023-01800 | 2023-06-12 | 2965 W 28TH AVENUE, Vancouver, BC V6L 1X3 | Gas Permit | Residential | Tenant Improvement | Completed | Residential - replace old tank water heater and heating system with IBC boiler and a indirect water heater >BP: Exterior and interior alterations to dig out crawlspace, remove walls, add new foundation, slab, windows and new walls to change approx. 500 sq. ft. crawlspace to a cellar floor for a new study, bathroom, bar and laundry room in this existing two storey plus cellar, one family dwelling | 1380102 BC Ltd
PP-2023-01172 | 2023-04-03 | 2965 W 28TH AVENUE, Vancouver, BC V6L 1X3 | Plumbing Permit | Residential | New | Issued | Residential - 1FD - #1 - Rough-in and finish installation >DB: Exterior and interior alterations to dig out crawlspace, remove walls, add new foundation, slab, windows and new walls to change approx. 500 sq. ft. crawlspace to a cellar floor for a new study, bathroom, bar and laundry room in this existing two storey plus cellar, one family dwelling with an existing detached 2 car garage on this inside with lane site. | Green Earth Plumbing and Heating Ltd
EP-2022-10314 | 2022-12-09 | 2996 W 28TH AVENUE, Vancouver, BC V6L 1X2 | Electrical Permit | Residential | Addition | Completed | Installation / Repair - Residential - "-Supply and install 40A breaker in Garage Panel -Replace non-code compliant AC breaker in Garage Panel -Supply and install 8AWG 3C from Garage Panel inside wall to junction box at concrete line below -Supply and install 3/4” EMT and cabling from junction box to 14-50R receptacle at owner desired location for TESLA Mobile Charger" | TDR Electric Inc
MP-2022-00420 | 2022-10-16 | 3037 W 28TH AVENUE, Vancouver, BC V6L 1X4 | Mechanical Permit | NULL | NULL | Completed | NULL | 1236318 BC Ltd DBA Aquatech Vancouver
GP-2022-03173 | 2022-10-16 | 3037 W 28TH AVENUE, Vancouver, BC V6L 1X4 | Gas Permit | Residential | Renovation | Completed | Residential - Removal of natural gas furnace and hot water tank. Capping of gas lines. | 1236318 BC Ltd DBA Aquatech Vancouver
EP-2022-08776 | 2022-10-27 | 3037 W 28TH AVENUE, Vancouver, BC V6L 1X4 | Electrical Permit | Residential | Renovation | Issued | Installation / Repair - Residential - Make safe any exposed electrical during structural repair. Complete an inspection and submit declaration, -CF-2022-010185 | KOVAC ELECTRICAL GROUP LTD.
GP-2023-00302 | 2023-01-25 | 3072 W 28TH AVENUE, Vancouver, BC V6L 1X5 | Gas Permit | Residential | Renovation - Dwelling Unit(s) only | Completed | Residential - FURNACE REPLACEMENT | CoStar Home Energy Ltd
EP-2023-05392 | 2023-06-29 | 3172 W 28TH AVENUE, Vancouver, BC V6L 1X5 | Electrical Permit | Residential | Addition | Completed | Installation / Repair - Residential - Install a NEMA 14-50 receptacle in the garage beside main 200 AMP panel | Amor Energy Corporation
EP-2022-00106 | 2022-01-21 | 3193 W 28TH AVENUE, Vancouver, BC V6L 1X4 | Electrical Permit | Residential | Renovation | Completed | Installation / Repair - Residential - Upgrade service from 100 amps to 200 amps. Install wiring for heat pump located outside. -It is a new Heat pump install - We are doing a 200 amp service upgrade to accommodate the load. | Mountain Point Electrical Inc.
GP-2022-00139 | 2022-01-17 | 3193 W 28TH AVENUE, Vancouver, BC V6L 1X4 | Gas Permit | Residential | Renovation | Completed | Residential - Re/re of existing water heater with Navien NPE 210S tankless water heater | 1236318 BC Ltd DBA Aquatech Vancouver
GP-2022-03573 | 2022-11-16 | 3223 W 28TH AVENUE, Vancouver, BC V6L 1X6 | Gas Permit | Residential | Renovation | Completed | Residential - Install NCB 240/110H Combi Boiler | Pioneer Plumbing & Heating Inc
EP-2022-05844 | 2022-07-14 | 1350 W 32ND AVENUE, Vancouver, BC V6H 2J3 | Electrical Permit | Residential | Addition | Completed | Installation / Repair - Residential - Tesla wall connector EV charger installation. 50 amp breaker, 15 meter 3C AWG #6 AC90 copper cable will be used. | Four Stones Electric Ltd
EP-2023-07079 | 2023-08-04 | 1350 W 32ND AVENUE, Vancouver, BC V6H 2J3 | Electrical Permit | Residential | New | Completed | Installation / Repair - Residential - Installation of security system. | ADT Security Services Canada Inc
NULL | NULL | 1350 W 32ND AVENUE, Vancouver, BC V6H 2J3 | Electrical Permit | Residential | Addition | Withdrawn | Installation / Repair - Residential - Install a 50 AMP NEMA 14-50 receptacle or help the client to mount a Tesla wall connector in the garage for EV charging. Installation spot and the electrical panel is roughly 10~15 meter apart. | Amor Energy Corporation
PP-2022-02533 | 2022-07-22 | 1411 W 32ND AVENUE, Vancouver, BC V6H 2J4 | Plumbing Permit | Residential | Renovation | Completed | Residential - 20 FT EXTERIOR PIPING- Sanitary re/re | Octiscapes Site Services Ltd
GP-2022-01609 | 2022-05-27 | 1437 W 32ND AVENUE, Vancouver, BC V6H 2J4 | Gas Permit | Residential | New | Issued | Residential - Confirm GHG Emissions Calculator for Large Homes Primary heating system - Air to Water heat pump Secondary heating system - Electric Boiler To install 2 boiler range 2 fireplace BBQ There is pipping for 2 fireplace and BBQ BP: To construct a 2 storey one-family dwelling with a secondary suite located in basement (split level) with a detached accessory building (garage) at the rear providing 4 parking spaces, having vehicular access from the lane. 1. Covenant registered at the Land Title Office under CA8105498 2. No strata titling permitted 3. A/C unit proposed in Rear Yard 4. Bar sink located in Rec/ Billiard Area 5. Schedule B Min-Wei Chen P.Eng (604-449-7789 Ext 1001) Architectural 6. Schedule B Yirun Chen P.Eng. (778-888-7758) Structural and Geotechnical 7. Schedule B Heqing Jian P.Eng. (778-987-7461) Geotechnical 8. Schedule D-1 Min-Wei Chen P.Eng (604-449-7789 Ext 1001) Architectural 9. BC Housing Accent Construction Co Ltd. This is a 2 storey building pursuant to the Zoning and Development By-Law ******THIS PERMIT HAS BEEN ISSUED UNDER THE REQUIREMENTS OF VBBL 2014 AND THE GREEN HOMES PROGRAM****** "Combustible projections or roof soffits on an exposing building face shall not project to less than .45m from the property line and shall be in compliance with VBBL 2014 9.10.15.5.(9) The entire building to be sprinklered to NFPA 13D. (1 FD + SS), access is on the east side, assigned addressing as follows: 1437 W 32nd Av - One Family Dwelling (west portion of the basement, 1st and 2nd storey) 1435 W 32nd Av - Secondary Suite (northeast portion of the basement) | JOT MECHANICAL LTD
GP-2022-01440 | 2022-08-29 | 1437 W 32ND AVENUE, Vancouver, BC V6H 2J4 | Gas Permit | Residential | New | Issued | Residential - Venting and hook up only >BP: To construct a 2 storey one-family dwelling with a secondary suite located in basement (split level) with a detached accessory building (garage) at the rear providing 4 parking spaces, having vehicular access from the lane. 1. Covenant registered at the Land Title Office under CA8105498 2. No strata titling permitted 3. A/C unit proposed in Rear Yard 4. Bar sink located in Rec/ Billiard Area 5. Schedule B Min-Wei Chen P.Eng (604-449-7789 Ext 1001) Architectural 6. Schedule B Yirun Chen P.Eng. (778-888-7758) Structural and Geotechnical 7. Schedule B Heqing Jian P.Eng. (778-987-7461) Geotechnical 8. Schedule D-1 Min-Wei Chen P.Eng (604-449-7789 Ext 1001) Architectural 9. BC Housing Accent Construction Co Ltd. This is a 2 storey building pursuant to the Zoning and Development By-Law ******THIS PERMIT HAS BEEN ISSUED UNDER THE REQUIREMENTS OF VBBL 2014 AND THE GREEN HOMES PROGRAM****** "Combustible projections or roof soffits on an exposing building face shall not project to less than .45m from the property line and shall be in compliance with VBBL 2014 9.10.15.5.(9) The entire building to be sprinklered to NFPA 13D. (1 FD + SS), access is on the east side, assigned addressing as follows: 1437 W 32nd Av - One Family Dwelling (west portion of the basement, 1st and 2nd storey) 1435 W 32nd Av - Secondary Suite (northeast portion of the basement) GHG Calculator for large homes Primary heating system - Air to water heat pump Secondary heating system - Electric Boiler Indoor fireplace - 2 Hottub - 1 Cooking - 2 | ORAY FIREPLACES LTD
EP-2022-00218 | NULL | 1437 W 32ND AVENUE, Vancouver, BC V6H 2J4 | Electrical Permit | Residential | New | Application Incomplete | Temporary Power - Residential - To provide temporary power. (EP-2020-09338 expired on Dec. 20, 2021 --and was obtained by another company | CROWN ELECTRICAL CONTRACTOR LTD
SP-2022-01310 | 2022-08-17 | 1437 W 32ND AVENUE, Vancouver, BC V6H 2J4 | Sprinkler Permit | Residential | New | Issued | Residential - NEW HOME >To construct a 2 storey one-family dwelling with a secondary suite located in basement (split level) with a detached accessory building (garage) at the rear providing 4 parking spaces, having vehicular access from the lane. 1. Covenant registered at the Land Title Office under CA8105498 2. No strata titling permitted 3. A/C unit proposed in Rear Yard 4. Bar sink located in Rec/ Billiard Area 5. Schedule B Min-Wei Chen P.Eng (604-449-7789 Ext 1001) Architectural 6. Schedule B Yirun Chen P.Eng. (778-888-7758) Structural and Geotechnical 7. Schedule B Heqing Jian P.Eng. (778-987-7461) Geotechnical 8. Schedule D-1 Min-Wei Chen P.Eng (604-449-7789 Ext 1001) Architectural 9. BC Housing Accent Construction Co Ltd. This is a 2 storey building pursuant to the Zoning and Development By-Law ******THIS PERMIT HAS BEEN ISSUED UNDER THE REQUIREMENTS OF VBBL 2014 AND THE GREEN HOMES PROGRAM****** "Combustible projections or roof soffits on an exposing building face shall not project to less than .45m from the property line and shall be in compliance with VBBL 2014 9.10.15.5.(9) The entire building to be sprinklered to NFPA 13D. (1 FD + SS), access is on the east side, assigned addressing as follows: 1437 W 32nd Av - One Family Dwelling (west portion of the basement, 1st and 2nd storey) 1435 W 32nd Av - Secondary Suite (northeast portion of the basement) GHG Calculator for large homes Primary heating system - Air to water heat pump Secondary heating system - Electric Boiler Indoor fireplace - 2 Hottub - 1 Cooking - 2 | SBMS Construction Ltd
PP-2023-02747 | 2023-08-02 | 1437 W 32ND AVENUE, Vancouver, BC V6H 2J4 | Plumbing Permit | Residential | New | Issued | Residential - Install irrigation system | Zhongmin Zhao DBA Colorful Garden
GP-2022-00990 | 2022-03-31 | 1570 W 32ND AVENUE, Vancouver, BC V6J 3A6 | Gas Permit | Residential | Addition | Completed | Residential - Gas log set installation | Vaglio Fireplace LTD
GP-2022-03331 | 2022-10-28 | 1570 W 32ND AVENUE, Vancouver, BC V6J 3A6 | Gas Permit | Residential | Addition | Completed | Residential - Gas log set fireplace installation | Vaglio Fireplace LTD
EP-2022-02108 | 2022-03-17 | 2145 W 32ND AVENUE, Vancouver, BC V6L 2B1 | Electrical Permit | Residential | New | Completed | Installation / Repair - Residential - Low Voltage - Alarm, Structured Wiring, Cameras & Doorbell -We have been asked to do a rough-in and install of a security alarm system in both properties. >BP: To construct a two-storey two-family dwelling with two secondary suites ($751,000) located in the basement, with a detached accessory building (garage) at the rear providing 4 parking spaces, having vehicular access from the lane. Note: This is a 2 storey building pursuant to the Zoning and Development By-Law 1. Covenant registered at the Land Title Office under CA8992931 2. No strata titling permitted 3. A/C units proposed in rear yard near detached garage 4. No Bar sinks proposed 5. Schedule B: Jason Hui P.Eng (778.319.3403) Structural & Geotechnical 6. HPO: Residential Builder - THT Properties Ltd. EAST UNIT #1-2145 W 32nd Av - One Family Dwelling (1st & 2nd floor) #2-2145 W 32nd Av - Secondary Suite (basement) WEST UNIT #1-2147 W 32nd Av - One Family Dwelling (1st & 2nd floor) #2-2147 W 32nd Av - Secondary Suite (basement) Address and suite numbers assigned as per approved plans for Fire and Emergency response. The Address numbers are to be posted to the building to be visible from the street and the suite numbers are to be posted at the suite entries in accordance with the Building By-law prior to final inspection. ******THIS PERMIT HAS BEEN ISSUED UNDER THE REQUIREMENTS OF VBBL #12511 (2019)****** | Prism Security Systems Ltd
SP-2022-00287 | 2022-03-09 | 2145 W 32ND AVENUE, Vancouver, BC V6L 2B1 | Sprinkler Permit | Residential | New | Completed | Residential - new fire sprinkler system for duplex To construct a two-storey two-family dwelling with two secondary suites located in the basement, with a detached accessory building (garage) at the rear providing 4 parking spaces, having vehicular access from the lane. Note: This is a 2 storey building pursuant to the Zoning and Development By-Law 1. Covenant registered at the Land Title Office under CA8992931 2. No strata titling permitted 3. A/C units proposed in rear yard near detached garage 4. No Bar sinks proposed 5. Schedule B: Jason Hui P.Eng (778.319.3403) Structural & Geotechnical 6. HPO: Residential Builder - THT Properties Ltd. EAST UNIT #1-2145 W 32nd Av - One Family Dwelling (1st & 2nd floor) #2-2145 W 32nd Av - Secondary Suite (basement) WEST UNIT #1-2147 W 32nd Av - One Family Dwelling (1st & 2nd floor) #2-2147 W 32nd Av - Secondary Suite (basement) Address and suite numbers assigned as per approved plans for Fire and Emergency response. The Address numbers are to be posted to the building to be visible from the street and the suite numbers are to be posted at the suite entries in accordance with the Building By-law prior to final inspection. ******THIS PERMIT HAS BEEN ISSUED UNDER THE REQUIREMENTS OF VBBL #12511 (2019)****** | Spectrum Fire Protection Ltd
EP-2022-04291 | 2022-05-24 | 2145 W 32ND AVENUE, Vancouver, BC V6L 2B1 | Electrical Permit | Residential | New | Expired | Temporary Power - Residential - To provide temporary power. | Buddy Electric Ltd
GP-2022-01667 | 2022-06-02 | 2145 W 32ND AVENUE, Vancouver, BC V6L 2B1 | Gas Permit | Residential | Renovation | Completed | Residential - installing a 4 gas fireplaces, 2 inside and 2 outdoors. To construct a two-storey two-family dwelling with two secondary suites ( located in the basement, with a detached accessory building (garage) at the rear providing 4 parking spaces, having vehicular access from the lane. w 1. Covenant registered at the Land Title Office under CA8992931 2. No strata titling permitted 3. A/C units proposed in rear yard near detached garage 4. No Bar sinks proposed 5. Schedule B: Jason Hui P.Eng (778.319.3403) Structural & Geotechnical 6. HPO: Residential Builder - THT Properties Ltd. | Campbell Care Plumbing, Heating & Air Ltd.
EP-2022-01429 | 2022-03-01 | 2145 W 32ND AVENUE, Vancouver, BC V6L 2B1 | Electrical Permit | Residential | New | Cancelled | Temporary Power - Residential - To provide temporary power. SECURITY SYSTEM ON POLE | Tuong Su
GP-2022-00551 | 2022-02-22 | 2145 W 32ND AVENUE, Vancouver, BC V6L 2B1 | Gas Permit | Residential | New | Completed | Residential - new house gas work To construct a two-storey two-family dwelling with two secondary suites located in the basement, with a detached accessory building (garage) at the rear providing 4 parking spaces, having vehicular access from the lane. Note: This is a 2 storey building pursuant to the Zoning and Development By-Law 1. Covenant registered at the Land Title Office under CA8992931 2. No strata titling permitted 3. A/C units proposed in rear yard near detached garage 4. No Bar sinks proposed 5. Schedule B: Jason Hui P.Eng (778.319.3403) Structural & Geotechnical | BC 2000 Plumbing & Heating Ltd
PP-2022-04172 | 2022-11-21 | 2145 W 32ND AVENUE, Vancouver, BC V6L 2B1 | Plumbing Permit | Residential | New | Completed | Residential - install irrigation system >BP: To construct a two-storey two-family dwelling with two secondary suites ($751,000) located in the basement, with a detached accessory building (garage) at the rear providing 4 parking spaces, having vehicular access from the lane. Note: This is a 2 storey building pursuant to the Zoning and Development By-Law 1. Covenant registered at the Land Title Office under CA8992931 2. No strata titling permitted 3. A/C units proposed in rear yard near detached garage 4. No Bar sinks proposed 5. Schedule B: Jason Hui P.Eng (778.319.3403) Structural & Geotechnical 6. HPO: Residential Builder - THT Properties Ltd. ******THIS PERMIT HAS BEEN ISSUED UNDER THE REQUIREMENTS OF VBBL #12511 (2019)****** | Zhongmin Zhao DBA Colorful Garden
GP-2022-03906 | 2022-12-07 | 2145 W 32ND AVENUE, Vancouver, BC V6L 2B1 | Gas Permit | Residential | Renovation | Completed | Residential - install 2 outdoor gas fireplaces >BP: To construct a two-storey two-family dwelling with two secondary suites located in the basement, with a detached accessory building (garage) at the rear providing 4 parking spaces, having vehicular access from the lane. 1. Covenant registered at the Land Title Office under CA8992931 2. No strata titling permitted 3. A/C units proposed in rear yard near detached garage 4. No Bar sinks proposed 5. Schedule B: Jason Hui P.Eng (778.319.3403) Structural & Geotechnical 6. HPO: Residential Builder - THT Properties Ltd. ******THIS PERMIT HAS BEEN ISSUED UNDER THE REQUIREMENTS OF VBBL #12511 (2019)****** | Campbell Care Plumbing, Heating & Air Ltd.
NULL | NULL | 2176 W 32ND AVENUE, Vancouver, BC V6L 2B2 | Electrical Permit | Residential | Tenant Improvement | Draft | Installation / Repair - Residential - - UPGRADE SERVICE FROM 100 AMP TO 200 AMP - UPGRADE GROUNDING ANDE BONDING - INSTALL LOAD SHARE DEVICE FOR EVC IN CARPORT - INSTALL EVC IN CARPORT | Tsawwassen Electric Inc
EP-2023-05693 | 2023-08-08 | 2176 W 32ND AVENUE, Vancouver, BC V6L 2B2 | Electrical Permit | Residential | Tenant Improvement | Completed | Installation / Repair - Residential - ¦ 1FD/ 200A UPGRADE/ LOAD SHARE ¦ -UPGRADE FROM 100 AMP TO 200 AMP SERVICE - UPGRADE GROUNDING AND BONDING - INSTALL LOADSHARE DEVICE FOR EVC IN CARPORT | Tsawwassen Electric Inc
NULL | NULL | 2176 W 32ND AVENUE, Vancouver, BC V6L 2B2 | Electrical Permit | Residential | Renovation | Draft | Installation / Repair - Residential - - Replace 100 AMP Service with 200 AMP SERVICE | Tsawwassen Electric Inc
GP-2023-00148 | 2023-01-16 | 2220 W 32ND AVENUE, Vancouver, BC V6L 2B2 | Gas Permit | Residential | Addition | Completed | Residential - TO INSTALL 1 FURNACE | BC Care Heating Services Ltd
GP-2023-02925 | 2023-10-04 | 2232 W 32ND AVENUE, Vancouver, BC V6L 2B2 | Gas Permit | Residential | Renovation | Completed | Residential - gas hot water | Hillcrest Plumbing & Heating (1991) Ltd
EP-2023-10464 | 2023-11-23 | 4027 W 33RD AVENUE, Vancouver, BC V6N 2H9 | Electrical Permit | Residential | New | Issued | Temporary Power - Residential - To provide temporary power. NOTE: Work authorized by this permit is for placement of a temporary power pole only and does not authorize any site construction and/or excavation. A separate Building Permit will be required prior to commencement of any other work on this site. | VS Electric Ltd
GP-2022-01713 | 2022-06-06 | 1110 W 33RD AVENUE, Vancouver, BC V6M 1A2 | Gas Permit | Residential | Addition | Completed | Residential - INSTALL TWO GAS LOG SETS Interior alterations to provide improvements to this one family dwelling building on this site. | Service Only Gas Inc
GP-2022-01502 | 2022-05-14 | 1110 W 33RD AVENUE, Vancouver, BC V6M 1A2 | Gas Permit | Residential | Renovation | Completed | Residential - Re and re water heater | BD Plumbing
GP-2022-01545 | 2022-05-20 | 1110 W 33RD AVENUE, Vancouver, BC V6M 1A2 | Gas Permit | Residential | Renovation | Completed | Residential - New furnace and venting. | Northwest Air Systems Ltd
EP-2022-03914 | 2022-05-12 | 1110 W 33RD AVENUE, Vancouver, BC V6M 1A2 | Electrical Permit | Residential | Renovation | Completed | Installation / Repair - Residential - structured wiring, security alarm system >BP: Interior alterations to provide improvements to this one family dwelling building on this site. OK for Field Review per W.Wong, January 6, 2022 Note: No landscape alterations proposed. Contractor and owner are responsible for protecting trees in proximity to any work per City of Vancouver tree protection standards; all landscaping / street trees impacted by construction work to be made good (equal or better). No tree removals are authorized. Any necessary pruning of trees or vegetation to be done by ISA certified arborist. No heavy machinery or storage of materials or equipment permitted under the canopy dripline of existing trees. No construction proposed within critical root zone of existing trees | Vancouver Audiospace Home Control Ltd
EP-2022-02123 | 2022-03-18 | 1110 W 33RD AVENUE, Vancouver, BC V6M 1A2 | Electrical Permit | Residential | Renovation - Dwelling Unit(s) only | Completed | Installation / Repair - Residential - Minor renovations in heritage house. Removal of knob/tube wiring. Updating of service. Currently 200a and will remain 200a. Service needs to be made safer >BP: Interior alterations to provide improvements to this one family dwelling building on this site. OK for Field Review per W.Wong, January 6, 2022 Note: No landscape alterations proposed. Contractor and owner are responsible for protecting trees in proximity to any work per City of Vancouver tree protection standards; all landscaping / street trees impacted by construction work to be made good (equal or better). No tree removals are authorized. Any necessary pruning of trees or vegetation to be done by ISA certified arborist. No heavy machinery or storage of materials or equipment permitted under the canopy dripline of existing trees. No construction proposed within critical root zone of existing trees. | WESTPEAK ELECTRICAL LTD
PP-2022-01303 | 2022-04-19 | 1110 W 33RD AVENUE, Vancouver, BC V6M 1A2 | Plumbing Permit | Residential | Renovation | Issued | Residential - Rough in and finishing for 2 new bathrooms Interior alterations to provide improvements to this one family dwelling building on this site. AMEND: MAY 19/2022 Add 1 automatic washer | BD Plumbing
PP-2023-03191 | 2023-09-11 | 1110 W 33RD AVENUE, Vancouver, BC V6M 1A2 | Plumbing Permit | Residential | New | Issued | Residential - lawn irrigation - 3/4" DCVA | Permanent Irrigation DBA: SUPREME SPRINKLERS INC.
PP-2023-01914 | 2023-05-30 | 1110 W 33RD AVENUE, Vancouver, BC V6M 1A2 | Plumbing Permit | Residential | Renovation | Issued | Residential - Sewer connection upgrade (no sump, just sewers diversion and new piping to PL) | Octiscapes Site Services Ltd
EP-2023-07010 | 2023-08-01 | 1141 W 33RD AVENUE, Vancouver, BC V6M 1A3 | Electrical Permit | Residential | New | Issued | Temporary Power - Residential - To provide temporary power. | G.S.G. Electric Ltd.
PP-2023-03968 | 2023-11-10 | 1141 W 33RD AVENUE, Vancouver, BC V6M 1A3 | Plumbing Permit | Commercial | New | Issued | Commercial - Sump installation >BP: ********************Part 5 DESIGN***************** To relocate, alter, add to and convert existing One-Family Character building to a 3-storey Multiple Conversion Dwelling (Building 1) containing four dwelling units and to construct a two-storey Infill Duplex with an attached 2-car garages (Building 2), two semi-covered parking spaces and one at grade surface parking space, having vehicular access from the lane. | Kingsman Excavating Ltd.
SP-2023-01997 | 2023-12-20 | 1141 W 33RD AVENUE, Vancouver, BC V6M 1A3 | Sprinkler Permit | Residential | New | Issued | Residential - For sprinkler system alterations to the 2019 VBBL and NFPA 13R, 2013 for the tenant improvements to relocate, alter, add to and convert existing One-Family Character building to a 3-storey Multiple Conversion Dwelling (Building 1) containing four dwelling units. Common backflow preventor for main and Infill house. Engineer of Record: Farzad Hemmati 604-649-4574 farzadh@bmactc.com Related Permits: SP-2023-01998 - Infill | Haven Fire Protection Ltd
EP-2022-03954 | 2022-05-17 | 1290 W 33RD AVENUE, Vancouver, BC V6M 1A5 | Electrical Permit | Residential | Addition | Completed | Installation / Repair - Residential - Multiple tasks to be completed on site. 1. Service upgrade. Overhead Service, going from 100A to 200A. Old overhead service to be removed and replaced with a new overhead service. New 200A meter base with an Iso neutral. new 200A panel. New ground system installed, ground plate to be dug 2 ft. deep. 2. The house appears to have some knob and tube in the carport. Removing that for proper wiring. 3.An AC to be installed. Providing a breaker (2p40A), wire run (2c/8awg), disconnect, and whip to the AC unit. Photos of the purposed location and specs for the AC attached. | Gandy Installations Ltd
EP-2022-03083 | 2022-04-19 | 1320 W 33RD AVENUE, Vancouver, BC V6M 1A5 | Electrical Permit | Residential | Renovation | Completed | Installation / Repair - Residential - upgrade electrical panel | 523 Construction Ltd
EP-2022-06248 | 2022-07-26 | 1321 W 33RD AVENUE, Vancouver, BC V6M 1A6 | Electrical Permit | Residential | Addition | Completed | Installation / Repair - Residential - -addition of few interior outlets, 1 exterior outlet, under deck area lighting. Utilization of spare circuit under deck, add afci breaker into panel >BP: Exterior and interior alterations to provide tenant improvements to this existing one-family dwelling. The scope of work: - No alteration on the Basement and 2nd Floor Main Floor: - To remove and replace the existing rear sunroom - Extend the existing rear deck Letter of assurance provided by: B.J. Gernon, P.ENG, 778-571-1299, Schedule B (Structural) Note: Exempt REUP per David J - Alteration to the unconditional space | DLP Electrical Ltd
GP-2022-03401 | 2022-11-01 | 3192 W 35TH AVENUE, Vancouver, BC V6N 2M8 | Gas Permit | Residential | Addition | Completed | Residential - RE & RE FURNACE | B C Furnace Service Ltd
EP-2023-01173 | 2023-02-10 | 3214 W 35TH AVENUE, Vancouver, BC V6N 2N1 | Electrical Permit | Residential | Renovation | Completed | Installation / Repair - Residential - Upgrade service from 100 Amp to 200 Amp Amend May 30, 2023 -"Add heat pump wiring to permit. No additional cost" | Mountain Point Electrical Inc.
MP-2023-00633 | 2023-04-12 | 3214 W 35TH AVENUE, Vancouver, BC V6N 2N1 | Mechanical Permit | NULL | NULL | Issued | NULL | 1236318 BC Ltd DBA Aquatech Vancouver
EP-2024-00554 | 2024-01-31 | 3215 W 35TH AVENUE, Vancouver, BC V6N 2M9 | Electrical Permit | Residential | Addition | Issued | Installation / Repair - Residential - Installation of TDR Supplied Nema 14-50R Outdoor Outlet on Concrete Pad -Disconnect Existing 40A Circuit that will no longer be used. -Dig Trench from House Exterior Wall, along Fence Line to Car Port Ash Fault -Supply Subcontractor to build Concrete Pad -Build Support Structure for Outdoor Nema 14-50R Outlet on New Concrete Pad -Spray Support Structure with Anti Rust Spray -Supply and Install 8 3C NMD Cable from Existing Panel to New DCC-12 -Supply and Install 1" PVC Conduit and #8 RW90 Cabling from New DCC-12 to Nema 14-50R Outlet Location -Supply and Install Outdoor Nema 14-50R Outlet -Bond New Equipment and Support Structure to Ground -Seal Hole made on House Exterior Wall -Test and Commission Installations -Tidy Site and Dispose of Garbage Safely and Correctly | TDR Electric Inc
PP-2022-04173 | 2022-11-21 | 1927 W 37TH AVENUE, Vancouver, BC V6M 1N5 | Plumbing Permit | Residential | New | Completed | Residential - install irrigation system >BP: 2 STOREY 1FD + LWH To construct a 2 storey one-family dwelling with a Cellar ($899,195.00) with 1 open parking over tire strips, providing 1 parking space, having vehicular access from the 20' Lane. 1. Covenant registered at the Land Title Office under CA8213424 2. No Strata Titling permitted 3. A/C Unit proposed in Rear Yard 4. Bar Sink proposed in basement level. 5. Schedule B: (Antony Wang) P.Eng (604.618.6236) Architectural, Structural, and Geotechnical 6. BC Housing (BUILDER COMPANY NAME) This is a 2 storey building pursuant to the Zoning and Development By-Law. ******THIS PERMIT HAS BEEN ISSUED UNDER THE REQUIREMENTS OF VBBL 2019 AND THE GREEN HOMES PROGRAM****** "Combustible projections or roof soffits on an exposing building face shall not project to less than .45m from the property line and shall be in compliance with VBBL 2019 9.10.15.5.(9) The entire building, INCLUDING THE ATTACHED GARAGE (if applicable), to be sprinklered to NFPA 13D. Any alterations or conversions to the attached garage (if applicable) to habitable living space shall not be permitted without first obtaining the approval of the Director of Planning and the Chief Building Official. Thermal protection measures and Laneway house design guidelines shall be required to be met prior to the approval of the conversion". | Zhongmin Zhao DBA Colorful Garden
GP-2023-01373 | 2023-04-27 | 2019 W 37TH AVENUE, Vancouver, BC V6M 1N7 | Gas Permit | Residential | Addition | Completed | Residential - re and re hot water tank | Christopher Sterling
EP-2023-07355 | 2023-08-21 | 2019 W 37TH AVENUE, Vancouver, BC V6M 1N7 | Electrical Permit | Residential | Renovation | Completed | Installation / Repair - Residential - Check and correct any outlets with open grounds or reverse polarities. Correct or install connectors into main panel for existing circuitry. Correct open splices in crawlspace. Install hardwired Smoke/CO combination detectors on every floor common areas. CF-2023-008270 CF-2023-003746 | Elysium Electric Ltd
GP-2022-03795 | 2022-11-30 | 2496 W 36TH AVENUE, Vancouver, BC V6M 1L6 | Gas Permit | Residential | Renovation | Completed | Residential - Re + re boiler | Lambert Plumbing & Heating Ltd
EP-2023-02661 | 2023-03-28 | 2499 W 36TH AVENUE, Vancouver, BC V6M 1L7 | Electrical Permit | Residential | New | Issued | Temporary Power - Residential - To provide temporary power. NOTE: Work authorized by this permit is for placement of a temporary power pole only and does not authorize any site construction and/or excavation. A separate Building Permit will be required prior to commencement of any other work on this site. | Optimal Electrical Ltd
MP-2023-01288 | 2023-07-13 | 2499 W 36TH AVENUE, Vancouver, BC V6M 1L7 | Mechanical Permit | NULL | NULL | Issued | NULL | AKAL Plumbing & Heating Ltd
PP-2023-02296 | 2023-06-28 | 2499 W 36TH AVENUE, Vancouver, BC V6M 1L7 | Plumbing Permit | Residential | New | Issued | Residential - This is a new house with 29 fixtures >BP: To construct a 2 storey single detached house design to Net Zero standards with a secondary suite located in basement with a detached accessory building (garage) , at the rear providing 4 parking spaces, having vehicular access from the lane. Note: This is a 2 storey building pursuant to the Zoning and Development By-Law ******THIS PERMIT HAS BEEN ISSUED UNDER THE REQUIREMENTS OF VBBL 2019****** ***This permit is issued under the VBBL 2019, with updated energy requirements as per bylaw # 12997 effective Jan 01, 2022.*** The entire building to be sprinklered to NFPA 13D. 1. Covenant registered at the Land Title Office under CB491195 2. No strata titling permitted 3. A/C unit located in rear yard 4. Bar sink located in cellar rec room 5. Schedule A Sunil Bhanot P.Eng (604-575-8220) 6. Schedule B Sunil Bhanot P.Eng (604-575-8220) Architectural 7. Schedule B Yongkang Deng P.Eng (604-505-6816) Architectural, Structural & Geotechnical 8. Schedule B Gongzuo Zhou P.Eng (604-838-2586) Geotechnical 9. Schedule D Sunil Bhanot P.Eng (604-575-8220) 10. BC Housing QKD Construction Ltd | AKAL Plumbing & Heating Ltd
GP-2023-03054 | NULL | 2499 W 36TH AVENUE, Vancouver, BC V6M 1L7 | Gas Permit | Residential | New | Withdrawn | Residential - This is a new house with 4 fixtures | AKAL Plumbing & Heating Ltd
GP-2022-04033 | 2022-12-16 | 3283 W 36TH AVENUE, Vancouver, BC V6N 2R6 | Gas Permit | Residential | Renovation | Completed | Residential - Supply and install one RunTru furnace, including one Tekmar 565 thermostat, 16 X 25 X 1 filter frame with door, CSA approved exhaust and combustion air piping, PVC 636 exhaust venting and PVC intake piping, gas permit, removal of existing equipment and labour | Reid Brothers Plumbing & Heating Ltd
GP-2023-02687 | 2023-09-13 | 3260 W 28TH AVENUE, Vancouver, BC V6L 1X7 | Gas Permit | Residential | Tenant Improvement | Completed | Residential - Installing furnace. | Gandy Installations Ltd
PP-2022-03882 | 2022-10-27 | 3291 W 28TH AVENUE, Vancouver, BC V6L 1X6 | Plumbing Permit | Residential | Renovation | Completed | Residential - Lawn irrigation. | University Sprinkler Systems Incorporated
EP-2024-00341 | NULL | 3339 W 28TH AVENUE, Vancouver, BC V6S 1R8 | Electrical Permit | Residential | New | Application Incomplete | Installation / Repair - Residential - Installation of security system | ADT Security Services Canada Inc
GP-2022-02671 | 2022-09-08 | 3355 W 28TH AVENUE, Vancouver, BC V6S 1R8 | Gas Permit | Residential | Addition | Completed | Residential - adding gas line for bbq | A & J GAS SERVICES LTD
GP-2023-03355 | 2023-11-03 | 3381 W 30TH AVENUE, Vancouver, BC V6S 1W3 | Gas Permit | Residential | Tenant Improvement | Completed | Residential - install gas fireplace | Campbell Care Plumbing, Heating & Air Ltd.
EP-2023-09895 | NULL | 4175 W 29TH AVENUE, Vancouver, BC V6S 1V1 | Electrical Permit | Commercial | New | Withdrawn | Installation / Repair - Commercial - Ultra low Voltage Controls for HVAC Automation | Webir Automation & Control Services Ltd
EP-2023-09802 | 2023-11-09 | 4175 W 29TH AVENUE, Vancouver, BC V6S 1V1 | Electrical Permit | Commercial | NULL | Issued | Annual / Operating - Annual permit for St George's School Unit Substation 1500KVA | Protec Installations Group
EP-2023-06538 | 2023-07-19 | 4175 W 29TH AVENUE, Vancouver, BC V6S 1V1 | Electrical Permit | Commercial | Addition | Issued | Installation / Repair - Commercial - Installation of Access control, Cameras and Intrusion for the St. George East, West and Hall. No Maglocks Site contact: Rajinder Gill/6043299754/rgill@paladintechnologies.com | Paladin Technologies Inc
EP-2023-03121 | 2023-04-21 | 4175 W 29TH AVENUE, Vancouver, BC V6S 1V1 | Electrical Permit | Commercial | NULL | Issued | Annual / Operating - ***ANNUAL ELECTRICAL PERMIT*** VALID: April 11, 2023 to April 10, 2024 St Georges Sr School Renewal of EP-2022-02914 | Precision Electrical Installations Ltd
EP-2022-02914 | 2022-04-11 | 4175 W 29TH AVENUE, Vancouver, BC V6S 1V1 | Electrical Permit | Commercial | NULL | Expired | Annual / Operating - ***ANNUAL ELECTRICAL PERMIT*** VALID: April 11, 2022 to April 10, 2023 St Georges Sr School Renewal of EP-2021-03254 | Precision Electrical Installations Ltd
PP-2022-01006 | 2022-04-12 | 4175 W 29TH AVENUE, Vancouver, BC V6S 1V1 | Plumbing Permit | Commercial | New | Issued | Commercial - Underground utility installation | Jack Cewe Construction Ltd
GP-2023-03813 | 2023-12-04 | 4191 W 29TH AVENUE, Vancouver, BC V6S 1V6 | Gas Permit | Residential | Renovation | Completed | Residential - installation of 1 gas Fireplace -venting and hookup only | Urban Fireplaces Ltd
GP-2022-01456 | 2022-05-10 | 4255 W 29TH AVENUE, Vancouver, BC V6S 1V7 | Gas Permit | Residential | Renovation | Completed | Residential - hot water tank replacement | Reid Brothers Plumbing & Heating Ltd
GP-2023-03581 | 2023-11-17 | 4269 W 29TH AVENUE, Vancouver, BC V6S 1V7 | Gas Permit | Residential | Addition | Completed | Residential - re and re gas range | Christopher Sterling
GP-2023-00857 | 2023-03-10 | 4269 W 29TH AVENUE, Vancouver, BC V6S 1V7 | Gas Permit | Residential | New | Completed | Residential - Installation of Gas Fireplace Insert to existing SFD, Vent & Gas Hookup Only | Encore Fireplaces Ltd
EP-2022-05293 | 2022-06-24 | 2731 W 32ND AVENUE, Vancouver, BC V6L 2B4 | Electrical Permit | Residential | Tenant Improvement | Issued | Installation / Repair - Residential - - upgrading 100A service to new 200A service - installing 2 x 50A car chargers | AJ's Electrical Contractors LTD
GP-2022-02542 | 2022-08-25 | 2739 W 32ND AVENUE, Vancouver, BC V6L 2B4 | Gas Permit | Residential | Tenant Improvement | Completed | Residential - Re Re Boiler and HWT (With tank) | Moore & Russell Heating Ltd
MP-2023-01379 | 2023-07-27 | 2746 W 32ND AVENUE, Vancouver, BC V6L 2B3 | Mechanical Permit | NULL | NULL | Completed | NULL | Centigrade Mechanical Ltd
PP-2023-02157 | 2023-06-19 | 2746 W 32ND AVENUE, Vancouver, BC V6L 2B3 | Plumbing Permit | Residential | Addition | Completed | Residential - outdoor sink >BP: CF-2018-005085 - Exterior alterations to validate a deck at this existing single detached house on this site. | Fusion Mechanical Plumbing Contractor Ltd
GP-2023-01849 | 2023-06-19 | 2746 W 32ND AVENUE, Vancouver, BC V6L 2B3 | Gas Permit | Residential | Addition | Completed | Residential - 1 BBQ >BP: Exterior alterations to validate the rear deck of this existing one-family dwelling building on this site. | Fusion Mechanical Plumbing Contractor Ltd
EP-2023-05369 | 2023-06-28 | 2746 W 32ND AVENUE, Vancouver, BC V6L 2B3 | Electrical Permit | Residential | Renovation | Completed | Installation / Repair - Residential - Review wiring done under WWOP from previous owner in the home. We will be examining the wiring of the heat pump indoor units as it appears they repurposed BBH circuits and used them for heat pump split units. The old BBH wires look to have been just folded over into the walls behind baseboards and still live in one area we found. Also will be doing a full safety check of all other items done on the site that are part of the CF on the property. 2 heat pumps are located under the deck. We will also be doing a load calc to make sure the panel is not overloaded. We will amend the permit as required once we start our investigation. *An approved mechanical permit is required for the installation of air conditioning or heat pump unit at the time of installation before an electrical inspection will be performed *Permit Amendment Aug 15, 2023 -Document(s) uploaded to "Application Documents" tab for Electrical Inspector review >BP: CF-2018-005085 - Exterior alterations to validate a deck at this existing single detached house on this site. | ACE Integrated Systems Ltd
NULL | NULL | 2746 W 32ND AVENUE, Vancouver, BC V6L 2B3 | Plumbing Permit | Residential | Renovation | Withdrawn | Residential - whole house | Fusion Mechanical Plumbing Contractor Ltd
EP-2022-01223 | 2022-02-25 | 2746 W 32ND AVENUE, Vancouver, BC V6L 2B3 | Electrical Permit | Residential | New | Completed | Installation / Repair - Residential - Safety inspection and correction action to be taken. Clients moved into a new home. Home inspector had found minor issues recommended EC come in. We came in to take a look and were surprised with some of the findings. Non permit work done by previous owner is in dangerous condition in some areas. See 240V outdoor splice covered with plastic bag picture, no box. We will be doing a full wiring check of the house and devices. Documenting all items we find and then correcting them / inspecting. (CF-2018-005085) | ACE Integrated Systems Ltd
EP-2022-04938 | 2022-06-16 | 2763 W 32ND AVENUE, Vancouver, BC V6L 2B4 | Electrical Permit | Residential | Renovation | Completed | Installation / Repair - Residential - Relocation of the main service box/switch to the garage. Service will need to be disconnected then reconnected. The car charger 50amp circuit will be wired in the garage with a load shedding device installed ahead of it. | Kuban Electric Ltd
EP-2022-05375 | 2022-07-05 | 2819 W 32ND AVENUE, Vancouver, BC V6L 2B5 | Electrical Permit | Residential | Addition | Completed | Installation / Repair - Residential - Electrical supply for Mitsubishi GL Series 5 head AC. Note: a mechanical permit is required. | Milani Electric Limited
MP-2022-00549 | 2022-11-10 | 2819 W 32ND AVENUE, Vancouver, BC V6L 2B5 | Mechanical Permit | NULL | NULL | Completed | NULL | Milani Electric Limited
NULL | NULL | 2845 W 32ND AVENUE, Vancouver, BC V6L 2B5 | Electrical Permit | Residential | Addition | Draft | Installation / Repair - Residential - Supply and installation of a new 200A panel and Tesla Charger -Swap out the main fuse disconnect with a 200A panel and sub feed existing 200A panel in the house -Run #6/3 teck to the desired location for Tesla car charger - Supply and install a 60A 2P breaker in the new panel - Install a Tesla Wall Connector - Set up and commission charger for 48A output - Remove existing neutral bonding screw from existing main 200A panel - BC Hydro coordination included | TDR Electric Inc
EP-2022-06813 | 2022-08-16 | 2845 W 32ND AVENUE, Vancouver, BC V6L 2B5 | Electrical Permit | Residential | Addition | Completed | Installation / Repair - Residential - -Swap out the main fuse disconnect with a 200A main panel and sub feed existing 200A panel in the house. -Run #6/3 teck to the desired location for Tesla car charger - Install a 60A 2P breaker in the new panel - Install a Tesla Wall Connector - Set up and commission charger for 48A output -Remove existing neutral bonding screw from existing main 200A panel | TDR Electric Inc
GP-2023-02835 | 2023-09-27 | 3678 W 30TH AVENUE, Vancouver, BC V6S 1W8 | Gas Permit | Residential | Tenant Improvement | Completed | Residential - Installing furnace | 0704121 BC Ltd
EP-2022-09757 | 2022-11-18 | 1550 W 33RD AVENUE, Vancouver, BC V6M 1A7 | Electrical Permit | Commercial | Renovation | Completed | Installation / Repair - Commercial - Install a subfeed, wire a kitchenette -Need to run a raceway a long way from the panel to install a small new panelboard. I don’t think we are even doing any lighting. Then write a small mini kitchen (kitchenette) >BP: Exterior and interior alterations to provide improvements to this existing church on this site. Exterior work to replace solid french doors with glazed insert doors on the south and north elevations. Interior work to add an accessible washroom and to renovate two other washrooms in the narthex west area of the church. OK for DB per S.Patterson and E.Sabadian OK for Field Review per W.Wong Schedule B Architectural submitted as per Marko Simcic, 604-999-0967 Amend: Dec 12, 2022 We discovered a panel close to the kitchenette that is lightly loaded so a new sub-feed and panel are no longer required | Ward Electric Ltd
PP-2022-03850 | 2022-10-26 | 1550 W 33RD AVENUE, Vancouver, BC V6M 1A7 | Plumbing Permit | Commercial | Renovation | Completed | Commercial - Adding bathroom and kitchen >Exterior and interior alterations to provide improvements to this existing church on this site. Exterior work to replace solid french doors with glazed insert doors on the south and north elevations. Interior work to add an accessible washroom and to renovate two other washrooms in the narthex west area of the church. OK for DB per S.Patterson and E.Sabadian OK for Field Review per W.Wong Schedule B Architectural submitted as per Marko Simcic, 604-999-0967 | Westrim Plumbing & Heating Ltd
GP-2023-01059 | 2023-03-27 | 1826 W 33RD AVENUE, Vancouver, BC V6M 1B2 | Gas Permit | Residential | Renovation - Dwelling Unit(s) only | Completed | Residential - furnace replacement | Eco Pro Heating & Cooling Ltd
MP-2022-00576 | 2022-11-18 | 1840 W 33RD AVENUE, Vancouver, BC V6M 1B3 | Mechanical Permit | NULL | NULL | Completed | NULL | Milani Electric Limited
GP-2022-03786 | 2022-11-29 | 1840 W 33RD AVENUE, Vancouver, BC V6M 1B3 | Gas Permit | Residential | Renovation | Completed | Residential - Re&re Tankless water heater | Milani Plumbing Heating & Air Conditioning Ltd
EP-2022-10396 | 2022-12-13 | 1840 W 33RD AVENUE, Vancouver, BC V6M 1B3 | Electrical Permit | Residential | Renovation | Completed | Installation / Repair - Residential - Electrical supply for Dsplit *MP-2022-00576 indicates only 1 Heat Pump being installed | Milani Electric Limited
GP-2024-00163 | 2024-01-22 | 1870 W 33RD AVENUE, Vancouver, BC V6M 1B3 | Gas Permit | Residential | Tenant Improvement | Completed | Residential - install gas fireplace | Campbell Care Plumbing, Heating & Air Ltd.
PP-2022-01200 | 2022-04-08 | 2130 W 33RD AVENUE, Vancouver, BC V6M 1B9 | Plumbing Permit | Residential | New | Completed | Residential - 1FD - install a DCVA for lawn irrigation To construct a 2 storey + basement one-family dwelling with an attached garage, providing 2 parking spaces, having vehicular access from W 33rd ave. Note: This is a 2 storey building pursuant to the Zoning and Development By-Law 1- Bar/Sink proposed in basement 2- A/C unit proposed rear yard | University Sprinkler Systems Incorporated
MP-2023-02013 | 2023-11-09 | 2879 W 36TH AVENUE, Vancouver, BC V6N 2P9 | Mechanical Permit | NULL | NULL | Completed | NULL | Ashton Service Group/Ashton Mechanical Ltd.
GP-2022-02015 | 2022-07-06 | 2879 W 36TH AVENUE, Vancouver, BC V6N 2P9 | Gas Permit | Residential | Renovation | Completed | Residential - decommissioned and removed furnace from site - installing electric heat pump system | Ashton Service Group/Ashton Mechanical Ltd.
EP-2023-04289 | 2023-05-25 | 2879 W 36TH AVENUE, Vancouver, BC V6N 2P9 | Electrical Permit | Residential | Renovation - Dwelling Unit(s) only | Issued | Installation / Repair - Residential - Adding a circuit for heat pump *An approved mechanical permit is required for the installation of air conditioning or heat pump unit at the time of installation before an electrical inspection will be performed | Douglas Millington o/a Moose Electric
PP-2023-02694 | 2023-09-25 | 2891 W 36TH AVENUE, Vancouver, BC V6N 2P9 | Plumbing Permit | Residential | Renovation | Issued | Residential - Install new shower pan, upgrade underground cast iron DWV piping to new ABS Piping for existing basement bathroom | Robert Sargent
GP-2022-01372 | 2022-05-30 | 2926 W 36TH AVENUE, Vancouver, BC V6N 2R3 | Gas Permit | Residential | New | Completed | Residential - Installation of 1 outdoor gas fireplace - venting and hook up only | Urban Fireplaces Ltd
EP-2023-08750 | 2023-09-28 | 2995 W 36TH AVENUE, Vancouver, BC V6N 2R2 | Electrical Permit | Residential | Addition | Issued | Installation / Repair - Residential - Installation of security system. | ADT Security Services Canada Inc
GP-2022-01703 | 2022-06-03 | 3075 W 36TH AVENUE, Vancouver, BC V6N 2R4 | Gas Permit | Residential | Renovation | Completed | Residential - Hot Water Tank Replacement | Hillcrest Plumbing & Heating (1991) Ltd
EP-2022-00041 | NULL | 50 W 2ND AVENUE, Vancouver, BC V5Y 1B3 | Electrical Permit | Commercial | Renovation | Application Incomplete | Installation / Repair - Commercial - Repair replace existing light fixtures | LA Industries Inc
EP-2023-02788 | 2023-04-03 | 110 W 2ND AVENUE, Vancouver, BC V5Y 1C2 | Electrical Permit | Commercial | Renovation | Completed | Installation / Repair - Commercial - Four signage junction box provisions and one provision for an interior light. | Western Integrated Electrical Limited
EP-2022-09798 | 2022-11-18 | 132 W 2ND AVENUE, Vancouver, BC V5Y 1C2 | Electrical Permit | Commercial | Addition | Completed | Installation / Repair - Commercial - Install 2 Cameras NO MAGLOCKS | PALADIN TECHNOLOGIES INC
PP-2022-00639 | 2022-03-22 | 215 W 2ND AVENUE, Vancouver, BC V5Y 1C7 | Plumbing Permit | Commercial | Renovation | Completed | Commercial - MARGUERITE Ford building Cooling system upgrades. Exterior and interior alterations to provide improvements to this existing mixed-use (supportive housing) building on this site. Work to replace domestic water piping in the basement mechanical room, relocation of HVAC units from the parkade to the roof and adding additional rooftop units on the roof. | Piperun Plumbing & Mechanical Ltd
EP-2022-09525 | 2022-11-09 | 215 W 2ND AVENUE, Vancouver, BC V5Y 1C7 | Electrical Permit | Commercial | Tenant Improvement | Completed | Installation / Repair - Commercial - Low voltage HVAC Controls >DB: Exterior and interior alterations to provide improvements to this existing mixed-use (supportive housing) building on this site. Work to replace domestic water piping in the basement mechanical room, relocation of HVAC units from the parkade to the roof and adding additional rooftop units on the roof. | Olympic Controls Inc
EP-2023-02339 | 2023-03-24 | 215 W 2ND AVENUE, Vancouver, BC V5Y 1C7 | Electrical Permit | Commercial | Addition | Completed | Installation / Repair - Commercial - upgrade existing electrical service from 100amp 3 phase to 200amp 3 phase >BP: Exterior and interior alterations to provide improvements to this existing mixed-use (supportive housing) building on this site. Work to replace domestic water piping in the basement mechanical room, relocation of HVAC units from the parkade to the roof and adding additional rooftop units on the roof. OK for DB per D.Cha, June 29, 2021 OK for Field Review per W.Wong, June 29, 2021 Notes: - Energy Upgrade: Exempt - Voluntary Upgrade - This building is sprinklered. DBI to determine on site if a separate sprinkler permit is required. - Schedule A, Rod Yeoh, P.Eng, 604-909-1629 - Schedule B (Mechanical/Plumbing) Rod Yeoh, P.Eng, 604-909-1629 - Schedule B (Electrical) Patrick Sum P.Eng, 604-255-1169 | D G Power Systems (2006) Ltd
EP-2023-10680 | NULL | 215 W 2ND AVENUE, Vancouver, BC V5Y 1C7 | Electrical Permit | Commercial | Renovation | Applicant Revisions | Installation / Repair - Commercial - #409 fire, disconnected circuits and made safe. Installing switches, receptacles, lighting, -Kitchen fire, no structural damage but the walls are open. | Novawest Electrical Services Ltd
PP-2022-00607 | 2022-02-23 | 3728 W 30TH AVENUE, Vancouver, BC V6S 1W8 | Plumbing Permit | Residential | New | Completed | Residential - 1FD+SS - New water line and drainage To construct a 2 storey + basement one-family dwelling with a detached accessory building (garage), at the rear providing 2 parking spaces, having vehicular access from the lane. Note: This Building Permit will remain in a suspended status until the associated (green) Demolition Permit BP-2021-00981 is completed. Note: This is a 2 storey building pursuant to the Zoning and Development By-Law 1- Bar/Sink proposed | Sun Light Plumbing And Heating Ltd
EP-2022-01397 | 2022-02-24 | 3728 W 30TH AVENUE, Vancouver, BC V6S 1W8 | Electrical Permit | Residential | New | Completed | Installation / Repair - Residential - NEW HOUSE WIRING >BP: To construct a 2 storey + basement one-family dwelling ($749,250) with a detached accessory building (garage), at the rear providing 2 parking spaces, having vehicular access from the lane. Note: This is a 2 storey building pursuant to the Zoning and Development By-Law 1- Bar/Sink proposed in 2- Schedule B: Sharat Chande P.Eng (604-723-7534) Structural & Geotechnical 3-HPO: Residential Builder - 35614 Address Note: 3728 W 30th Av - One Family Dwelling (1st, 2nd floor, & basement) Address number assigned as per approved plans for Fire and Emergency response. The address number is to be posted and to the building and to be visible from the street in accordance with the Building By-law prior to final inspection. ****ALL PROJECT COORINATOR NOTES HAS BEEN ACCEPTED BY THE APPLICANT**** ******THIS PERMIT HAS BEEN ISSUED UNDER THE REQUIREMENTS OF VBBL #12511 (2019)****** | Simon Electric Ltd
SP-2022-00471 | 2022-04-04 | 3728 W 30TH AVENUE, Vancouver, BC V6S 1W8 | Sprinkler Permit | Residential | New | Completed | Residential - Install sprinklers in Sfd >BP: To construct a 2 storey + basement one-family dwelling ($749,250) with a detached accessory building (garage), at the rear providing 2 parking spaces, having vehicular access from the lane. Note: This Building Permit will remain in a suspended status until the associated (green) Demolition Permit BP-2021-00981 is completed. Note: This is a 2 storey building pursuant to the Zoning and Development By-Law 1- Bar/Sink proposed in 2- Schedule B: Sharat Chande P.Eng (604-723-7534) Structural & Geotechnical 3-HPO: Residential Builder - 35614 Address Note: 3728 W 30th Av - One Family Dwelling (1st, 2nd floor, & basement) Address number assigned as per approved plans for Fire and Emergency response. The address number is to be posted and to the building and to be visible from the street in accordance with the Building By-law prior to final inspection. ****ALL PROJECT COORINATOR NOTES HAS BEEN ACCEPTED BY THE APPLICANT**** ******THIS PERMIT HAS BEEN ISSUED UNDER THE REQUIREMENTS OF VBBL #12511 (2019)****** | Gold Key Fire Protection Ltd
EP-2022-02851 | 2022-04-25 | 3728 W 30TH AVENUE, Vancouver, BC V6S 1W8 | Electrical Permit | Residential | New | Completed | Installation / Repair - Residential - Security Alarm Installation ,CCTV,Tel/TV/Data,Intercom,Music,Vacuum. >BP: To construct a 2 storey + basement one-family dwelling ($749,250) with a detached accessory building (garage), at the rear providing 2 parking spaces, having vehicular access from the lane. | AIGO TECHNOLOGY INC
GP-2022-00888 | 2022-03-22 | 3728 W 30TH AVENUE, Vancouver, BC V6S 1W8 | Gas Permit | Residential | New | Completed | Residential - To install boiler range fireplace BBQ and fire pit There is pipping for BBQ fireplace and fire pit | JOT MECHANICAL LTD
GP-2022-00688 | 2022-04-12 | 3728 W 30TH AVENUE, Vancouver, BC V6S 1W8 | Gas Permit | Residential | Renovation | Completed | Residential - installation of 1 gas fireplace - venting and hook up only. >To construct a 2 storey + basement one-family dwelling ($749,250) with a detached accessory building (garage), at the rear providing 2 parking spaces, having vehicular access from the lane. | Urban Fireplaces Ltd
PP-2022-03968 | 2022-11-02 | 3728 W 30TH AVENUE, Vancouver, BC V6S 1W8 | Plumbing Permit | Residential | New | Completed | Residential - 1FD - Install 3/4" backflow prevention device for lawn irrigation | M&M Industries Ltd
EP-2022-05168 | 2022-06-20 | 3760 W 30TH AVENUE, Vancouver, BC V6S 1W8 | Electrical Permit | Residential | New | Completed | Installation / Repair - Residential - Alarm, telephone, tv, network, cctv, sound, entry installations To construct a 2 storey with Basement one-family dwelling with an attached garage ** Amend 06/27/2022*** Upon looking at the completion committments: We don't have all of the finishes committed as of yet but the following items are getting completed: 1. Alarm (already mentioned) 2. Plating 3. Intercom Cameras, vacuum and theatre are pre-wire only For the above items finishing we can add $1000.00 Value NOTE: To achieve the required FSR a floor space exclusion of 2% has been applied to this application as per section 10.11.1 of the district schedule, to accommodate improved building performance. 1. Bar sink located in Basement 2. Schedule B: Shambu Biswas P.Eng (604-250-8666) Structural & Geotechnical 3. BC Housing: 362814 | Best Built-In Centre Ltd
GP-2022-01032 | 2022-04-04 | 3760 W 30TH AVENUE, Vancouver, BC V6S 1W8 | Gas Permit | Residential | New | Completed | Residential - 1 Range (finished) 1 BBQ (finished) 1 Boiler (finished) 1 Fireplace (piping only) | G & D Hayer Plumbing Ltd
PP-2022-01131 | 2022-04-04 | 3760 W 30TH AVENUE, Vancouver, BC V6S 1W8 | Plumbing Permit | Residential | New | Completed | Residential - 1FD- #1 - Plumbing To construct a 2 storey with Basement one-family dwelling with an attached garage. The entire building to be sprinklered to NFPA 13D. 1. Bar sink located in Basement | G & D Hayer Plumbing Ltd
SP-2022-00954 | 2022-06-14 | 3760 W 30TH AVENUE, Vancouver, BC V6S 1W8 | Sprinkler Permit | Residential | New | Completed | Residential - NEW HOME >To construct a 2 storey with Basement one-family dwelling with an attached garage ($749,175.00). The entire building to be sprinklered to NFPA 13D. NOTE: To achieve the required FSR a floor space exclusion of 2% has been applied to this application as per section 10.11.1 of the district schedule, to accommodate improved building performance. 1. Bar sink located in Basement 2. Schedule B: Shambu Biswas P.Eng (604-250-8666) Structural & Geotechnical 3. BC Housing: 362814 Note: Parking on this site has been provided under XXXXX (construction of LWH) Note: This is a 2 storey building pursuant to the Zoning and Development By-Law #1-3760 W 30th Av - One Family Dwelling (2-storey with basement) Address and suite number assigned as per approved plans for Fire and Emergency response. The address number is to be posted to the building to be visible from the street and the suite number is to be posted at the suite entry in accordance with the Building By-law prior to final inspection. | SBMS Construction Ltd
PP-2022-00539 | 2022-02-16 | 3760 W 30TH AVENUE, Vancouver, BC V6S 1W8 | Plumbing Permit | Residential | New | Completed | Residential - 1FD - #1 - 2 sumps ,1 in north side hosue and 1 south side laneway To construct a 2 storey with Basement one-family dwelling with an attached garage. The entire building to be sprinklered to NFPA 13D. NOTE: To achieve the required FSR a floor space exclusion of 2% has been applied to this application as per section 10.11.1 of the district schedule, to accommodate improved building performance. 1. Bar sink located in Basement | R B Excavating 2000 Ltd
EP-2022-00265 | 2022-01-14 | 3760 W 30TH AVENUE, Vancouver, BC V6S 1W8 | Electrical Permit | Residential | New | Expired | Temporary Power - Residential - To provide temporary power. | Kooner Electrical Ltd
EP-2022-03452 | 2022-05-30 | 3760 W 30TH AVENUE, Vancouver, BC V6S 1W8 | Electrical Permit | Residential | New | Completed | Installation / Repair - Residential - Rough Wire, Service, and Finishing to be completed. MAIN SERVICE 200A HOUSE BREAKER 150A LANEWAY BREAKER 125A >BP: To construct a 2 storey with Basement one-family dwelling with an attached garage ($749,175.00). The entire building to be sprinklered to NFPA 13D. NOTE: To achieve the required FSR a floor space exclusion of 2% has been applied to this application as per section 10.11.1 of the district schedule, to accommodate improved building performance. 1. Bar sink located in Basement 2. Schedule B: Shambu Biswas P.Eng (604-250-8666) Structural & Geotechnical 3. BC Housing: 362814 >>>> Amend: July 4th -Please amend permit to show the following: HOUSE BREAKER 125A LANEWAY BREAKER 125A MAIN SERVICE 200A Please also attach the revised load calculation. >>>>> AMEND: July 11th -Both revised pages have been uploaded, thank you. | Kooner Electrical Ltd
GP-2022-00671 | 2022-03-03 | 3803 W 30TH AVENUE, Vancouver, BC V6S 1W9 | Gas Permit | Residential | Addition | Completed | Residential - re and re gas range | Christopher Sterling
PP-2022-04199 | 2022-11-22 | 3803 W 30TH AVENUE, Vancouver, BC V6S 1W9 | Plumbing Permit | Residential | Renovation | Completed | Residential - Lawn irrigation system | Abba Landscaping Inc
GP-2023-03995 | 2023-12-12 | 3815 W 30TH AVENUE, Vancouver, BC V6S 1W9 | Gas Permit | Residential | Tenant Improvement | Completed | Residential - replace existing boiler and hot water heater with a new forced air furnace and on demand hot water tank | Campbell Care Plumbing, Heating & Air Ltd.
EP-2022-03532 | 2022-05-02 | 3819 W 30TH AVENUE, Vancouver, BC V6S 1W9 | Electrical Permit | Residential | Addition | Completed | Installation / Repair - Residential - LV wiring and conduit for cameras at clients house. -were are just installing conduit and cable for IP cameras on the house -the bonding just applies to the conduit we are installing | ACE Integrated Systems Ltd
EP-2022-03453 | NULL | 3819 W 30TH AVENUE, Vancouver, BC V6S 1W9 | Electrical Permit | Residential | Renovation | Cancelled | Installation / Repair - Residential - Wire for security cameras | Provident Security Corp
EP-2022-02480 | 2022-03-28 | 3825 W 30TH AVENUE, Vancouver, BC V6S 1W9 | Electrical Permit | Residential | Renovation | Completed | Installation / Repair - Residential - Service upgrade to 200Amps | Blueline Electrical Services Ltd
PP-2022-01619 | 2022-05-11 | 3842 W 30TH AVENUE, Vancouver, BC V6S 1X1 | Plumbing Permit | Residential | New | Completed | Residential - Installation of plumbing fixtures >BP: To construct a 2 storey + basement, one-family ($1,012,000) with a detached accessory building (garage) , at the rear providing 2 parking spaces, having vehicular access from the lane. 1. No Strata Titling permitted 2. A/C proposed – Exterior component located in rear yard, Interior component located in upper floor. 3. Schedule B: (Cesar Parayno) P.Eng (604.241.9638) Structural & Geotechnical 4. HPO: Residential Builder-( Sohal Enterprises Ltd.) Note: This is a 2 storey building pursuant to the Zoning and Development By-Law Address Information: Principle Dwelling Address: 3842 W 30th Ave Addresses have been assigned per the approved plans. Building address posted to be visible from the street in accordance with the Building By-law. **THIS PERMIT HAS BEEN ISSUED UNDER THE REQUIREMENTS OF VBBL #12511 (2019)** Building permit DB-2021-02011 has been suspended pending completion of the associated (green) Demolition permit BP-2021-02062 | Century Twenty One Gas & Heating Co. Ltd
PP-2022-00275 | 2022-01-28 | 3842 W 30TH AVENUE, Vancouver, BC V6S 1X1 | Plumbing Permit | Residential | New | Completed | Residential - 1FD - Draintile/RWL,Sump(Outside Services) To construct a 2 storey + basement, one-family with a detached accessory building (garage) , at the rear providing 2 parking spaces, having vehicular access from the lane. 1. No Strata Titling permitted 2. A/C proposed – Exterior component located in rear yard, Interior component located in upper floor. | Khela Excavating Ltd.
NULL | NULL | 3842 W 30TH AVENUE, Vancouver, BC V6S 1X1 | Plumbing Permit | Residential | New | Withdrawn | Residential - Sump Pump | Khela Excavating Ltd.
EP-2022-06322 | 2022-07-27 | 3842 W 30TH AVENUE, Vancouver, BC V6S 1X1 | Electrical Permit | Residential | New | Completed | Installation / Repair - Residential - 1FD - Alarm, CCTV, Tel/Data/Tv, Intercom, Music, Etc To construct a 2 storey + basement, one-family with a detached accessory building (garage) , at the rear providing 2 parking spaces, having vehicular access from the lane. 1. No Strata Titling permitted 2. A/C proposed – Exterior component located in rear yard, Interior component located in upper floor. | Hysun Technology Inc
EP-2022-06205 | 2022-08-11 | 3842 W 30TH AVENUE, Vancouver, BC V6S 1X1 | Electrical Permit | Residential | New | Completed | Installation / Repair - Residential - rough wiring, finishing and service of new house with garage >BP: To construct a 2 storey + basement, one-family ($1,012,000) with a detached accessory building (garage) , at the rear providing 2 parking spaces, having vehicular access from the lane. 1. No Strata Titling permitted 2. A/C proposed – Exterior component located in rear yard, Interior component located in upper floor. 3. Schedule B: (Cesar Parayno) P.Eng (604.241.9638) Structural & Geotechnical 4. HPO: Residential Builder-( Sohal Enterprises Ltd.) Note: This is a 2 storey building pursuant to the Zoning and Development By-Law Address Information: Principle Dwelling Address: 3842 W 30th Ave Addresses have been assigned per the approved plans. Building address posted to be visible from the street in accordance with the Building By-law. **THIS PERMIT HAS BEEN ISSUED UNDER THE REQUIREMENTS OF VBBL #12511 (2019)** | OPTIMUM ELECTRICAL LTD
SP-2022-01311 | 2022-08-17 | 3842 W 30TH AVENUE, Vancouver, BC V6S 1X1 | Sprinkler Permit | Residential | New | Completed | Residential - new sprinkler installation >To construct a 2 storey + basement, one-family ($1,012,000) with a detached accessory building (garage) , at the rear providing 2 parking spaces, having vehicular access from the lane. 1. No Strata Titling permitted 2. A/C proposed – Exterior component located in rear yard, Interior component located in upper floor. 3. Schedule B: (Cesar Parayno) P.Eng (604.241.9638) Structural & Geotechnical 4. HPO: Residential Builder-( Sohal Enterprises Ltd.) Note: This is a 2 storey building pursuant to the Zoning and Development By-Law Address Information: Principle Dwelling Address: 3842 W 30th Ave Addresses have been assigned per the approved plans. Building address posted to be visible from the street in accordance with the Building By-law. **THIS PERMIT HAS BEEN ISSUED UNDER THE REQUIREMENTS OF VBBL #12511 (2019)** | Real Tech Fire Protection Ltd
GP-2022-02604 | 2022-09-02 | 3842 W 30TH AVENUE, Vancouver, BC V6S 1X1 | Gas Permit | Residential | New | Completed | Residential - installation of gas appliances >BP: To construct a 2 storey + basement, one-family ($1,012,000) with a detached accessory building (garage) , at the rear providing 2 parking spaces, having vehicular access from the lane. | KDD Plumbing & Heating Ltd
PP-2023-00885 | 2023-03-15 | 3842 W 30TH AVENUE, Vancouver, BC V6S 1X1 | Plumbing Permit | Residential | New | Completed | Residential - 1FD - lawn irrigation work | Feli Plumbing and Heating
EP-2023-10381 | 2023-11-17 | 3847 W 30TH AVENUE, Vancouver, BC V6S 1W9 | Electrical Permit | Residential | Addition | Issued | Installation / Repair - Residential - installation of security system | ADT Security Services Canada Inc
GP-2023-03331 | 2023-11-01 | 3851 W 30TH AVENUE, Vancouver, BC V6S 1W9 | Gas Permit | Residential | Renovation | Completed | Residential - replaced gas furnace | BNA Systems Inc and/or Kirkland Metal Shop Ltd
MP-2022-00692 | 2022-12-12 | 3883 W 30TH AVENUE, Vancouver, BC V6S 1W9 | Mechanical Permit | NULL | NULL | Completed | NULL | Westmount Heating Ltd
EP-2022-10269 | 2022-12-13 | 3883 W 30TH AVENUE, Vancouver, BC V6S 1W9 | Electrical Permit | Residential | Renovation | Completed | Installation / Repair - Residential - Install 30 amp feed for outdoor heat pump and 240v for indoor fan | York Electrical Ltd
EP-2023-05971 | 2023-07-13 | 3927 W 30TH AVENUE, Vancouver, BC V6S 1X2 | Electrical Permit | Residential | Addition | Issued | Installation / Repair - Residential - PARTIAL HOME STANDBY BACKUP GENERATOR •6x 120V Emergency Circuits to be routed to Emergency Panel with included price (fridge, freezer, sump pump 1, sump pump 2, wifi general plug, furnace) • Add new 4/8 cct Emergency Panel (ATS) • Add 40A 2pole breaker to existing Main Panel • Add #8 AWG Cu feed from Existing Main Panel to Automatic Transfer Switch • Add #10 AWG Cu Teck Cable from Automatic Transfer Switch to Emergency Backup Panel • Run #10 Teck cable buried direct underground to generator concrete pad • Run 25 feet of 3/4” conduit for generator control *Building permit may be required. Contact 311 and ask for building department for further discussion | MJR Electric Ltd
GP-2023-02775 | 2023-12-08 | 3927 W 30TH AVENUE, Vancouver, BC V6S 1X2 | Gas Permit | Residential | Addition | Completed | Residential - rough in and install new gas generator >BP: To install a generator in the front yard of this existing single detached house on this site. OK to process as DTI as per J. Zhang November 23, 2023 | Conor Whyte Plumbing And Heating Limited
GP-2023-01637 | 2023-05-24 | 3930 W 30TH AVENUE, Vancouver, BC V6S 1X3 | Gas Permit | Residential | Renovation - Dwelling Unit(s) only | Completed | Residential - Installing gas boiler | Reid Brothers Plumbing & Heating Ltd
GP-2023-01727 | 2023-06-02 | 3937 W 30TH AVENUE, Vancouver, BC V6S 1X2 | Gas Permit | Residential | Renovation | Completed | Residential - Decommission and remove old furnace and install new furnace and heat pump. | Ashton Service Group/Ashton Mechanical Ltd.
MP-2023-01498 | 2023-08-15 | 3937 W 30TH AVENUE, Vancouver, BC V6S 1X2 | Mechanical Permit | NULL | NULL | Completed | NULL | Ashton Service Group/Ashton Mechanical Ltd.
EP-2023-07554 | 2023-09-18 | 3937 W 30TH AVENUE, Vancouver, BC V6S 1X2 | Electrical Permit | Residential | Renovation - Dwelling Unit(s) only | Completed | Installation / Repair - Residential - ¦ 1FD- HP ¦ *MP-2023-01498: Completed (Heating and Cooling) ¦ WWOP Applied | Douglas Millington o/a Moose Electric
GP-2022-01579 | 2022-05-24 | 2162 W 33RD AVENUE, Vancouver, BC V6M 1B9 | Gas Permit | Residential | Tenant Improvement | Completed | Residential - replace gas fireplace | Campbell Care Plumbing, Heating & Air Ltd.
EP-2022-02389 | 2022-05-26 | 2185 W 33RD AVENUE, Vancouver, BC V6M 1C1 | Electrical Permit | Residential | Tenant Improvement | Completed | Installation / Repair - Residential - Electrical installation of AC | Moore And Russell Heating And Air Conditioning Ltd
GP-2024-00020 | 2024-01-04 | 2205 W 33RD AVENUE, Vancouver, BC V6M 1C1 | Gas Permit | Residential | Renovation | Issued | Residential - Decommission and remove old gas furnace and install new furnace and Heat Pump | Ashton Service Group/Ashton Mechanical Ltd.
GP-2023-01126 | 2023-04-03 | 2236 W 33RD AVENUE, Vancouver, BC V6M 1C2 | Gas Permit | Residential | Renovation | Completed | Residential - 1 Gas Cooktop Fulgor 36" Gas Cooktop | Han Appliances & Refrigeration Ltd
EP-2022-09578 | 2022-11-14 | 2237 W 33RD AVENUE, Vancouver, BC V6M 1C1 | Electrical Permit | Residential | Addition | Completed | Installation / Repair - Residential - COV Waterworks disconnected ground on water piping due to water main issues. Notice sent to owner for new system ground. New ground plate installed and connected to main electrical panel | David Laurino
GP-2022-01091 | 2022-04-11 | 2237 W 33RD AVENUE, Vancouver, BC V6M 1C1 | Gas Permit | Residential | New | Completed | Residential - Install fireplace (x2) | Northwind Heating Ltd
EP-2023-02847 | 2023-03-31 | 2250 W 33RD AVENUE, Vancouver, BC V6M 1C2 | Electrical Permit | Residential | Addition | Completed | Installation / Repair - Residential - City water and sewer crews found an issue with a client service using copper water pipe as the ground electrode. BC Hydro recommend to install a ground plate and make a new ground connection and remove the water line as the ground conductor. Bond water line to bond bus afterwards. | ACE Integrated Systems Ltd
GP-2023-01224 | 2023-04-14 | 2271 W 33RD AVENUE, Vancouver, BC V6M 1C1 | Gas Permit | Residential | Addition | Completed | Residential - 2 furnaces | Royal Pro Heating Ltd
GP-2023-03860 | 2023-12-05 | 2326 W 33RD AVENUE, Vancouver, BC V6M 1C3 | Gas Permit | Residential | Renovation | Completed | Residential - HWT re&re | Ferenc Nagy
GP-2022-03522 | 2022-11-10 | 3869 W 35TH AVENUE, Vancouver, BC V6N 2N8 | Gas Permit | Residential | New | Completed | Residential - Blomberg 30" dual fuel range #BDF30522CSS | Han Appliances & Refrigeration Ltd
EP-2023-06184 | 2023-07-27 | 4078 W 37TH AVENUE, Vancouver, BC V6N 2W7 | Electrical Permit | Residential | Addition | Completed | Installation / Repair - Residential - ¦ 1FD/ 100A- DISCONNECT/ RECONNNECT ¦ To reconnect the feeder cable to the main house from the new meter base (dual meter base with the laneway house) | JIU DING ELECTRIC LTD
GP-2022-02872 | 2022-09-23 | 4098 W 37TH AVENUE, Vancouver, BC V6N 2W7 | Gas Permit | Residential | Renovation | Completed | Residential - Re&Re furnace & tankless BTU furnace: 70.000 BTU tankless: 199.000 | Milani Plumbing Heating & Air Conditioning Ltd
GP-2022-04068 | 2022-12-19 | 6 W 38TH AVENUE, Vancouver, BC V5Y 2N4 | Gas Permit | Residential | Renovation | Completed | Residential - 6 W 38th Ave | Hillcrest Plumbing & Heating (1991) Ltd
GP-2023-00685 | 2023-02-24 | 3769 W 38TH AVENUE, Vancouver, BC V6N 2Y3 | Gas Permit | Residential | Addition | Completed | Residential - re and re gas range | Christopher Sterling
EP-2022-07408 | 2022-09-06 | 3792 W 38TH AVENUE, Vancouver, BC V6N 2Y2 | Electrical Permit | Residential | Addition | Completed | Installation / Repair - Residential - Replace a meter base for the main house MAIN HOUSE 240v 150amps 1P-3WIRES | MILKYWAY INDUSTRY LTD
EP-2022-06234 | 2022-07-25 | 3792 W 38TH AVENUE, Vancouver, BC V6N 2Y2 | Electrical Permit | Residential | Addition | Expired | Temporary Power - Residential - TEMPORARY POWER POLE VALID: JULY 25/2022- JULY 24/2023 To provide temporary power. | MILKYWAY INDUSTRY LTD
SP-2022-00754 | 2022-05-16 | 3421 W 38TH AVENUE, Vancouver, BC V6N 2X8 | Sprinkler Permit | Residential | Renovation | Completed | Residential - add two sprinkler heads >CF-2017-011593 - To permit a interior alteration and change of Use to a One Family Dwelling + Secondary Suite, to this inside with lane site. Existing 2 car detached garage at rear with access from lane. Scope to Include: Remove the kitchen in North portion of basement and convert space back to bedroom for use of primary Unit on main floor. Legalize the Secondary Suite in the South portion of the basement. Fire rating to be in shared space as well as around Suite, per VBBL 2019. OK For Field Review per A.Campbell & S.Erichsen - Oct.1.2020 A Shared Hallway and laundry in basement is OK.-S.Erichsen -Oct.1.2020 #1 - 3421 W 38th Av - 1st & 2nd Story (1 Dwelling unit) #2 - 3421 W 38th Av - Basement (sec suite) Note: 1) No strata-titling will be permitted. 2) An annual Vancouver Business License must be obtained prior to the rental of this approved one-family dwelling and/or secondary suite on this site. 3) Install interconnected, hardwired, 120 volt smoke alarms with battery back-up and silencing feature, in each sleeping unit and within 5m outside each sleeping areas on each storey as per Building Bylaw 9.10.19. 4) Install Carbon Monoxide Alarm as per Building By-Law 9.32.4.2. & Bulletin 2007-007-BU/EL 5) Upgrade work under Part 11 (based on value of work – energuide related Part 11.2.1.4.) 6) Ceiling height to be a min. 6ft 6" over 80% of the suite area and all exit routes | ACME PLUMBING HEATING & GAS LTD.
PP-2021-04160 | 2022-01-04 | 3421 W 38TH AVENUE, Vancouver, BC V6N 2X8 | Plumbing Permit | Residential | Renovation | Completed | Residential - cap off one kitchen sink and re-install one kitchen sink CF-2017-011593 - To permit a interior alteration and change of Use to a One Family Dwelling + Secondary Suite, to this inside with lane site. Existing 2 car detached garage at rear with access from lane. Scope to Include: Remove the kitchen in North portion of basement and convert space back to bedroom for use of primary Unit on main floor. Legalize the Secondary Suite in the South portion of the basement. Fire rating to be in shared space as well as around Suite, per VBBL 2019. | ACME PLUMBING HEATING & GAS LTD.
GP-2022-01284 | 2022-04-25 | 3450 W 38TH AVENUE, Vancouver, BC V6N 2X7 | Gas Permit | Residential | Renovation - Dwelling Unit(s) only | Completed | Residential - installing hot water tank | Reid Brothers Plumbing & Heating Ltd
NULL | NULL | 3463 W 38TH AVENUE, Vancouver, BC V6N 2X8 | Gas Permit | Residential | Renovation | Withdrawn | Residential - Boiler | Flame Co Heating Services Ltd
EP-2022-03798 | 2022-05-10 | 3824 W 38TH AVENUE, Vancouver, BC V6N 2Y4 | Electrical Permit | Residential | New | Completed | Installation / Repair - Residential - Wiring for New Single Family Home >BP: To construct a 2 storey with cellar one-family dwelling with a detached accessory building (garage), at the rear providing 3 parking spaces, having vehicular access from the lane. 1. A/C unit proposed in Rear Yard 2. Bar sink located in Lower Floor Laundry and Bar 3. Schedule B P.Eng Xian Min Lily Qiu (778-321-5377) Structural 4. Schedule B P.Eng Gong Zuo Zhou (604-838-2586) Geotechnical 5. BC Housing Mastery Services Ltd. Note: This is a 2 storey building pursuant to the Zoning and Development By-Law ******THIS PERMIT HAS BEEN ISSUED UNDER THE REQUIREMENTS OF VBBL 2014 AND THE GREEN HOMES PROGRAM****** "Combustible projections or roof soffits on an exposing building face shall not project to less than .45m from the property line and shall be in compliance with VBBL 2014 9.10.15.5.(9)" The entire building to be sprinklered to NFPA 13D. | Torro Electric Ltd
EP-2022-03797 | 2022-05-09 | 3824 W 38TH AVENUE, Vancouver, BC V6N 2Y4 | Electrical Permit | Residential | New | Expired | Temporary Power - Residential - To provide temporary power. | Torro Electric Ltd
SP-2022-00724 | 2022-05-09 | 3824 W 38TH AVENUE, Vancouver, BC V6N 2Y4 | Sprinkler Permit | Residential | New | Completed | Residential - Install sprinklers in sfd To construct a 2 storey with cellar one-family dwelling with a detached accessory building (garage), at the rear providing 3 parking spaces, having vehicular access from the lane. 1. A/C unit proposed in Rear Yard 2. Bar sink located in Lower Floor Laundry and Bar 3. Schedule B P.Eng Xian Min Lily Qiu (778-321-5377) Structural 4. Schedule B P.Eng Gong Zuo Zhou (604-838-2586) Geotechnical 5. BC Housing Mastery Services Ltd. | Gold Key Fire Protection Ltd
EP-2022-04641 | 2022-06-03 | 3824 W 38TH AVENUE, Vancouver, BC V6N 2Y4 | Electrical Permit | Residential | New | Completed | Installation / Repair - Residential - security,intercome,tel,tv,data,camera,vacuum,multiroom, rough-in & completion Homethetre rough-in,automation rough-in >BP: To construct a 2 storey with cellar one-family dwelling with a detached accessory building (garage), at the rear providing 3 parking spaces, having vehicular access from the lane. 1. A/C unit proposed in Rear Yard 2. Bar sink located in Lower Floor Laundry and Bar 3. Schedule B P.Eng Xian Min Lily Qiu (778-321-5377) Structural 4. Schedule B P.Eng Gong Zuo Zhou (604-838-2586) Geotechnical 5. BC Housing Mastery Services Ltd. Note: This is a 2 storey building pursuant to the Zoning and Development By-Law ******THIS PERMIT HAS BEEN ISSUED UNDER THE REQUIREMENTS OF VBBL 2014 AND THE GREEN HOMES PROGRAM****** "Combustible projections or roof soffits on an exposing building face shall not project to less than .45m from the property line and shall be in compliance with VBBL 2014 9.10.15.5.(9)" The entire building to be sprinklered to NFPA 13D. | Repel Security Systems Ltd
GP-2022-00836 | 2022-03-17 | 3824 W 38TH AVENUE, Vancouver, BC V6N 2Y4 | Gas Permit | Residential | New | Completed | Residential - Supply & Install rough In gas piping to 4 fixtures | McKellar Plumbing & Heating Ltd
GP-2022-00697 | 2022-03-04 | 3824 W 38TH AVENUE, Vancouver, BC V6N 2Y4 | Gas Permit | Residential | New | Completed | Residential - 1FD - Zero Clearance Gas Fireplace to New SFD Vent & Gas Hookup Only To construct a 2 storey with cellar one-family dwelling with a detached accessory building (garage), at the rear providing 3 parking spaces, having vehicular access from the lane. 1. A/C unit proposed in Rear Yard 2. Bar sink located in Lower Floor Laundry and Bar | Encore Fireplaces Ltd
PP-2023-02165 | 2023-06-20 | 3824 W 38TH AVENUE, Vancouver, BC V6N 2Y4 | Plumbing Permit | Residential | New | Completed | Residential - 1FD - lawn irrigation work | Feli Plumbing and Heating
GP-2022-03397 | 2022-11-01 | 3827 W 38TH AVENUE, Vancouver, BC V6N 2Y5 | Gas Permit | Residential | Renovation | Completed | Residential - Re&re Furnace | Milani Plumbing Heating & Air Conditioning Ltd
GP-2022-00653 | 2022-03-02 | 3832 W 38TH AVENUE, Vancouver, BC V6N 2Y4 | Gas Permit | Residential | New | Issued | Residential - Underground gas line for future pool boiler. Underground gas line would tie into the outside gas meter. | Westrim Plumbing & Heating Ltd
PP-2022-00721 | 2022-03-02 | 3832 W 38TH AVENUE, Vancouver, BC V6N 2Y4 | Plumbing Permit | Residential | Addition | Issued | Residential - Adding drainage and waterlines for pool bathroom and future pool drain. | Westrim Plumbing & Heating Ltd
PP-2023-03816 | 2023-10-30 | 2323 W 2ND AVENUE, Vancouver, BC V6K 1J4 | Plumbing Permit | Commercial | Renovation | Issued | Commercial - installing back flow preventer for boiler feed due to old one being removed | Oakdale Plumbing and Heating Ltd
EP-2023-07764 | 2023-08-28 | 2426 W 2ND AVENUE, Vancouver, BC V6K 1J6 | Electrical Permit | Commercial | Tenant Improvement | Issued | Installation / Repair - Commercial - EXTRA LOW VOLTAGE - Installation of upgraded CCTV system. | Tyco Integrated Fire & Security Canada Inc/Tyco Feu Et Securite Integres Canada Inc
EP-2023-10787 | 2023-12-14 | 2455 W 2ND AVENUE, Vancouver, BC V6K 1J5 | Electrical Permit | Residential | Tenant Improvement | Issued | Installation / Repair - Residential - 2 magnetic door holders -no maglocks. | Moda Smart Home Inc
GP-2022-00351 | 2022-02-04 | 4514 W 2ND AVENUE, Vancouver, BC V6R 1K8 | Gas Permit | Residential | Tenant Improvement | Completed | Residential - replace fireplace Work under this permit shall be in accordance with the advice provided from the Archaeology Branch of BC’s email dated May 22, 2020. In the unlikely event unanticipated archaeological remains are encountered, stop work immediately and contact the Province at 250.953.3345. | Campbell Care Plumbing, Heating & Air Ltd.
GP-2022-02289 | 2022-08-05 | 4514 W 2ND AVENUE, Vancouver, BC V6R 1K8 | Gas Permit | Residential | Tenant Improvement | Completed | Residential - install new gas fireplace -we are not doing the gas run, just installing the actual fireplace. >If work on this site could lead to the disturbance of soil advise applicant to contact the Provincial Archeology Branch at 250-953-3334 for necessary permits. In addition, please be advised that reports from an Archeologist (AIA, AOA) and permits from the First Nations may be necessary prior to the release of your City of Vancouver permits. | Campbell Care Plumbing, Heating & Air Ltd.
EP-2023-09593 | 2023-11-02 | 3954 W 30TH AVENUE, Vancouver, BC V6S 1X3 | Electrical Permit | Residential | Renovation - Dwelling Unit(s) only | Completed | Installation / Repair - Residential - Electrical branch cct removals Remove range breaker and cut wire at top. Remove range plug and cut wire at top. Remove hood fan. PER Case File CF-2023-005489 | Kalen Leung
PP-2022-01966 | 2022-06-09 | 3962 W 30TH AVENUE, Vancouver, BC V6S 1X3 | Plumbing Permit | Residential | New | Completed | Residential - Back flow preventer for Irrigation | Kore Irrigation Ltd
GP-2022-02188 | 2022-07-26 | 3236 W 31ST AVENUE, Vancouver, BC V6L 2A7 | Gas Permit | Residential | Renovation | Completed | Residential - replacing furnace | Ashton Service Group/Ashton Mechanical Ltd.
EP-2023-03359 | 2023-04-19 | 3236 W 31ST AVENUE, Vancouver, BC V6L 2A7 | Electrical Permit | Residential | Addition | Issued | Installation / Repair - Residential - Installation of security system | ADT Security Services Canada Inc
GP-2023-01684 | 2023-05-30 | 3250 W 31ST AVENUE, Vancouver, BC V6L 2A7 | Gas Permit | Residential | Renovation | Completed | Residential - Removal of existing boiler and installation of Navien NCB240 combi boiler | Pioneer Plumbing & Heating Inc
PP-2023-01534 | 2023-05-02 | 3264 W 31ST AVENUE, Vancouver, BC V6L 2A7 | Plumbing Permit | Residential | New | Completed | Residential - To install a DCVA for lawn irrigation. | University Sprinkler Systems Incorporated
PP-2022-00189 | 2022-01-24 | 3286 W 31ST AVENUE, Vancouver, BC V6L 2A7 | Plumbing Permit | Residential | New | Completed | Residential - 2 sump no pump To construct a 2 storey one-family dwelling. Note: This Building Permit will remain in a suspended status until the associated Demolition Permit DB-2021-02001 is completed. Note: This is a 2 storey building pursuant to the Zoning and Development By-Law 1- Bar/Sink proposed in the basement 2- A/C unit proposed - rear yard and second floor | Canadian Excavating Ltd
PP-2022-01447 | 2022-04-29 | 3286 W 31ST AVENUE, Vancouver, BC V6L 2A7 | Plumbing Permit | Residential | New | Completed | Residential - 1FD - #1 - plumbing & roughing new house To construct a 2 storey one-family dwelling. Note: This is a 2 storey building pursuant to the Zoning and Development By-Law 1- Bar/Sink proposed in the basement 2- A/C unit proposed - rear yard and second floor | Forbes Mechanical Ltd
GP-2023-00714 | 2023-03-03 | 3286 W 31ST AVENUE, Vancouver, BC V6L 2A7 | Gas Permit | Residential | New | Completed | Residential - 1 Fireplace supply , install gas fireplace and vent > BP: To construct a 2 storey one-family dwelling ($679,000.00). | Delco Fireplaces Ltd
SP-2022-01329 | 2022-08-18 | 3286 W 31ST AVENUE, Vancouver, BC V6L 2A7 | Sprinkler Permit | Residential | New | Completed | Residential - Install sprinklers in sfd >To construct a 2 storey one-family dwelling ($679,000.00). Note: This is a 2 storey building pursuant to the Zoning and Development By-Law 1- Bar/Sink proposed in the basement 2- A/C unit proposed - rear yard and second floor 3- Schedule B: Tsung-Hua Yang P.Eng (604-729-0585) Structural & Geotechnical 4- HPO: Residential Builder - Golden Flame Construction Ltd. 41989 ******THIS PERMIT HAS BEEN ISSUED UNDER THE REQUIREMENTS OF VBBL #12511 (2019)****** Combustible projections or roof soffits on an exposing building face shall not project to less than .45m from the property line and shall be in compliance with VBBL 2019 9.10.15.5.(9) The entire building, INCLUDING THE ATTACHED GARAGE (if applicable), to be sprinklered to NFPA 13D. Building 1 #1-3286 W 31st - One Family Dwelling (2 storey with basement) Address number assigned as per approved plans for Fire and Emergency response. The address number is to be posted and to the building and to be visible from the street in accordance with the Building By-law prior to final inspection. | Gold Key Fire Protection Ltd
GP-2022-03091 | 2022-10-18 | 3286 W 31ST AVENUE, Vancouver, BC V6L 2A7 | Gas Permit | Residential | New | Completed | Residential - 1FD - #1 - To install one boiler, one range; 2 BBQ and one fireplace There is piping for 2 BBQ and fireplace >BP: To construct a 2 storey one-family dwelling. Note: This is a 2 storey building pursuant to the Zoning and Development By-Law 1- Bar/Sink proposed in the basement 2- A/C unit proposed - rear yard and second floor 3- Schedule B: Tsung-Hua Yang P.Eng (604-729-0585) Structural & Geotechnical 4- HPO: Residential Builder - Golden Flame Construction Ltd. 41989 | JOT MECHANICAL LTD
EP-2022-08697 | 2022-10-13 | 3286 W 31ST AVENUE, Vancouver, BC V6L 2A7 | Electrical Permit | Residential | New | Expired | Temporary Power - Residential - To provide temporary power. | Ema Electric Ltd
EP-2022-10008 | 2022-11-29 | 3286 W 31ST AVENUE, Vancouver, BC V6L 2A7 | Electrical Permit | Residential | New | Completed | Installation / Repair - Residential - new main house electrical wiring and low voltage wiring >BP: To construct a 2 storey one-family dwelling ($679,000.00). Note: This Building Permit will remain in a suspended status until the associated Demolition Permit DB-2021-02001 is completed. Note: This is a 2 storey building pursuant to the Zoning and Development By-Law 1- Bar/Sink proposed in the basement 2- A/C unit proposed - rear yard and second floor 3- Schedule B: Tsung-Hua Yang P.Eng (604-729-0585) Structural & Geotechnical 4- HPO: Residential Builder - Golden Flame Construction Ltd. 41989 ******THIS PERMIT HAS BEEN ISSUED UNDER THE REQUIREMENTS OF VBBL #12511 (2019)****** Combustible projections or roof soffits on an exposing building face shall not project to less than .45m from the property line and shall be in compliance with VBBL 2019 9.10.15.5.(9) The entire building, INCLUDING THE ATTACHED GARAGE (if applicable), to be sprinklered to NFPA 13D. Amend: Dec 14th, 2022 this service is 125A 120/240 V | Ema Electric Ltd
GP-2022-01237 | 2022-04-25 | 3649 W 34TH AVENUE, Vancouver, BC V6N 2K9 | Gas Permit | Residential | Renovation | Completed | Residential - REMOVE AND REINSTALL 1 GAS INSERT, BASIC UP AND OUT THE WALL VENTING | The LM Fireplace Warehouse Ltd.
GP-2022-02374 | 2022-08-12 | 3649 W 34TH AVENUE, Vancouver, BC V6N 2K9 | Gas Permit | Residential | Renovation | Completed | Residential - Old gas range replacement to a new one | Unimaster Appliances & Food Equipment Services Inc
EP-2023-05403 | 2023-06-28 | 3708 W 34TH AVENUE, Vancouver, BC V6N 2L1 | Electrical Permit | Residential | New | Issued | Installation / Repair - Residential - The electrical work for new house at 3708 west 34th Ave includes electrical service, rough wiring and finishing work for lighting system, outlets and all circuit branches of appliances. The new building is a three-storey single detached house with a secondary suite which will be metered separately. The laneway house has existed and will be kept. BC hydro has provided overhead 400A 120/240V single phase power for the original building with a 2 position meter box mounted on a permanent pole. The main breaker of the laneway house is 125A. In the new installation, we plan to replace the 2 position meter box with a 3 position meter box as per BC hydro's suggestion. We will run a 250 kcmil 3/c ACWU cable for the main house (200A, first meter) and a #1 3/c ACWU cable for the secondary suite (100A, second meter). The original service cable of the laneway house will be kept ( 100A, third meter) >BP: To construct a 2 storey + basement one-family dwelling with a secondary suite located in the basement with an at grade parking pad, at the rear providing 2 parking spaces, having vehicular access from the lane. 1. Covenant registered at the Land Title Office under CB370033 2. No strata titling permitted 3. A/C unit proposed in rear/upper floor 4. 8’ bar sink proposed in basement 5. Schedule B: Shaozhe Guo, P.Eng (778.926.0525) Structural & Geotechnical 6. HPO: The One Construction Ltd ******THIS PERMIT IS ISSUED UNDER THE VBBL 2019, WITH UPDATED ENERGY REQUIREMENTS AS PER BYLAW #12997 effective Jan. 01, 2022*** | Ricsong Electrical Technology Ltd
NULL | NULL | 3708 W 34TH AVENUE, Vancouver, BC V6N 2L1 | Plumbing Permit | Residential | New | Draft | Residential - Sump installation for main house | Finest Construction & Renovation Ltd
PP-2023-01844 | 2023-05-25 | 3708 W 34TH AVENUE, Vancouver, BC V6N 2L1 | Plumbing Permit | Residential | New | Issued | Residential - Sump installation for main house NOTE: Engineering Assurance letter will be submitted to the Plumbing Inspector on the site. Letter shall conform to the requirements of Vancouver Bulletin 2000-008-EL/PL. | Finest Construction & Renovation Ltd
PP-2023-02267 | 2023-06-27 | 3708 W 34TH AVENUE, Vancouver, BC V6N 2L1 | Plumbing Permit | Residential | New | Issued | Residential - run drainage lines, run water supply lines, install kitchen & bath fixtures >BP: To construct a 2 storey + basement one-family dwelling with a secondary suite located in the basement with an at grade parking pad, at the rear providing 2 parking spaces, having vehicular access from the lane. The entire building, INCLUDING THE ATTACHED GARAGE (if applicable), to be sprinklered to NFPA 13D. Note: This is a 2 storey building pursuant to the Zoning and Development By-Law 1. Covenant registered at the Land Title Office under CB370033 2. No strata titling permitted 3. A/C unit proposed in rear/upper floor 4. 8’ bar sink proposed in basement 5. Schedule B: Shaozhe Guo, P.Eng (778.926.0525) Structural & Geotechnical 6. HPO: The One Construction Ltd | Dynamic Plumbing & Heating Inc
GP-2023-01917 | 2023-06-26 | 3708 W 34TH AVENUE, Vancouver, BC V6N 2L1 | Gas Permit | Residential | New | Issued | Residential - 1 Range, 1 Boiler, 1 Fireplace & 1 BBQ run gas line >To construct a 2 storey + basement one-family dwelling | Dynamic Plumbing & Heating Inc
MP-2023-01973 | 2023-11-03 | 3708 W 34TH AVENUE, Vancouver, BC V6N 2L1 | Mechanical Permit | NULL | NULL | Issued | NULL | Dynamic Plumbing & Heating Inc
GP-2022-00041 | 2022-01-11 | 3741 W 34TH AVENUE, Vancouver, BC V6N 2K9 | Gas Permit | Residential | Renovation | Completed | Residential - Thermador 36" Gas Rangetop | Han Appliances & Refrigeration Ltd
PP-2023-02640 | 2023-07-25 | 3792 W 34TH AVENUE, Vancouver, BC V6N 2L1 | Plumbing Permit | Residential | New | Completed | Residential - install irrigation system | Zhongmin Zhao DBA Colorful Garden
GP-2023-01580 | 2023-05-17 | 3937 W 35TH AVENUE, Vancouver, BC V6N 2P1 | Gas Permit | Residential | Tenant Improvement | Completed | Residential - UPGRADE A BOILER AND HWT TO A TANKLESS SYSTEM | Hillcrest Plumbing & Heating (1967) Ltd
GP-2022-04144 | 2022-12-27 | 3949 W 35TH AVENUE, Vancouver, BC V6N 2P1 | Gas Permit | Residential | Addition | Completed | Residential - RE & RE FURNACE | B C Furnace Service Ltd
EP-2022-03335 | 2022-04-26 | 3972 W 35TH AVENUE, Vancouver, BC V6N 2P2 | Electrical Permit | Residential | Addition | Completed | Installation / Repair - Residential - Installation of 12 PV solar panels on a sloped roof. Rated array power: 5160W @ 49.2 VDC. >BP: Exterior alterations to install solar panels to this existing one family dwelling on this site. Structural Schedule B - Carlos I. Iriondo , P.Eng. - 604 971 4349 OK for field review as per Jamie Zhang, Jan.19/22 | Penfolds Roofing Inc.
GP-2022-01994 | 2022-07-05 | 3994 W 35TH AVENUE, Vancouver, BC V6N 2P2 | Gas Permit | Residential | Renovation | Completed | Residential - Re&Re hot water tank BTU: 40.000 | Milani Plumbing Heating & Air Conditioning Ltd
EP-2023-04313 | 2023-05-16 | 4005 W 35TH AVENUE, Vancouver, BC V6N 2P4 | Electrical Permit | Residential | New | Issued | Temporary Power - Residential - To provide temporary power. | Kooner Electrical Ltd
PP-2023-01951 | 2023-06-01 | 4005 W 35TH AVENUE, Vancouver, BC V6N 2P4 | Plumbing Permit | Residential | New | Issued | Residential - One outside sump | East West Excavating 2022 ltd
MP-2023-01765 | 2023-09-28 | 4005 W 35TH AVENUE, Vancouver, BC V6N 2P4 | Mechanical Permit | NULL | NULL | Issued | NULL | KSS Mechanical Ltd
PP-2023-03164 | 2023-09-08 | 4005 W 35TH AVENUE, Vancouver, BC V6N 2P4 | Plumbing Permit | Residential | New | Issued | Residential - 2FD+2SS - EAST - 4005 W 35TH AV - #1 & #2 WEST - 4007 W 35TH AV - #1 & #2 Plumbing >DB: To construct a two-storey two-family dwelling with two secondary suites located in the basement, with a detached accessory building (garage) at the rear providing 2 parking spaces, having vehicular access from the lane. The entire building, INCLUDING THE ATTACHED GARAGE (if applicable), to be sprinklered to 2 x NFPA 13D. 1. Covenant registered at the Land Title Office under CB533745 2. No strata titling permitted 3. A/C units proposed in rear yard and attic 4. No Bar sinks proposed ***This permit is issued under the VBBL 2019, with updated energy requirements as per bylaw # 12997 effective Jan 01, 2022.*** | KSS Mechanical Ltd
EP-2022-00174 | 2022-01-19 | 4014 W 35TH AVENUE, Vancouver, BC V6N 2P3 | Electrical Permit | Residential | Tenant Improvement | Completed | Installation / Repair - Residential - Emergency repair to replace customer pole, reinstall existing mast, weatherhead, meter base, meter, underground (PVC sleeved) and removed PVC for LV wiring. | Houle Electric Limited
EP-2023-06059 | 2023-07-06 | 3825 W 36TH AVENUE, Vancouver, BC V6N 2S5 | Electrical Permit | Residential | Tenant Improvement | Completed | Installation / Repair - Residential - Upgrade overhead service from 100 to 200 amp. Disconnect power to garage. Replace wire. Install GFCI receptacles. | BPM Electric Ltd
GP-2023-03137 | 2023-10-19 | 3846 W 36TH AVENUE, Vancouver, BC V6N 2S6 | Gas Permit | Residential | Tenant Improvement | Completed | Residential - replacing furnace | Coleman Heating Inc
EP-2023-07730 | 2023-08-23 | 3855 W 36TH AVENUE, Vancouver, BC V6N 2S5 | Electrical Permit | Residential | New | Issued | Temporary Power - Residential - To provide temporary power. | Myarc Electrical Inc
EP-2022-04491 | 2022-05-30 | 3876 W 36TH AVENUE, Vancouver, BC V6N 2S6 | Electrical Permit | Residential | New | Expired | Temporary Power - Residential - To provide temporary power. | MW. Can. Enterprise Ltd
EP-2023-07848 | 2023-08-30 | 3876 W 36TH AVENUE, Vancouver, BC V6N 2S6 | Electrical Permit | Residential | New | Issued | Installation / Repair - Residential - Low voltage installation; including lighting control tel, aud, vid, vacuum; pre-wire and finish. >BP: To construct a 2 storey + Cellar one-family dwelling with three parking at grade, at the rear providing 3 parking spaces, having vehicular access from the lane. The entire building, INCLUDING THE ATTACHED GARAGE (if applicable), to be sprinklered to NFPA 13D. Note: This is a 2 storey building pursuant to the Zoning and Development By-Law 1- Heat Pump unit proposed in rear/upper floor bedroom #1 2- 8’ bar sink proposed in cellar 3- Structural schedule B: Antony Wang P.Eng (604-618-6236) 4- Geotechnical Schedule B: Dr. G. Z. Zhou, P. Eng (604-838-2586) 5- HPO: Residential Builder, Kadium Construction Ltd. "Combustible projections or roof soffits on an exposing building face shall not project to less than .45m from the property line and shall be in compliance with VBBL 2014 9.10.15.5.(9)" This permit is issued under the requirements of VBBL 2019 | Corey S Doherty
GP-2023-03211 | 2023-10-25 | 3876 W 36TH AVENUE, Vancouver, BC V6N 2S6 | Gas Permit | Residential | New | Issued | Residential - 1 Cook top & 1 Fireplace-1(piping only) Gas piping and appliances installation >BP: To construct a 2 storey + Cellar one-family dwelling with three parking at grade, at the rear providing 3 parking spaces, having vehicular access from the lane. | Western Links Enterprises Ltd
EP-2023-09001 | 2023-11-15 | 3876 W 36TH AVENUE, Vancouver, BC V6N 2S6 | Electrical Permit | Residential | New | Issued | Installation / Repair - Residential - ¦ 1FD: 2 separate 200A Services ¦ 1FD: 200A ¦ LWH: 200A ¦ New mainhouse 200A. Laneway house 200A *An approved mechanical permit is required for the installation of air conditioning or heat pump unit at the time of installation before a final electrical inspection will be performed >BP: To construct a 2 storey + Cellar one-family dwelling with three parking at grade, at the rear providing 3 parking spaces, having vehicular access from the lane. The entire building, INCLUDING THE ATTACHED GARAGE (if applicable), to be sprinklered to NFPA 13D. | MW. Can. Enterprise Ltd
SP-2023-02111 | 2023-11-20 | 3876 W 36TH AVENUE, Vancouver, BC V6N 2S6 | Sprinkler Permit | Residential | New | Issued | Residential - 1FD - #1 - new single house >BP: To construct a 2 storey + Cellar one-family dwelling with three parking at grade, at the rear providing 3 parking spaces, having vehicular access from the lane. The entire building, INCLUDING THE ATTACHED GARAGE (if applicable), to be sprinklered to NFPA 13D. Note: This is a 2 storey building pursuant to the Zoning and Development By-Law 1- Heat Pump unit proposed in rear/upper floor bedroom #1 2- 8’ bar sink proposed in cellar This permit is issued under the requirements of VBBL 2019 | Yu Fire Protection Inc.
EP-2023-05288 | 2023-06-21 | 3876 W 36TH AVENUE, Vancouver, BC V6N 2S6 | Electrical Permit | Residential | New | Issued | Temporary Power - Residential - To provide temporary power. Renewal of EP-2022-04491 Valid: May 30, 2023 to May 29, 2024 | MW. Can. Enterprise Ltd
PP-2023-00738 | 2023-03-06 | 3876 W 36TH AVENUE, Vancouver, BC V6N 2S6 | Plumbing Permit | Residential | New | Issued | Residential - 1FD - #1 - plumbing rough-in and finishing for a new single family dwelling >BP: To construct a 2 storey + Cellar one-family dwelling with three parking at grade, at the rear providing 3 parking spaces, having vehicular access from the lane. The entire building, INCLUDING THE ATTACHED GARAGE (if applicable), to be sprinklered to NFPA 13D. Note: This is a 2 storey building pursuant to the Zoning and Development By-Law 1- Heat Pump unit proposed in rear/upper floor bedroom #1 2- 8’ bar sink proposed in cellar | Western Links Enterprises Ltd
NULL | NULL | 3876 W 36TH AVENUE, Vancouver, BC V6N 2S6 | Mechanical Permit | NULL | NULL | Draft | NULL | NULL
MP-2023-00434 | 2023-03-21 | 3876 W 36TH AVENUE, Vancouver, BC V6N 2S6 | Mechanical Permit | NULL | NULL | Issued | NULL | Western Links Enterprises Ltd
PP-2023-00146 | 2023-01-16 | 3876 W 36TH AVENUE, Vancouver, BC V6N 2S6 | Plumbing Permit | Residential | New | Issued | Residential - one sump with pump one sump without pump NOTE: Engineering Assurance letter will be submitted to the Plumbing Inspector on the site. Letter shall conform to the requirements of Vancouver Bulletin 2000-008-EL/PL. Amend: Jan 26th, 2023 add one more sump with pump for sanitary | Bhullar Excavating and Demolition
EP-2023-04218 | 2023-05-23 | 3905 W 36TH AVENUE, Vancouver, BC V6N 2S7 | Electrical Permit | Residential | Addition | Completed | Installation / Repair - Residential - 80A Ford station pro installation Its a 120/240 voltage ( residential) | Black & McDonald Limited
GP-2023-00900 | 2023-03-14 | 3915 W 36TH AVENUE, Vancouver, BC V6N 2S7 | Gas Permit | Residential | Renovation | Completed | Residential - To replace an old boiler | Oasis Plumbing and Heating Limited
EP-2023-05782 | 2023-07-10 | 3918 W 36TH AVENUE, Vancouver, BC V6N 2S8 | Electrical Permit | Residential | Tenant Improvement | Completed | Installation / Repair - Residential - Heat pump installation - Run 10/2 cable from electrical panel in basement to disconnect on exterior wall of home. From disconnect run whip to condenser unit. - Install 2 pole 25A breaker. - Terminate and test equipment. (MP-2023-01180) | RVS Electrical Ltd
MP-2023-01180 | 2023-06-26 | 3918 W 36TH AVENUE, Vancouver, BC V6N 2S8 | Mechanical Permit | NULL | NULL | Completed | NULL | Superior Gas Installations & Service Ltd
GP-2023-01955 | 2023-06-28 | 3918 W 36TH AVENUE, Vancouver, BC V6N 2S8 | Gas Permit | Residential | Renovation | Completed | Residential - Replace existing gas furnace | Superior Gas Installations & Service Ltd
PP-2024-00118 | 2024-01-16 | 3918 W 36TH AVENUE, Vancouver, BC V6N 2S8 | Plumbing Permit | Residential | New | Completed | Residential - 1FD - Main tie in tee & backflow installation for irrigation system | Vancity Sprinklers Incorporated
SP-2024-00027 | 2024-01-10 | 3959 W 36TH AVENUE, Vancouver, BC V6N 2S7 | Sprinkler Permit | Residential | New | Issued | Residential - New fire sprinkler installation -The entire building, INCLUDING THE ATTACHED GARAGE (if applicable), to be sprinklered to NFPA 13D. >BP: To construct a 2 storey + cellar one-family dwelling ($1,277,900.00) with 3 parking spaces, having vehicular access from the lane. Note: This is a 2 storey building pursuant to the Zoning and Development By-Law 1- No Bar/Sink proposed 2- Heat pump unit proposed in the rear yard 3- Schedule B: Nicholas Schweers, P.Eng. (604-786-7869) Structural & Geotechnical 4-HPO: Residential Builder – Citrine Homes Ltd 5- The entire building, INCLUDING THE ATTACHED GARAGE (if applicable), to be sprinklered to NFPA 13D. Addressing Note: Building 1 #1-3959 W 36th Av - One Family Dwelling (1st - 2nd floor, & basement) Address and suite number assigned as per approved plans for Fire and Emergency response. The address number is to be posted to the building to be visible from the street and the suite number is to be posted at the suite entry in accordance with the Building By-law prior to final inspection. ***This permit has been issued under the VBBL 2019, with updated energy requirements as per bylaw # 12997 effective Jan 01, 2022.*** | Spectrum Fire Protection Ltd
EP-2023-05648 | 2023-07-11 | 3959 W 36TH AVENUE, Vancouver, BC V6N 2S7 | Electrical Permit | Residential | New | Issued | Installation / Repair - Residential - New house Electric and low voltage installation >BP: To construct a 2 storey + cellar one-family dwelling ($1,277,900.00) with 3 parking spaces, having vehicular access from the lane. 1- No Bar/Sink proposed 2- Heat pump unit proposed in the rear yard 3- Schedule B: Nicholas Schweers, P.Eng. (604-786-7869) Structural & Geotechnical 4-HPO: Residential Builder – Citrine Homes Ltd 5- The entire building, INCLUDING THE ATTACHED GARAGE (if applicable), to be sprinklered to NFPA 13D. | Higo Electric Ltd
PP-2023-02427 | 2023-07-13 | 3959 W 36TH AVENUE, Vancouver, BC V6N 2S7 | Plumbing Permit | Residential | New | Issued | Residential - Plumbing for 7 bathroom house >BP: To construct a 2 storey + cellar one-family dwelling ($1,277,900.00) with 3 parking spaces, having vehicular access from the lane. Note: This Building Permit will remain in a suspended status until the associated (green) Demolition Permit BP-2022-03490 is completed. Note: This is a 2 storey building pursuant to the Zoning and Development By-Law 1- No Bar/Sink proposed 2- Heat pump unit proposed in the rear yard 3- Schedule B: Nicholas Schweers, P.Eng. (604-786-7869) Structural & Geotechnical 4-HPO: Residential Builder – Citrine Homes Ltd 5- The entire building, INCLUDING THE ATTACHED GARAGE (if applicable), to be sprinklered to NFPA 13D. | Apple Mechanical Ltd
MP-2023-01429 | 2023-08-03 | 3959 W 36TH AVENUE, Vancouver, BC V6N 2S7 | Mechanical Permit | NULL | NULL | Issued | NULL | Apple Mechanical Ltd
PP-2023-00582 | 2023-02-21 | 3959 W 36TH AVENUE, Vancouver, BC V6N 2S7 | Plumbing Permit | Residential | New | Issued | Residential - Install 1 sump without pump | Van-City Excavating Ltd
EP-2022-08654 | 2022-10-12 | 3959 W 36TH AVENUE, Vancouver, BC V6N 2S7 | Electrical Permit | Residential | New | Expired | Temporary Power - Residential - To provide temporary power. | Higo Electric Ltd
GP-2022-00738 | 2022-03-08 | 3982 W 36TH AVENUE, Vancouver, BC V6N 2S8 | Gas Permit | Residential | Addition | Completed | Residential - Run gas line outside from gas meter to back yard | Thirdgen Mechanical Ltd
PP-2022-02159 | 2022-06-20 | 3672 W 37TH AVENUE, Vancouver, BC V6N 2V9 | Plumbing Permit | Residential | Renovation | Completed | Residential - Couple bathrooms and a kitchen is being renovated. Alteration to existing one family dwelling. Scope of work to include new laundry and storage, vanity and toilet to be replaced, 2 new windows to be added, underpin foundation walls, main floor includes the addition of house over rear deck, new door and window at rear. | Pacific Peak to Peak Plumbing & Heating Ltd
GP-2022-01854 | 2022-06-21 | 3672 W 37TH AVENUE, Vancouver, BC V6N 2V9 | Gas Permit | Residential | Renovation | Completed | Residential - Bathroom and kitchen renovation. not installing the appliances the one is just a BBQ box only and the other one is a gas range. Range is 80,000 BTU Piping only | Pacific Peak to Peak Plumbing & Heating Ltd
EP-2023-02780 | 2023-03-30 | 3772 W 37TH AVENUE, Vancouver, BC V6N 2V9 | Electrical Permit | Residential | New | Issued | Installation / Repair - Residential - Installing security system and cameras | ADT Security Services Canada Inc
PP-2022-01845 | 2022-06-06 | 2598 W 36TH AVENUE, Vancouver, BC V6N 2P5 | Plumbing Permit | Residential | Renovation | Completed | Residential - Install 2 tubs and 1 shower on the second floor No structural work | Urban Plumbing & Heating Ltd
GP-2024-00056 | 2024-01-08 | 2598 W 36TH AVENUE, Vancouver, BC V6N 2P5 | Gas Permit | Residential | Renovation | Completed | Residential - Remove existing boiler and install new boiler | Urban Plumbing & Heating Ltd
EP-2022-08467 | 2022-10-12 | 2688 W 36TH AVENUE, Vancouver, BC V6N 2P5 | Electrical Permit | Residential | Addition | Completed | Installation / Repair - Residential - Install electrical circuit for 60 amp sub-panel in garage and 40 amp/240 volt car charger in garage. Existing 200 amps/240 volt Service Present load is: 650 m/sqared = 12,000 watts Range = 6000 watts Dryer = 2200 watts EV receptacle at 100% = 7680 Total Wattage = 27,880 Total amperage = 116.16 amps on 200 amp service. | Kerrisdale Electric Ltd
EP-2022-04964 | 2022-06-15 | 2718 W 36TH AVENUE, Vancouver, BC V6N 2P8 | Electrical Permit | Residential | Renovation | Completed | Installation / Repair - Residential - upgrade the service from 100A to 200A Amended Sept 12th - Total Installation Value changed from $1,000 to $4500. | Canadian Eagle Electric Ltd
GP-2022-01257 | 2022-04-21 | 2718 W 36TH AVENUE, Vancouver, BC V6N 2P8 | Gas Permit | Residential | Renovation | Completed | Residential - Re&Re Boiler BTU: 115.000 | Milani Plumbing Heating & Air Conditioning Ltd
EP-2021-08853 | 2022-05-03 | 2719 W 36TH AVENUE, Vancouver, BC V6N 2P7 | Electrical Permit | Residential | Renovation | Completed | Installation / Repair - Residential - To complete the remaining electrical work. AMEND: JUN 20/2022 To install a EV charger circuit. LOAD CALCS UPLOADED | Eltec Electric Ltd
EP-2023-03393 | 2023-04-24 | 4554 W 2ND AVENUE, Vancouver, BC V6R 1K8 | Electrical Permit | Residential | Tenant Improvement | Completed | Installation / Repair - Residential - Existing 14-50R in detached garage is being moved to a location where it can be used with vehicle inside garage as well as when parked outside *No soil will be disturbed during our project If work on this site could lead to the disturbance of soil advise applicant to contact the Provincial Archeology Branch at 250-953-3334 for necessary permits. In addition, please be advised that reports from an Archeologist (AIA, AOA) and permits from the First Nations may be necessary prior to the release of your City of Vancouver permits. | Trudel, Daniel, DBA: Electrum Charging Solutions Inc.
GP-2023-01728 | 2023-08-01 | 4555 W 2ND AVENUE, Vancouver, BC V6R 1K7 | Gas Permit | Residential | Tenant Improvement | Completed | Residential - Install 2 hot water tanks If work on this site could lead to ground disturbance (impacting soil) advise applicant to contact the Provincial Archaeology Branch at 250-953-3334 for a list of archaeological consultants, who when retained by the proponent, will apply on the proponent’s behalf for the necessary archaeological permits. In addition, please be advised that reports from an Archaeologist (Archaeological Overview Assessment (AOA) or Archaeological Impact Assessment (AIA) reports) and archaeological/heritage inspection permits from the First Nations may be necessary prior to the release of your City of Vancouver permits. | Gandy Installations Ltd
EP-2023-05331 | 2023-06-14 | 4572 W 2ND AVENUE, Vancouver, BC V6R 1K9 | Electrical Permit | Residential | New | Issued | Installation / Repair - Residential - Low voltage wiring - Windows, automation control, Tied with Lutron system. >BP: 2 STOREY 1FD + SS + 2-CAR DETACHED GARAGE To construct a 2 storey one-family dwelling with a secondary suite located in the Basement ($1,474,270.00) with a detached accessory building (garage) ($10,000), at the rear providing 2 parking spaces, having vehicular access from the lane. 1. Covenant registered at the Land Title Office under CA8725319. 2. This building has been designed under Part 5 of the VBBL #12511(2019): - Schedule B: (W. Neil Robertson) P.Eng (604.688.5585) Architectural - Schedule B: (Dan Wicke) P.Eng (604.484.2589) Structural - Schedule B: (Ward Philips) P.Eng (604.716.8881) Geotechnical 2. No Strata Titling permitted 3. A/C Unit proposed in Rear Yard. 4. Bar sink located in Basement. 7. BC Housing (Murray-Sims Construction Ltd) This is a 2 storey building pursuant to the Zoning and Development By-Law ******THIS PERMIT HAS BEEN ISSUED UNDER THE REQUIREMENTS OF VBBL 2019.****** "Combustible projections or roof soffits on an exposing building face shall not project to less than .45m from the property line and shall be in compliance with VBBL 2019 9.10.15.5.(9) The entire building, INCLUDING THE ATTACHED GARAGE (if applicable), to be sprinklered to NFPA 13D. | Line In Electric Ltd
EP-2023-04506 | 2023-06-01 | 4572 W 2ND AVENUE, Vancouver, BC V6R 1K9 | Electrical Permit | Residential | New | Issued | Installation / Repair - Residential - HVAC controls.Run thermostat wires. Furnace and heating Controls. >BP: 2 STOREY 1FD + SS + 2-CAR DETACHED GARAGE To construct a 2 storey one-family dwelling with a secondary suite located in the Basement ($1,474,270.00) with a detached accessory building (garage) ($10,000), at the rear providing 2 parking spaces, having vehicular access from the lane. 1. Covenant registered at the Land Title Office under CA8725319. 2. This building has been designed under Part 5 of the VBBL #12511(2019): - Schedule B: (W. Neil Robertson) P.Eng (604.688.5585) Architectural - Schedule B: (Dan Wicke) P.Eng (604.484.2589) Structural - Schedule B: (Ward Philips) P.Eng (604.716.8881) Geotechnical 2. No Strata Titling permitted 3. A/C Unit proposed in Rear Yard. 4. Bar sink located in Basement. 7. BC Housing (Murray-Sims Construction Ltd) This is a 2 storey building pursuant to the Zoning and Development By-Law ******THIS PERMIT HAS BEEN ISSUED UNDER THE REQUIREMENTS OF VBBL 2019.****** "Combustible projections or roof soffits on an exposing building face shall not project to less than .45m from the property line and shall be in compliance with VBBL 2019 9.10.15.5.(9) The entire building, INCLUDING THE ATTACHED GARAGE (if applicable), to be sprinklered to NFPA 13D. Any alterations or conversions to the attached garage (if applicable) to habitable living space shall not be permitted without first obtaining the approval of the Director of Planning and the Chief Building Official. | IES ELECTRICAL SYSTEMS LTD
GP-2023-01313 | 2023-05-10 | 4572 W 2ND AVENUE, Vancouver, BC V6R 1K9 | Gas Permit | Residential | New | Issued | Residential - 1FD+SS - #1 & #2 - Running black iron (PIPING) If work on this site could lead to the disturbance of soil advise applicant to contact the Provincial Archeology Branch at 250-953-3334 for necessary permits. In addition, please be advised that reports from an Archeologist (AIA, AOA) and permits from the First Nations may be necessary prior to the release of your City of Vancouver permits. The entire building, INCLUDING THE ATTACHED GARAGE (if applicable), to be sprinklered to NFPA 13D. >DB: To construct a 2 storey one-family dwelling with a secondary suite located in the Basement with a detached accessory building (garage), at the rear providing 2 parking spaces, having vehicular access from the lane. 1. Covenant registered at the Land Title Office under CA8725319. 2. This building has been designed under Part 5 of the VBBL #12511(2019): 3. A/C Unit proposed in Rear Yard. 4. Bar sink located in Basement. | 0788459 BC Ltd
EP-2023-03389 | 2023-04-19 | 4572 W 2ND AVENUE, Vancouver, BC V6R 1K9 | Electrical Permit | Residential | New | Cancelled | Installation / Repair - Residential - Vacuum installation only. >BP: 2 STOREY 1FD + SS + 2-CAR DETACHED GARAGE To construct a 2 storey one-family dwelling with a secondary suite located in the Basement ($1,474,270.00) with a detached accessory building (garage) ($10,000), at the rear providing 2 parking spaces, having vehicular access from the lane. >If work on this site could lead to the disturbance of soil advise applicant to contact the Provincial Archeology Branch at 250-953-3334 for necessary permits. In addition, please be advised that reports from an Archeologist (AIA, AOA) and permits from the First Nations may be necessary prior to the release of your City of Vancouver permits. | Best Built-In Centre Ltd
EP-2023-01472 | 2023-02-22 | 4572 W 2ND AVENUE, Vancouver, BC V6R 1K9 | Electrical Permit | Residential | New | Issued | Temporary Power - Residential - To provide temporary power. -renewal of EP-2022-01184 -Valid: Feb. 12, 2023 - Feb. 11, 2024 ***If work on this site could lead to the disturbance of soil advise applicant to contact the Provincial Archeology Branch at 250-953-3334 for necessary permits. In addition, please be advised that reports from an Archeologist (AIA, AOA) and permits from the First Nations may be necessary prior to the release of your City of Vancouver permits. | Kuban Electric Ltd
MP-2023-00357 | 2023-03-13 | 4572 W 2ND AVENUE, Vancouver, BC V6R 1K9 | Mechanical Permit | NULL | NULL | Issued | NULL | Paris Plumbing And Heating Ltd
SP-2022-01784 | 2022-10-28 | 4572 W 2ND AVENUE, Vancouver, BC V6R 1K9 | Sprinkler Permit | Residential | New | Issued | Residential - New Sprinkler System for: >BP: 2 STOREY 1FD + SS + 2-CAR DETACHED GARAGE To construct a 2 storey one-family dwelling with a secondary suite located in the Basement ($1,474,270.00) with a detached accessory building (garage) ($10,000), at the rear providing 2 parking spaces, having vehicular access from the lane. 1. Covenant registered at the Land Title Office under CA8725319. 2. This building has been designed under Part 5 of the VBBL #12511(2019): - Schedule B: (W. Neil Robertson) P.Eng (604.688.5585) Architectural - Schedule B: (Dan Wicke) P.Eng (604.484.2589) Structural - Schedule B: (Ward Philips) P.Eng (604.716.8881) Geotechnical 2. No Strata Titling permitted 3. A/C Unit proposed in Rear Yard. 4. Bar sink located in Basement. 7. BC Housing (Murray-Sims Construction Ltd) This is a 2 storey building pursuant to the Zoning and Development By-Law ******THIS PERMIT HAS BEEN ISSUED UNDER THE REQUIREMENTS OF VBBL 2019.****** **The entire building, INCLUDING THE ATTACHED GARAGE (if applicable), to be sprinklered to NFPA 13D.** | Fire Busters Inc
EP-2022-01184 | 2022-02-15 | 4572 W 2ND AVENUE, Vancouver, BC V6R 1K9 | Electrical Permit | Residential | New | Expired | Temporary Power - Residential - To provide temporary power. Renewal of EP-2021-00264 Valid: Feb 12, 2022 to Feb 11, 2023 | Kuban Electric Ltd
EP-2022-04043 | 2022-05-18 | 4572 W 2ND AVENUE, Vancouver, BC V6R 1K9 | Electrical Permit | Residential | New | Issued | Installation / Repair - Residential - Class II Circuits, speakers, Network, TVs, CCTV cameras, access control *Permit Amendment Jul 21, 2023: -Rough wiring of security alarm cabling > We are not running any conduits that would result in outside excavation or digging. Any required outside excavation for conduits will be done by the Electricians and under there scope and permit. NOTE: If work on this site could lead to the disturbance of soil advise applicant to contact the Provincial Archeology Branch at 250-953-3334 for necessary permits. In addition, please be advised that reports from an Archeologist (AIA, AOA) and permits from the First Nations may be necessary prior to the release of your City of Vancouver permits. Staff to document this was advised to the applicants, and to let your Manager know this application is in the system. >BP: To construct a 2 storey one-family dwelling with a secondary suite located in the Basement ($1,474,270.00) with a detached accessory building (garage) ($10,000), at the rear providing 2 parking spaces, having vehicular access from the lane. | Pure Image Technology Solutions Ltd
EP-2023-08433 | 2023-09-25 | 2767 W 29TH AVENUE, Vancouver, BC V6L 1X8 | Electrical Permit | Residential | Renovation | Completed | Installation / Repair - Residential - Electrical supply for Dsplit -reference: MP-2023-01694 | Milani Electric Limited
MP-2023-01694 | 2023-09-18 | 2767 W 29TH AVENUE, Vancouver, BC V6L 1X8 | Mechanical Permit | NULL | NULL | Completed | NULL | Milani Plumbing Heating & Air Conditioning Ltd
EP-2024-00352 | NULL | 2556 W 2ND AVENUE, Vancouver, BC V6K 1J8 | Electrical Permit | Residential | Renovation | Ready For Issue | Installation / Repair - Residential - ¦ 1FD + 1SS- 200A ¦ Full gut renovation of existing home. Basement suite. Heat pump for heating for main house. Electric baseboards for the suite. EV provision in garage. Fittings & fixtures throughout. Move 200A service to private pole on SW corner of the property. Double meter base. *An approved mechanical permit is required for the installation of air conditioning or heat pump unit before a final electrical inspection will be performed | F & S Electrical Ltd
EP-2024-00597 | 2024-01-23 | 2556 W 2ND AVENUE, Vancouver, BC V6K 1J8 | Electrical Permit | Residential | Renovation | Issued | Temporary Power - Residential - To provide temporary power. | F & S Electrical Ltd
EP-2024-00343 | NULL | 3522 W 2ND AVENUE, Vancouver, BC V6R 1J4 | Electrical Permit | Residential | New | Application Incomplete | Installation / Repair - Residential - Installation of security system | ADT Security Services Canada Inc
GP-2022-03835 | 2022-12-02 | 3529 W 2ND AVENUE, Vancouver, BC V6R 1J5 | Gas Permit | Residential | Renovation | Completed | Residential - Kaid 30 inch gas range | Han Appliances & Refrigeration Ltd
GP-2023-01724 | 2023-06-02 | 3392 W 28TH AVENUE, Vancouver, BC V6S 1R9 | Gas Permit | Residential | Renovation - Dwelling Unit(s) only | Completed | Residential - Installing tankless water heater | Reid Brothers Plumbing & Heating Ltd
GP-2023-02160 | 2023-08-01 | 3822 W 34TH AVENUE, Vancouver, BC V6N 2L3 | Gas Permit | Residential | Tenant Improvement | Completed | Residential - 1 water heater | Gandy Installations Ltd
NULL | NULL | 3846 W 34TH AVENUE, Vancouver, BC V6N 2L3 | Gas Permit | Residential | Addition | Draft | Residential - Re and re hot water tank | Star Heating and Cooling Ltd.
GP-2022-00215 | 2022-01-24 | 3886 W 34TH AVENUE, Vancouver, BC V6N 2L3 | Gas Permit | Residential | Renovation | Completed | Residential - Decommission and remove furnace and hot water tank, replace with new | Ashton Service Group/Ashton Mechanical Ltd.
EP-2022-10547 | 2022-12-19 | 3927 W 34TH AVENUE, Vancouver, BC V6N 2L4 | Electrical Permit | Residential | New | Expired | Temporary Power - Residential - To provide temporary power. NOTE: Work authorized by this permit is for placement of a temporary power pole only and does not authorize any site construction and/or excavation. A separate Building Permit will be required prior to commencement of any other work on this site. | Vadas Electric Service Inc.
EP-2023-07068 | 2023-08-17 | 3927 W 34TH AVENUE, Vancouver, BC V6N 2L4 | Electrical Permit | Residential | New | Issued | Installation / Repair - Residential - ¦ 1FD- 400A ¦ 400A house wiring - full wiring *An approved mechanical permit is required for the installation of air conditioning or heat pump unit at the time of installation before an electrical inspection will be performed >BP: To construct a 2 storey with basement single detached house with surface parking at the rear providing 3 parking spaces, having vehicular access from the lane. This Building Permit will remain in a suspended status until the associated (green) Demolition Permit BP-2022-02184 is completed. Mechanical inspection team to confirm GHG Calculator. Gas permitted for pool, 1 fireplace and 2 stoves ONLY. The entire building to be sprinklered to NFPA 13D. 1. A/C unit proposed in rear yard sunken patio as shown on Floor Plan 2. Bar sink located on lower floor theater 3. Schedule B Ke Jian MA (604-599-8890) Structural 3. Schedule B Paullus K.F. Young P.Eng (604-841-7748) Geotechnical 4. BC Housing MFL Development Ltd | Cathay Services Ltd
PP-2023-02442 | 2023-07-11 | 3927 W 34TH AVENUE, Vancouver, BC V6N 2L4 | Plumbing Permit | Residential | New | Issued | Residential - Sump | Apollo Excavating & Civil Works Ltd.
PP-2023-04357 | 2023-12-18 | 3927 W 34TH AVENUE, Vancouver, BC V6N 2L4 | Plumbing Permit | Residential | New | Issued | Residential - new single house plumbing work >BP: To construct a 2 storey with basement single detached house with surface parking at the rear providing 3 parking spaces, having vehicular access from the lane. Mechanical inspection team to confirm GHG Calculator. Gas permitted for pool, 1 fireplace and 2 stoves ONLY. The entire building to be sprinklered to NFPA 13D. 1. A/C unit proposed in rear yard sunken patio as shown on Floor Plan 2. Bar sink located on lower floor theater 3. Schedule B Ke Jian MA (604-599-8890) Structural 3. Schedule B Paullus K.F. Young P.Eng (604-841-7748) Geotechnical 4. BC Housing MFL Development Ltd | FANGXIN PLUMBING
EP-2023-11317 | 2023-12-21 | 3927 W 34TH AVENUE, Vancouver, BC V6N 2L4 | Electrical Permit | Residential | New | Issued | Temporary Power - Residential - To provide temporary power. Renewal of EP-2022-10547 Valid: Dec 19, 2023 to Dec 18, 2024 | Vadas Electric Service Inc.
EP-2023-03730 | 2023-05-01 | 3928 W 34TH AVENUE, Vancouver, BC V6N 2L5 | Electrical Permit | Residential | Addition | Completed | Installation / Repair - Residential - The house is EV ready. Install a NEMA receptacle to the house's pre-wired blank. The blank is connected to a 30 AMP EV breaker in the garage panel. Help client to mount EV charger and set DIP switch to 30 AMP (client provide device) Amend: June 28, 2023 Adding cost of the charger to the project total. Cost of Charger is: $600 Cost of installation is: 300 plus cost of permit, project total is estimated at $1150 | Amor Energy Corporation
GP-2023-03250 | 2023-10-26 | 3938 W 34TH AVENUE, Vancouver, BC V6N 2L5 | Gas Permit | Residential | Renovation | Issued | Residential - Supply and install one IBC high efficiency boiler | Reid Brothers Plumbing & Heating Ltd
PP-2022-01817 | 2022-05-30 | 2776 W 31ST AVENUE, Vancouver, BC V6L 2A1 | Plumbing Permit | Residential | Renovation | Completed | Residential - Re and re of drainage piping on main house >BP: Exterior alterations to existing Character One-Family Dwelling (Building 1) to rebuild an exterior rear deck and stairs to suit the spatial separation requirements of the new Infill One-Family Dwelling (Building 2) at the rear of the site. - Related to DP-2020-00917. See BP-2021-05434 for new infill building. ******THIS PERMIT HAS BEEN REVIEWED & ISSUED UNDER THE REQUIREMENTS OF VBBL 2019 ******** Building Review Branch Notes: - No interior alterations proposed in the main building and infill is for rental only. Main building is subject to fully VBBL upgrades if stratification is contemplated in the future. - Struct. B is submitted. - Entire building is upgraded per category of work -Renovation-VBBL Table 11.2.1.4.(A)-(C). | Octiscapes Site Services Ltd
PP-2023-01297 | 2023-04-14 | 2776 W 31ST AVENUE, Vancouver, BC V6L 2A1 | Plumbing Permit | Residential | Renovation | Completed | Residential - install one DCVA backflow preventer serving lawn and garden sprinkler system for irrigation company run their system. | Nardi Mechanical Ltd
EP-2022-10170 | 2022-12-05 | 2776 W 31ST AVENUE, Vancouver, BC V6L 2A1 | Electrical Permit | Residential | Renovation | Completed | Installation / Repair - Residential - Connection of power to existing panel. New service installed on the Infill house. Inspector asked for permit on main house as well. Address for infill is 2772 W.31st Ave -Overhead 200A service with double meter base. 200A 240v 1 phase. Relocation and upgrade from 100A from existing home to the infill house. >BP: Exterior alterations to existing Character One-Family Dwelling (Building 1) to rebuild an exterior rear deck and stairs to suit the spatial separation requirements of the new Infill One-Family Dwelling (Building 2) at the rear of the site. - Related to DP-2020-00917. See BP-2021-05434 for new infill building. ******THIS PERMIT HAS BEEN REVIEWED & ISSUED UNDER THE REQUIREMENTS OF VBBL 2019 ******** Building Review Branch Notes: - No interior alterations proposed in the main building and infill is for rental only. Main building is subject to fully VBBL upgrades if stratification is contemplated in the future. - Struct. B is submitted. - Entire building is upgraded per category of work -Renovation-VBBL Table 11.2.1.4.(A)-(C). | F & S Electrical Ltd
EP-2022-09053 | NULL | 2776 W 31ST AVENUE, Vancouver, BC V6L 2A1 | Electrical Permit | Residential | Renovation | Withdrawn | Installation / Repair - Residential - Work associated with EP-2022-08973. Just for connection of new service off infill home. | F & S Electrical Ltd
EP-2023-11244 | 2023-12-19 | 3994 W 36TH AVENUE, Vancouver, BC V6N 2S8 | Electrical Permit | Residential | Addition | Issued | Installation / Repair - Residential - Installation of security system | ADT Security Services Canada Inc
PP-2022-03720 | 2022-10-18 | 4014 W 36TH AVENUE, Vancouver, BC V6N 2S9 | Plumbing Permit | Residential | New | Completed | Residential - Lawn Irrigation | Bluewater Mechanical Ltd
SP-2022-01074 | 2022-07-04 | 4014 W 36TH AVENUE, Vancouver, BC V6N 2S9 | Sprinkler Permit | Residential | New | Completed | Residential - Install sprinklers in sfd To construct a 2 storey + cellar one-family dwelling with a detached laneway house, at the rear providing 3 parking spaces, having vehicular access from the lane. Note: This is a 2 storey building pursuant to the Zoning and Development By-Law 1- Covenant registered at the Land Title Office under CA8876853 2- No strata titling permitted 3- Bar sink proposed in the basement 4- A/C unit proposed in the rear yard 5- Schedule B: Vijay Kumar Bains, P.Eng. (604-825-4386) Structural; Tegbir Bajwa, P.Eng. (778-995-2404) Geotechnical 6- HPO: Residential Builder - Santosh Builders Ltd. | Gold Key Fire Protection Ltd
EP-2022-04542 | 2022-05-31 | 4014 W 36TH AVENUE, Vancouver, BC V6N 2S9 | Electrical Permit | Residential | New | Completed | Installation / Repair - Residential - Rough-in of data, tel, tv, alarm, speaker, vacuum and camera. Completion of alarm, vacuum and speaker >BP: To construct a 2 storey + cellar one-family dwelling ($1,058,250.00) with a detached laneway house, at the rear providing 3 parking spaces, having vehicular access from the lane. Note: This Building Permit will remain in a suspended status until the associated (green) Demolition Permit BP-2021-01134 is completed. Note: This is a 2 storey building pursuant to the Zoning and Development By-Law 1- Covenant registered at the Land Title Office under CA8876853 2- No strata titling permitted 3- Bar sink proposed in the basement 4- A/C unit proposed in the rear yard 5- Schedule B: Vijay Kumar Bains, P.Eng. (604-825-4386) Structural; Tegbir Bajwa, P.Eng. (778-995-2404) Geotechnical 6- HPO: Residential Builder - Santosh Builders Ltd. Address Note: #1-4014 W 36th Av - One Family Dwelling (1st & 2nd floor, & basement) Address and suite number assigned as per approved plans for Fire and Emergency response. The address number is to be posted to the building to be visible from the street and the suite number is to be posted at the suite entry in accordance with the Building By-law prior to final inspection. ******THIS PERMIT HAS BEEN ISSUED UNDER THE REQUIREMENTS OF VBBL #12511 (2019)****** | B&E Low Voltage and Home Automation Ltd
GP-2022-01822 | 2022-06-15 | 4014 W 36TH AVENUE, Vancouver, BC V6N 2S9 | Gas Permit | Residential | New | Completed | Residential - To install boiler range BBQ fireplace dryer There is pipping for BBQ and dryer >BP: To construct a 2 storey + cellar one-family dwelling ($1,058,250.00) with a detached laneway house, at the rear providing 3 parking spaces, having vehicular access from the lane. | JOT MECHANICAL LTD
PP-2022-01615 | 2022-05-10 | 4014 W 36TH AVENUE, Vancouver, BC V6N 2S9 | Plumbing Permit | Residential | New | Completed | Residential - Plumbing for new house To construct a 2 storey + cellar one-family dwelling with a detached laneway house, at the rear providing 3 parking spaces, having vehicular access from the lane. Note: This is a 2 storey building pursuant to the Zoning and Development By-Law 1- Covenant registered at the Land Title Office under CA8876853 2- No strata titling permitted 3- Bar sink proposed in the basement 4- A/C unit proposed in the rear yard 5- Schedule B: Vijay Kumar Bains, P.Eng. (604-825-4386) Structural; Tegbir Bajwa, P.Eng. (778-995-2404) Geotechnical 6- HPO: Residential Builder - Santosh Builders Ltd. | Rain Coast Plumbing & Heating Ltd
EP-2022-02468 | 2022-05-11 | 4014 W 36TH AVENUE, Vancouver, BC V6N 2S9 | Electrical Permit | Residential | New | Completed | Installation / Repair - Residential - Wiring of house. Two load management switches (AC Dandy DLM-2) are going to install. One in house for A/C and car charger. One in laneway for stove and car charger. Amend: Aug 29, 2022 Only one load miser installed not two. In laneway for stove and car charger >BP: To construct a 2 storey + cellar one-family dwelling ($1,058,250.00) with a detached laneway house, at the rear providing 3 parking spaces, having vehicular access from the lane. Note: This Building Permit will remain in a suspended status until the associated (green) Demolition Permit BP-2021-01134 is completed. Note: This is a 2 storey building pursuant to the Zoning and Development By-Law 1- Covenant registered at the Land Title Office under CA8876853 2- No strata titling permitted 3- Bar sink proposed in the basement 4- A/C unit proposed in the rear yard 5- Schedule B: Vijay Kumar Bains, P.Eng. (604-825-4386) Structural; Tegbir Bajwa, P.Eng. (778-995-2404) Geotechnical 6- HPO: Residential Builder - Santosh Builders Ltd. Address Note: #1-4014 W 36th Av - One Family Dwelling (1st & 2nd floor, & basement) Address and suite number assigned as per approved plans for Fire and Emergency response. The address number is to be posted to the building to be visible from the street and the suite number is to be posted at the suite entry in accordance with the Building By-law prior to final inspection. ******THIS PERMIT HAS BEEN ISSUED UNDER THE REQUIREMENTS OF VBBL #12511 (2019)****** | CROWN ELECTRICAL CONTRACTOR LTD
GP-2023-00228 | 2023-01-18 | 2375 W 35TH AVENUE, Vancouver, BC V6M 1J7 | Gas Permit | Residential | Renovation | Completed | Residential - Replace gas furnace on ground floor. | Canadian Care Heating & Cooling Ltd
EP-2023-08796 | 2023-10-17 | 2388 W 35TH AVENUE, Vancouver, BC V6M 1J6 | Electrical Permit | Residential | Renovation | Completed | Installation / Repair - Residential - To wire and install three lights in the porch, one in the ceiling and two on each post. >BP: Exterior alterations to construct a 4'-0" deep x 13'-6" wide front covered porch, 12'-1" wide x 14'-10" deep rear covered porch with a new roof with skylight overhead and a 2' cantilevered shed roof over the existing south living room door of this existing single detached house on the site. Sch B (Struct + Geo): Henry S.N. Hsu, #20679, 604-322-7158, Formosa Engineering Inc. OK for Field Review as per S.Yu on June 26, 2023 | JIU DING ELECTRIC LTD
PP-2022-02506 | 2022-07-19 | 3282 W 34TH AVENUE, Vancouver, BC V6N 2K4 | Plumbing Permit | Residential | New | Completed | Residential - new irrigation | Lucky Five Eight Plumbing & Heating Ltd
PP-2022-03480 | 2022-10-03 | 3227 W 35TH AVENUE, Vancouver, BC V6N 2M9 | Plumbing Permit | Residential | New | Issued | Residential - SUMP | East West Excavating 2022 ltd
MP-2023-00087 | 2023-01-19 | 3227 W 35TH AVENUE, Vancouver, BC V6N 2M9 | Mechanical Permit | NULL | NULL | Issued | NULL | Sun Light Plumbing And Heating Ltd
EP-2023-00353 | 2023-01-16 | 3227 W 35TH AVENUE, Vancouver, BC V6N 2M9 | Electrical Permit | Residential | New | Issued | Installation / Repair - Residential - 1FD - #1 - NEW HOUSE WIRING To construct a 2 storey one-family dwelling with a Basement and an open parking pad, providing a total of 2 parking spaces, having vehicular access from the 20' Lane. Note: Additional parking for the site has been provided under DB-2021-03304 (Laneway House) 1. Covenant registered at the Land Title Office under CB159558 2. No Strata Titling permitted 3. A/C proposed – Exterior component located in Rear yard, Interior component located in closet on second floor. 4. Bar sink located in basement | Simon Electric Ltd
PP-2022-04436 | 2022-12-13 | 3227 W 35TH AVENUE, Vancouver, BC V6N 2M9 | Plumbing Permit | Residential | New | Issued | Residential - New drainage and water line >BP: To construct a 2 storey one-family dwelling with a Basement and an open parking pad, providing a total of 2 parking spaces, having vehicular access from the 20' Lane. Note: Additional parking for the site has been provided under DB-2021-03304 (Laneway House) 1. Covenant registered at the Land Title Office under CB159558 2. No Strata Titling permitted 3. A/C proposed – Exterior component located in Rear yard, Interior component located in closet on second floor. 4. Bar sink located in basement. 5. Schedule B: (SHARAT CHANDE, P.Eng., 604-723-7534) Structural & Geotechnical 6. HPO: Residential Builder- (John Ivica Rogic) | Sun Light Plumbing And Heating Ltd
GP-2023-01179 | 2023-04-11 | 3227 W 35TH AVENUE, Vancouver, BC V6N 2M9 | Gas Permit | Residential | New | Issued | Residential - Installation of 1 gas fireplace - venting and hook up only. >BP: To construct a 2 storey one-family dwelling with a Basement | Urban Fireplaces Ltd
EP-2023-03508 | 2023-04-25 | 3227 W 35TH AVENUE, Vancouver, BC V6N 2M9 | Electrical Permit | Residential | New | Issued | Installation / Repair - Residential - Tel, TV, DATA, intercom, CCTV, alarm finish. >BP: To construct a 2 storey one-family dwelling with a Basement ($1,004,000.00) and an open parking pad, providing a total of 2 parking spaces, having vehicular access from the 20' Lane. Note: Additional parking for the site has been provided under DB-2021-03304 (Laneway House) 1. Covenant registered at the Land Title Office under CB159558 2. No Strata Titling permitted 3. A/C proposed – Exterior component located in Rear yard, Interior component located in closet on second floor. 4. Bar sink located in basement. 5. Schedule B: (SHARAT CHANDE, P.Eng., 604-723-7534) Structural & Geotechnical 6. HPO: Residential Builder- (John Ivica Rogic) Note: This is a 2 storey building pursuant to the Zoning and Development By-Law ** Laneway house permit under DB-2021-03304.** **THIS PERMIT HAS BEEN ISSUED UNDER THE REQUIREMENTS OF VBBL #12511 (2019) ** | Anmi Technology Corp.
SP-2023-00532 | 2023-03-28 | 3227 W 35TH AVENUE, Vancouver, BC V6N 2M9 | Sprinkler Permit | Residential | New | Issued | Residential - 1FD - #1 - Install sprinklers in sfd >DB: To construct a 2 storey one-family dwelling with a Basement and an open parking pad, providing a total of 2 parking spaces, having vehicular access from the 20' Lane. Note: Additional parking for the site has been provided under DB-2021-03304 (Laneway House) 1. Covenant registered at the Land Title Office under CB159558 2. No Strata Titling permitted 3. A/C proposed – Exterior component located in Rear yard, Interior component located in closet on second floor. 4. Bar sink located in basement. | Gold Key Fire Protection Ltd
GP-2023-00732 | 2023-03-03 | 3227 W 35TH AVENUE, Vancouver, BC V6N 2M9 | Gas Permit | Residential | New | Issued | Residential - 1FD - #1 - To install boiler range fireplace There is pipping for fireplace >DB: To construct a 2 storey one-family dwelling with a Basement and an open parking pad, providing a total of 2 parking spaces, having vehicular access from the 20' Lane. Note: Additional parking for the site has been provided under DB-2021-03304 (Laneway House) 1. Covenant registered at the Land Title Office under CB159558 2. No Strata Titling permitted 3. A/C proposed – Exterior component located in Rear yard, Interior component located in closet on second floor. 4. Bar sink located in basement. | JOT MECHANICAL LTD
MP-2023-00798 | 2023-05-08 | 3227 W 35TH AVENUE, Vancouver, BC V6N 2M9 | Mechanical Permit | NULL | NULL | Issued | NULL | Power Cool Electrical & Refrigeration Mech Ltd
EP-2023-08294 | 2023-09-13 | 3227 W 35TH AVENUE, Vancouver, BC V6N 2M9 | Electrical Permit | Residential | New | Issued | Temporary Power - Residential - To provide temporary power. | Simon Electric Ltd
GP-2023-00499 | 2023-02-10 | 3364 W 35TH AVENUE, Vancouver, BC V6N 2N2 | Gas Permit | Residential | New | Completed | Residential - Boiler Hi-Efficiency >BP: Interior alterations to renovate the basement of this existing one family dwelling. Scope of work includes: re-re bathroom plumbing fixture units, adding laundry room with new plumbing fixture units, interior wall alteration in between bedroom 1 and 2. | Pro Ace Heating & Air Conditioning Services Ltd
PP-2022-02395 | 2022-07-11 | 3364 W 35TH AVENUE, Vancouver, BC V6N 2N2 | Plumbing Permit | Residential | Renovation | Completed | Residential - Renovation >Interior alterations to renovate the basement of this existing one family dwelling. Scope of work includes: re-re bathroom plumbing fixture units, adding laundry room with new plumbing fixture units, interior wall alteration in between bedroom 1 and 2. OK for Field Review per J. Zhang March 25, 2022 Letters of assurance submitted: Sch B (Str): Li Qing Shi, P.Eng., 778.772.7508 | HIGH STAR PLUMBING & HEATING LTD
EP-2022-04434 | 2022-05-27 | 3364 W 35TH AVENUE, Vancouver, BC V6N 2N2 | Electrical Permit | Residential | Renovation | Completed | Installation / Repair - Residential - Basement alteration, New LED pot lights and decorative lights, TV box, relocate some switches. >BP: Interior alterations to renovate the basement of this existing one family dwelling. Scope of work includes: re-re bathroom plumbing fixture units, adding laundry room with new plumbing fixture units, interior wall alteration in between bedroom 1 and 2. OK for Field Review per J. Zhang March 25, 2022 Letters of assurance submitted: Sch B (Str): Li Qing Shi, P.Eng., 778.772.7508 | Balsam Electric Ltd
EP-2022-00586 | 2022-01-28 | 3378 W 35TH AVENUE, Vancouver, BC V6N 2N2 | Electrical Permit | Residential | Renovation | Completed | Installation / Repair - Residential - Upgrade service from 100A to 200A, overhead | C H Electric Ltd
GP-2021-04351 | 2022-01-05 | 3436 W 35TH AVENUE, Vancouver, BC V6N 2N2 | Gas Permit | Residential | Renovation | Completed | Residential - Installing furnace higher efficiency furnace | Reid Brothers Plumbing & Heating Ltd
EP-2022-04887 | 2022-06-10 | 3126 W 36TH AVENUE, Vancouver, BC V6N 2R5 | Electrical Permit | Residential | Renovation | Issued | Installation / Repair - Residential - New 200A service upgrade from 100A. New service will be located in the garage and go underground to the home. **Amend 07/11/2022** add back up generator, add value $1000.00 | F & S Electrical Ltd
MP-2023-00994 | 2023-06-05 | 3141 W 36TH AVENUE, Vancouver, BC V6N 2R4 | Mechanical Permit | NULL | NULL | Completed | NULL | Pro Ace Heating & Air Conditioning Services Ltd
EP-2023-04697 | 2023-10-19 | 3141 W 36TH AVENUE, Vancouver, BC V6N 2R4 | Electrical Permit | Residential | Addition | Issued | Installation / Repair - Residential - Electrical installation for outdoor Heat Pump unit -We deleted/removed the Electric Hot Water Steamer that the owner had for their shower. It never got used and they were willing to delete that circuit to allow for the installation of the Heat Pump. Both require(d) a 40A circuit breaker. I inserted into the load calculation a -7680 to show the removal of the Hot Water Steamer circuit. *MP-2023-00994: Completed (Heating and Cooling) ¦ Mechanical permit has been completed. Any future projects completed without electrical permit issued will incur WWOP fees *Service 125A | Daniel Topping
GP-2022-01857 | 2022-06-20 | 3192 W 36TH AVENUE, Vancouver, BC V6N 2R5 | Gas Permit | Residential | Renovation | Completed | Residential - HWT re&re | Ferenc Nagy
EP-2023-06200 | 2023-07-24 | 3213 W 36TH AVENUE, Vancouver, BC V6N 2R6 | Electrical Permit | Residential | Addition | Completed | Installation / Repair - Residential - Garage - new build -Electrical wiring for lights, switches and plugs for new garage. No work to be performed on the main service. The garage service existing will not be changed only relocated. -The garage service is a subpanel no service inspection is required. Yes one of the plugs will be for EV charging >BP: To construct a detached 33'-9" x 20'-11" accessory building (garage) at the rear of this existing single detached house providing 3 parking space having vehicular access from the lane. Schedule B Structural- Seyed A. Pishvaei, P. Eng. - 604-992-948 Notes: - Rock pit to the satisfaction of the District Building Inspector - EV charger is required for new garage Ok for SIPs as per Kirat Kang - January 5, 2022 | Kybe Electrical Contracting Ltd
PP-2023-02617 | 2023-07-24 | 3213 W 36TH AVENUE, Vancouver, BC V6N 2R6 | Plumbing Permit | Residential | Addition | Cancelled | Residential - install a hose bib on a garage >BP: To construct a detached 33'-9" x 20'-11" accessory building (garage) at the rear of this existing single detached house providing 3 parking space having vehicular access from the lane. | Reactive Plumbing & Heating Ltd
EP-2022-07237 | 2022-08-29 | 3239 W 36TH AVENUE, Vancouver, BC V6N 2R6 | Electrical Permit | Residential | Renovation | Completed | Installation / Repair - Residential - - re work existing lighting layout - re work mechanical room equipment to new location >BP: Exterior & Interior alterations to the existing 2 storey with cellar one family dwelling on this site. Scope of work includes relocating a window on the east elevation and reconfiguring the layout of the existing gym and recreation room in the basement. | Cameron Thomas Burr
PP-2022-02980 | 2022-08-29 | 3239 W 36TH AVENUE, Vancouver, BC V6N 2R6 | Plumbing Permit | Residential | Addition | Completed | Residential - Relocate water main in the house. >BP: Exterior & Interior alterations to the existing 2 storey with cellar one family dwelling on this site. Scope of work includes relocating a window on the east elevation and reconfiguring the layout of the existing gym and recreation room in the basement. | T Paradiso Plumbing & Hot Water Heating Inc
NULL | NULL | 3239 W 36TH AVENUE, Vancouver, BC V6N 2R6 | Sprinkler Permit | Residential | Renovation | Draft | Residential - Relocate two heads | T Paradiso Plumbing & Hot Water Heating Inc
MP-2023-01310 | 2023-07-18 | 3240 W 36TH AVENUE, Vancouver, BC V6N 2R7 | Mechanical Permit | NULL | NULL | Issued | NULL | WDR CONTRACTING LTD
PP-2023-02182 | 2023-06-20 | 3240 W 36TH AVENUE, Vancouver, BC V6N 2R7 | Plumbing Permit | Residential | New | Issued | Residential - 1FD - #1 - plumbing >DB: To construct a 2 storey + basement one-family dwelling with a detached accessory building (garage), at the rear providing 2 enclosed parking spaces, having vehicular access from the lane. The entire building, to be sprinklered to NFPA 13D. Note: This is a 2 storey building pursuant to the Zoning and Development By-Law 1- Bar/Sink proposed in Basement 2- A/C unit proposed in rear yard and upper floor 5- The entire building, to be sprinklered to NFPA 13D ******THIS PERMIT HAS BEEN ISSUED UNDER THE REQUIREMENTS OF VBBL #12511 (2019)****** | WDR CONTRACTING LTD
EP-2023-05566 | 2023-07-10 | 3240 W 36TH AVENUE, Vancouver, BC V6N 2R7 | Electrical Permit | Residential | New | Issued | Installation / Repair - Residential - ¦ 1FD/ 125A ¦ New house electrical wiring *An approved mechanical permit is required for the installation of air conditioning or heat pump unit at the time of installation before an electrical inspection will be performed >BP: To construct a 2 storey + basement one-family dwelling ($974,000) with a detached accessory building (garage), at the rear providing 2 enclosed parking spaces, having vehicular access from the lane. The entire building, to be sprinklered to NFPA 13D. Note: This is a 2 storey building pursuant to the Zoning and Development By-Law 1- Bar/Sink proposed in Basement 2- A/C unit proposed in rear yard and upper floor 3- Schedule B: KE JIAN MA - P.Eng (604-599-8890) Structural & Geotechnical 4- HPO: Residential Builder - OAKGLEN HOMES LTD 5- The entire building, to be sprinklered to NFPA 13D ******THIS PERMIT HAS BEEN ISSUED UNDER THE REQUIREMENTS OF VBBL #12511 (2019)****** | JIU DING ELECTRIC LTD
EP-2023-01305 | 2023-02-14 | 3240 W 36TH AVENUE, Vancouver, BC V6N 2R7 | Electrical Permit | Residential | New | Issued | Temporary Power - Residential - To provide temporary power. | Altech Electric Ltd
PP-2023-01128 | 2023-03-31 | 3240 W 36TH AVENUE, Vancouver, BC V6N 2R7 | Plumbing Permit | Residential | New | Issued | Residential - 1FD - #1 - one sump no pump | Canadian Excavating Ltd
GP-2023-02812 | 2023-09-28 | 3240 W 36TH AVENUE, Vancouver, BC V6N 2R7 | Gas Permit | Residential | Addition | Issued | Residential - 2 Gas fireplace installation >BP: To construct a 2 storey + basement one-family dwelling ($974,000) with a detached accessory building (garage), at the rear providing 2 enclosed parking spaces, having vehicular access from the lane. The entire building, to be sprinklered to NFPA 13D. | Vaglio Fireplace LTD
MP-2023-01953 | 2023-11-01 | 3240 W 36TH AVENUE, Vancouver, BC V6N 2R7 | Mechanical Permit | NULL | NULL | Issued | NULL | Lumi HVAC Ltd
EP-2023-10223 | 2023-11-14 | 3240 W 36TH AVENUE, Vancouver, BC V6N 2R7 | Electrical Permit | Residential | New | Issued | Installation / Repair - Residential - Extra Low Voltage. Data/Voice/TV Cable. Security Camera, Security Alarm Prewire, Audio Door bell, Central Vacuum. >BP: To construct a 2 storey + basement one-family dwelling ($974,000) with a detached accessory building (garage), at the rear providing 2 enclosed parking spaces, having vehicular access from the lane. The entire building, to be sprinklered to NFPA 13D. | SECUTECH DEVELOPMENT LTD.
GP-2023-03464 | 2023-11-23 | 3240 W 36TH AVENUE, Vancouver, BC V6N 2R7 | Gas Permit | Residential | New | Issued | Residential - 1 Fireplace, 1Range, 1 BBQ & 1 Hot Water on Demand Gas ( Fire place rough in only ) >BP: To construct a 2 storey + basement one-family dwelling ($974,000) with a detached accessory building (garage), at the rear providing 2 enclosed parking spaces, having vehicular access from the lane. The entire building, to be sprinklered to NFPA 13D. | WDR CONTRACTING LTD
SP-2023-01892 | 2023-10-13 | 3240 W 36TH AVENUE, Vancouver, BC V6N 2R7 | Sprinkler Permit | Residential | New | Issued | Residential - 1FD - #1 - To Install 30 sprinkler heads >DB: To construct a 2 storey + basement one-family dwelling with a detached accessory building (garage), at the rear providing 2 enclosed parking spaces, having vehicular access from the lane. The entire building, to be sprinklered to NFPA 13D. Note: This is a 2 storey building pursuant to the Zoning and Development By-Law 1- Bar/Sink proposed in Basement 2- A/C unit proposed in rear yard and upper floor 5- The entire building, to be sprinklered to NFPA 13D ******THIS PERMIT HAS BEEN ISSUED UNDER THE REQUIREMENTS OF VBBL #12511 (2019)****** | General Sprinkler Systems Ltd
GP-2023-03617 | 2023-11-23 | 3240 W 36TH AVENUE, Vancouver, BC V6N 2R7 | Gas Permit | Residential | New | Issued | Residential - 1 Range, 1 Boiler & 1 BBQ >BP: To construct a 2 storey + basement one-family dwelling ($974,000) with a detached accessory building (garage), at the rear providing 2 enclosed parking spaces, having vehicular access from the lane. The entire building, to be sprinklered to NFPA 13D. | WDR CONTRACTING LTD
GP-2023-03849 | 2023-12-04 | 3258 W 36TH AVENUE, Vancouver, BC V6N 2R7 | Gas Permit | Residential | Renovation | Completed | Residential - RE&RE boiler | Milani Plumbing Heating & Air Conditioning Ltd
PP-2023-00631 | 2023-02-22 | 3258 W 36TH AVENUE, Vancouver, BC V6N 2R7 | Plumbing Permit | Residential | New | Cancelled | Residential - lawn irrigation | University Sprinkler Systems Incorporated
EP-2023-01313 | 2023-02-15 | 2599 W 35TH AVENUE, Vancouver, BC V6N 2L9 | Electrical Permit | Residential | New | Issued | Installation / Repair - Residential - New electrical work >BP: To construct a 2 storey + basement one-family ($1,169,400.00) with a detached accessory building (garage) ($10,000), at the rear providing 3 parking spaces, having vehicular access from the lane. 1. No Strata Titling permitted 2. No A/C Unit proposed 3. A/C proposed – Exterior component located in North, Interior component located in Second floor 4. Bar sink located in basement 5. Schedule B: (Sharat Chande) P.Eng (604.723.7534) Structural & Geotechnical 6. HPO: Residential Builder- John Ivica Rogic Note: This is a 2 storey building pursuant to the Zoning and Development By-Law Address Information: Principle Dwelling: 2599 W 35 Ave Addresses have been assigned per the approved plans. This access must be provided & maintained at all times and the building addresses posted to be visible from the street in accordance with the Building By-law. **THIS PERMIT HAS BEEN ISSUED UNDER THE REQUIREMENTS OF VBBL #12511 (2019)** | Best Choice Electrical Ltd
PP-2023-00403 | 2023-02-06 | 2599 W 35TH AVENUE, Vancouver, BC V6N 2L9 | Plumbing Permit | Residential | New | Issued | Residential - 1FD - One outside sump | East West Excavating 2022 ltd
MP-2023-01251 | 2023-07-07 | 2599 W 35TH AVENUE, Vancouver, BC V6N 2L9 | Mechanical Permit | NULL | NULL | Issued | NULL | Sun Light Plumbing And Heating Ltd
PP-2023-02040 | 2023-06-08 | 2599 W 35TH AVENUE, Vancouver, BC V6N 2L9 | Plumbing Permit | Residential | New | Issued | Residential - New drainage and water lines >DB: To construct a 2 storey + basement one-family with a detached accessory building (garage), at the rear providing 3 parking spaces, having vehicular access from the lane. 1. No Strata Titling permitted 2. No A/C Unit proposed 3. A/C proposed – Exterior component located in North, Interior component located in Second floor 4. Bar sink located in basement | Sun Light Plumbing And Heating Ltd
EP-2022-10094 | 2022-11-29 | 2599 W 35TH AVENUE, Vancouver, BC V6N 2L9 | Electrical Permit | Residential | New | Expired | Temporary Power - Residential - To provide temporary power. | Best Choice Electrical Ltd
EP-2023-09498 | 2023-10-31 | 2599 W 35TH AVENUE, Vancouver, BC V6N 2L9 | Electrical Permit | Residential | New | Issued | Installation / Repair - Residential - Alarm ,CCTV,Tel/TV/Data,intercom,Music,etc >BP: To construct a 2 storey + basement one-family ($1,169,400.00) with a detached accessory building (garage) ($10,000), at the rear providing 3 parking spaces, having vehicular access from the lane. 1. No Strata Titling permitted 2. No A/C Unit proposed 3. A/C proposed – Exterior component located in North, Interior component located in Second floor 4. Bar sink located in basement 5. Schedule B: (Sharat Chande) P.Eng (604.723.7534) Structural & Geotechnical 6. HPO: Residential Builder- John Ivica Rogic Note: This is a 2 storey building pursuant to the Zoning and Development By-Law Address Information: Principle Dwelling: 2599 W 35 Ave Addresses have been assigned per the approved plans. This access must be provided & maintained at all times and the building addresses posted to be visible from the street in accordance with the Building By-law. **THIS PERMIT HAS BEEN ISSUED UNDER THE REQUIREMENTS OF VBBL #12511 (2019)** | AIGO TECHNOLOGY INC
SP-2023-01927 | 2023-10-20 | 2599 W 35TH AVENUE, Vancouver, BC V6N 2L9 | Sprinkler Permit | Residential | New | Issued | Residential - 1FD - Install sprinklers in SFD >DB: To construct a 2 storey + basement one-family with a detached accessory building (garage), at the rear providing 3 parking spaces, having vehicular access from the lane. 1. No Strata Titling permitted 2. No A/C Unit proposed 3. A/C proposed – Exterior component located in North, Interior component located in Second floor 4. Bar sink located in basement **THIS PERMIT HAS BEEN ISSUED UNDER THE REQUIREMENTS OF VBBL #12511 (2019)** | Gold Key Fire Protection Ltd
GP-2023-02670 | 2023-09-18 | 2599 W 35TH AVENUE, Vancouver, BC V6N 2L9 | Gas Permit | Residential | New | Issued | Residential - 1 Range & 1 Boiler To install >BP: To construct a 2 storey + basement one-family ($1,169,400.00) with a detached accessory building (garage) ($10,000), at the rear providing 3 parking spaces, having vehicular access from the lane **Boiler removed from submitted permit as no NG Heating or DHW per energy requirements&& | JOT MECHANICAL LTD
EP-2023-10529 | 2023-11-22 | 2607 W 35TH AVENUE, Vancouver, BC V6N 2L9 | Electrical Permit | Residential | Addition | Issued | Installation / Repair - Residential - Installation of security system | ADT Security Services Canada Inc
PP-2023-03221 | 2023-09-12 | 2626 W 35TH AVENUE, Vancouver, BC V6N 2L8 | Plumbing Permit | Residential | New | Completed | Residential - Install new 3/4" backflow prevention device for irrigation | M&M Industries Ltd
GP-2023-00201 | 2023-01-17 | 2626 W 35TH AVENUE, Vancouver, BC V6N 2L8 | Gas Permit | Residential | New | Completed | Residential - To install boiler 2 range BBQ fireplace and firepit There is pipping for 1 range BBQ and firepit >BP: To construct a 2 storey one-family dwelling with Cellar with an open parking pad and 2 car detached garage, providing 3 parking space, having vehicular access from the 20' Lane. 1. Covenant registered at the Land Title Office under CA9186065 2. No Strata Titling permitted 3. Entire building to be sprinklered 13D 4. A/C proposed – Exterior component located in rear yard, Interior component located in upper floor closest 5. Bar sink located in recreation room 6. Schedule B: (Antony Wang) P.Eng (604.618.6236) Structural 7. Schedule B: (Zhao Guan) P.Eng (778.868.5635) Geotechnical 8. HPO: Residential Builder- Avis Homes Limited | JOT MECHANICAL LTD
SP-2023-00097 | 2023-01-18 | 2626 W 35TH AVENUE, Vancouver, BC V6N 2L8 | Sprinkler Permit | Residential | New | Completed | Residential - 1FD #1 - New sprinkler system >DB: To construct a 2 storey one-family dwelling with Cellar with an open parking pad and 2 car detached garage, providing 3 parking space, having vehicular access from the 20' Lane. 1. Covenant registered at the Land Title Office under CA9186065 2. No Strata Titling permitted 3. Entire building to be sprinklered 13D 4. A/C proposed – Exterior component located in rear yard, Interior component located in upper floor closest 5. Bar sink located in recreation room | Haven Fire Protection Ltd
PP-2022-03818 | 2022-11-18 | 2626 W 35TH AVENUE, Vancouver, BC V6N 2L8 | Plumbing Permit | Residential | New | Completed | Residential - LWH - #3 - new plumbing >DB: To construct a 1 storey laneway house building with a 2 car attached garage and 1 open parking pad, providing a total of 3 parking spaces, having vehicular access from the 20' Lane. 1. Covenant registered at the Land Title Office under CA9186065 2. No Strata Titling permitted 3. No A/C Unit proposed 4. Entire building to be sprinklered 13R | ALI & ALI PLUMBING & HEATING LTD
PP-2022-03927 | 2022-11-01 | 2626 W 35TH AVENUE, Vancouver, BC V6N 2L8 | Plumbing Permit | Residential | New | Completed | Residential - New Plumbing for: >BP: To construct a 2 storey one-family dwelling with Cellar ($1,150,532.5) with an open parking pad and 2 car detached garage, providing 3 parking space, having vehicular access from the 20' Lane. | ALI & ALI PLUMBING & HEATING LTD
EP-2022-09390 | NULL | 2626 W 35TH AVENUE, Vancouver, BC V6N 2L8 | Electrical Permit | Residential | New | Withdrawn | Installation / Repair - Residential - Permit for new construction. Residential dwelling >BP: To construct a 2 storey one-family dwelling with Cellar ($1,150,532.5) with an open parking pad and 2 car detached garage, providing 3 parking space, having vehicular access from the 20' Lane. “Environmental Soil Report to be submitted prior to forms inspection for the Underground Storage Tank. Environmental Protection review and approval will be required prior to forms inspection.” The UST will need to be removed. A suspension will be placed on the building permit pending submission of the environmental report. NOTE: Building permit will be issued and suspended. “Waiting for Environmental Report” 1. Covenant registered at the Land Title Office under CA9186065 2. No Strata Titling permitted 3. Entire building to be sprinklered 13D 4. A/C proposed – Exterior component located in rear yard, Interior component located in upper floor closest 5. Bar sink located in recreation room 6. Schedule B: (Antony Wang) P.Eng (604.618.6236) Structural 7. Schedule B: (Zhao Guan) P.Eng (778.868.5635) Geotechnical 8. HPO: Residential Builder- Avis Homes Limited Note: This is a 2 storey building pursuant to the Zoning and Development By-Law Address Information: Principle Dwelling: #1-2626 W 35th Av Laneway home: #3-2626 W 35th Av Address and suite number assigned as per approved plans for Fire and Emergency response. The address number is to be posted to the building to be visible from the street and the suite number is to be posted at the suite entry in accordance with the Building By-law prior to final inspection. **THIS PERMIT HAS BEEN ISSUED UNDER THE REQUIREMENTS OF VBBL #12511 (2019) ** | AMPERE ELECTRICAL LTD
MP-2023-00834 | 2023-05-17 | 2626 W 35TH AVENUE, Vancouver, BC V6N 2L8 | Mechanical Permit | NULL | NULL | Completed | NULL | ALI & ALI PLUMBING & HEATING LTD
EP-2023-01242 | 2023-02-21 | 2626 W 35TH AVENUE, Vancouver, BC V6N 2L8 | Electrical Permit | Residential | New | Completed | Installation / Repair - Residential - All electrical work needs to be performed >BP: To construct a 2 storey one-family dwelling with Cellar ($1,150,532.5) with an open parking pad and 2 car detached garage, providing 3 parking space, having vehicular access from the 20' Lane. “Environmental Soil Report to be submitted prior to forms inspection for the Underground Storage Tank. Environmental Protection review and approval will be required prior to forms inspection.” The UST will need to be removed. A suspension will be placed on the building permit pending submission of the environmental report. NOTE: Building permit will be issued and suspended. “Waiting for Environmental Report” 1. Covenant registered at the Land Title Office under CA9186065 2. No Strata Titling permitted 3. Entire building to be sprinklered 13D 4. A/C proposed – Exterior component located in rear yard, Interior component located in upper floor closest 5. Bar sink located in recreation room 6. Schedule B: (Antony Wang) P.Eng (604.618.6236) Structural 7. Schedule B: (Zhao Guan) P.Eng (778.868.5635) Geotechnical 8. HPO: Residential Builder- Avis Homes Limited Note: This is a 2 storey building pursuant to the Zoning and Development By-Law **THIS PERMIT HAS BEEN ISSUED UNDER THE REQUIREMENTS OF VBBL #12511 (2019) ** | Franklin Electric Ltd
NULL | NULL | 2626 W 35TH AVENUE, Vancouver, BC V6N 2L8 | Electrical Permit | NULL | New | Withdrawn | Installation / Repair - - All electrical work needs to be performed | Franklin Electric Ltd
EP-2023-00873 | 2023-02-02 | 2626 W 35TH AVENUE, Vancouver, BC V6N 2L8 | Electrical Permit | Residential | New | Completed | Installation / Repair - Residential - Security Alarm, TEL,TV, Internet, Intercom >BP: To construct a 2 storey one-family dwelling with Cellar ($1,150,532.5) with an open parking pad and 2 car detached garage, providing 3 parking space, having vehicular access from the 20' Lane. “Environmental Soil Report to be submitted prior to forms inspection for the Underground Storage Tank. Environmental Protection review and approval will be required prior to forms inspection.” The UST will need to be removed. A suspension will be placed on the building permit pending submission of the environmental report. NOTE: Building permit will be issued and suspended. “Waiting for Environmental Report” 1. Covenant registered at the Land Title Office under CA9186065 2. No Strata Titling permitted 3. Entire building to be sprinklered 13D 4. A/C proposed – Exterior component located in rear yard, Interior component located in upper floor closest 5. Bar sink located in recreation room 6. Schedule B: (Antony Wang) P.Eng (604.618.6236) Structural 7. Schedule B: (Zhao Guan) P.Eng (778.868.5635) Geotechnical 8. HPO: Residential Builder- Avis Homes Limited Note: This is a 2 storey building pursuant to the Zoning and Development By-Law **THIS PERMIT HAS BEEN ISSUED UNDER THE REQUIREMENTS OF VBBL #12511 (2019) ** | Covert Security Solutions Inc
EP-2023-01515 | 2023-02-22 | 2626 W 35TH AVENUE, Vancouver, BC V6N 2L8 | Electrical Permit | Residential | New | Issued | Temporary Power - Residential - To provide temporary power. | Franklin Electric Ltd
PP-2022-01572 | 2022-06-02 | 2626 W 35TH AVENUE, Vancouver, BC V6N 2L8 | Plumbing Permit | Residential | New | Completed | Residential - Sumps >To construct a 2 storey one-family dwelling with Cellar ($1,150,532.5) with an open parking pad and 2 car detached garage, providing 3 parking space, having vehicular access from the 20' Lane. | Canadian Excavating Ltd
EP-2022-01181 | 2022-02-16 | 2626 W 35TH AVENUE, Vancouver, BC V6N 2L8 | Electrical Permit | Residential | New | Expired | Temporary Power - Residential - To provide temporary power. NOTE: Work authorized by this permit is for placement of a temporary power pole only and does not authorize any site construction and/or excavation. A separate Building Permit will be required prior to commencement of any other work on this site. | Aura West Electrical Inc
GP-2023-01490 | 2023-05-08 | 2627 W 35TH AVENUE, Vancouver, BC V6N 2L9 | Gas Permit | Residential | New | Issued | Residential - New gas line >BP: To construct a 2 storey + cellar one-family dwelling with a detached accessory building (garage), at the rear providing 2 parking spaces and an open parking pad, having vehicular access from the lane. | PBW Development Ltd
EP-2023-04187 | 2023-05-18 | 2627 W 35TH AVENUE, Vancouver, BC V6N 2L9 | Electrical Permit | Residential | New | Issued | Installation / Repair - Residential - new single family whole house wiring **Amend 01/09/2024** New Load Calculations uploaded >BP: To construct a 2 storey + cellar one-family dwelling with a detached accessory building (garage), at the rear providing 2 parking spaces and an open parking pad, having vehicular access from the lane. *Envelope and Environmental Separation designed according to Part 5. 1. A/C unit proposed in Rear Yard 2. Bar sink located in Game Area 3. Schedule A Peter Rose AIBC (604-689-1841) 4. Schedule B Peter Rose AIBC (604-689-1841) Architectural 5. Schedule B Tim Lam P.Eng (604-255-7670) Structural & Geotechnical 6. Schedule B P.K.L Fong P.Eng (604-837-3205) Geotechnical 7. Schedule D-1 Peter Rose AIBC (604-689-1841) 8. BC Housing Urbanscape Project Ltd. Note: This is a 2 storey building pursuant to the Zoning and Development By-Law ******THIS PERMIT HAS BEEN ISSUED UNDER THE REQUIREMENTS OF VBBL 2014 AND THE GREEN HOMES PROGRAM****** "Combustible projections or roof soffits on an exposing building face shall not project to less than .45m from the property line and shall be in compliance with VBBL 2014 9.10.15.5.(9)" The entire building, INCLUDING THE ATTACHED GARAGE (if applicable), to be sprinklered to NFPA 13D. | Jeff Electric Ltd
SP-2023-01179 | 2023-06-30 | 2627 W 35TH AVENUE, Vancouver, BC V6N 2L9 | Sprinkler Permit | Residential | New | Issued | Residential - fixture >BP: To construct a 2 storey + cellar one-family dwelling with a detached accessory building (garage), at the rear providing 2 parking spaces and an open parking pad, having vehicular access from the lane. *Envelope and Environmental Separation designed according to Part 5. 1. A/C unit proposed in Rear Yard 2. Bar sink located in Game Area 3. Schedule A Peter Rose AIBC (604-689-1841) 4. Schedule B Peter Rose AIBC (604-689-1841) Architectural 5. Schedule B Tim Lam P.Eng (604-255-7670) Structural & Geotechnical 6. Schedule B P.K.L Fong P.Eng (604-837-3205) Geotechnical 7. Schedule D-1 Peter Rose AIBC (604-689-1841) 8. BC Housing Urbanscape Project Ltd. | East West Plumbing (2007) Ltd
MP-2023-00107 | 2023-01-30 | 2627 W 35TH AVENUE, Vancouver, BC V6N 2L9 | Mechanical Permit | NULL | NULL | Issued | NULL | PBW Development Ltd
PP-2022-04316 | 2022-12-01 | 2627 W 35TH AVENUE, Vancouver, BC V6N 2L9 | Plumbing Permit | Residential | New | Issued | Residential - 1FD - Plumbing >BP: To construct a 2 storey + cellar one-family dwelling with a detached accessory building (garage), at the rear providing 2 parking spaces and an open parking pad, having vehicular access from the lane. *Envelope and Environmental Separation designed according to Part 5. 1. A/C unit proposed in Rear Yard 2. Bar sink located in Game Area The entire building, INCLUDING THE ATTACHED GARAGE (if applicable), to be sprinklered to NFPA 13D. | PBW Development Ltd
EP-2022-10249 | 2022-12-05 | 2627 W 35TH AVENUE, Vancouver, BC V6N 2L9 | Electrical Permit | Residential | New | Expired | Temporary Power - Residential - To provide temporary power. | Jeff Electric Ltd
NULL | NULL | 2627 W 35TH AVENUE, Vancouver, BC V6N 2L9 | Mechanical Permit | NULL | NULL | Draft | NULL | Billco Industries Ltd
NULL | NULL | 2627 W 35TH AVENUE, Vancouver, BC V6N 2L9 | Mechanical Permit | NULL | NULL | Draft | NULL | Billco Industries Ltd
NULL | NULL | 2627 W 35TH AVENUE, Vancouver, BC V6N 2L9 | Mechanical Permit | NULL | NULL | Draft | NULL | Billco Industries Ltd
MP-2023-01934 | 2023-11-01 | 2627 W 35TH AVENUE, Vancouver, BC V6N 2L9 | Mechanical Permit | NULL | NULL | Issued | NULL | Billco Industries Ltd
EP-2023-11001 | 2023-12-08 | 2627 W 35TH AVENUE, Vancouver, BC V6N 2L9 | Electrical Permit | Residential | New | Issued | Installation / Repair - Residential - Install Low Voltage Only: Data, CCTV, Intercom, Distribution Audio Rough-in and Finishing; Security Alarm Rough-In Only. **PART 5 ** To construct a 2 storey + cellar one-family dwelling with a detached accessory building (garage), at the rear providing 2 parking spaces and an open parking pad, having vehicular access from the lane. *Envelope and Environmental Separation designed according to Part 5. 1. A/C unit proposed in Rear Yard 2. Bar sink located in Game Area 3. Schedule A Peter Rose AIBC (604-689-1841) 4. Schedule B Peter Rose AIBC (604-689-1841) Architectural 5. Schedule B Tim Lam P.Eng (604-255-7670) Structural & Geotechnical 6. Schedule B P.K.L Fong P.Eng (604-837-3205) Geotechnical 7. Schedule D-1 Peter Rose AIBC (604-689-1841) 8. BC Housing Urbanscape Project Ltd. | ICove Technology Inc
GP-2023-03178 | 2023-10-23 | 2677 W 35TH AVENUE, Vancouver, BC V6N 2L9 | Gas Permit | Residential | New | Completed | Residential - 1 40 Gallon Hot Water Tank Install new HWT and corrected venting got Furnace and HWT | MCKIM MECHANICAL
GP-2022-03257 | 2022-10-21 | 2696 W 35TH AVENUE, Vancouver, BC V6N 2L8 | Gas Permit | Residential | Renovation | Completed | Residential - Jennair 30" Gas Cooktop with downdraft | Han Appliances & Refrigeration Ltd
EP-2022-03383 | 2022-04-27 | 3558 W 28TH AVENUE, Vancouver, BC V6S 1S2 | Electrical Permit | Residential | Renovation - Dwelling Unit(s) only | Completed | Installation / Repair - Residential - Remove and relocate existing kitchen receptacles and switches. Kitchen layout will stay very similar with the addition of a few receptacles and switches being relocated | RBM Electric Ltd
GP-2022-01431 | 2022-05-11 | 3558 W 28TH AVENUE, Vancouver, BC V6S 1S2 | Gas Permit | Residential | Renovation | Completed | Residential - Replace gas cooktop | CJ Gas Services Ltd
PP-2022-01327 | 2022-04-20 | 3558 W 28TH AVENUE, Vancouver, BC V6S 1S2 | Plumbing Permit | Residential | Renovation | Completed | Residential - Adding bar sink in kitchen. Reinstalling existing kitchen sink | Radim Byrtus
PP-2023-04072 | 2023-11-20 | 3569 W 30TH AVENUE, Vancouver, BC V6S 1W6 | Plumbing Permit | Residential | New | Issued | Residential - 2FD+2SS - One out side sump | East West Excavating 2022 ltd
EP-2023-07732 | 2023-08-28 | 3569 W 30TH AVENUE, Vancouver, BC V6S 1W6 | Electrical Permit | Residential | New | Issued | Temporary Power - Residential - To provide temporary power. >Permit Amendment Sep 11, 2023 -Wire Size is AWG 2/0 AL 3 Conductors NOTE: Work authorized by this permit is for placement of a temporary power pole only and does not authorize any site construction and/or excavation. A separate Building Permit will be required prior to commencement of any other work on this site. | SMART CHOICE ELECTRICAL LTD
PP-2023-04187 | 2023-11-29 | 3569 W 30TH AVENUE, Vancouver, BC V6S 1W6 | Plumbing Permit | Residential | New | Issued | Residential - Plumbing work at new house construction >BP: To construct a two-storey duplex with two secondary suites located in the basement, with a detached accessory building (garage) at the rear providing 2 parking spaces, having vehicular access from the lane. Note: This is a 2 storey building pursuant to the Zoning and Development By-Law 1. Covenant registered at the Land Title Office under CB864537 2. External mechanical unit proposed 3. Schedule B: Antony Wang P.Eng (604.618.6326) Structural, Geotechnical & Architectural 4. HPO: Residential Builder – RBC Holdings Ltd 5. Entire Building to have 2 x NFPA 13-D | Newtop Mechanical Ltd
MP-2024-00006 | 2024-01-03 | 3569 W 30TH AVENUE, Vancouver, BC V6S 1W6 | Mechanical Permit | NULL | NULL | Issued | NULL | Newtop Mechanical Ltd
GP-2023-01536 | 2023-05-16 | 3570 W 30TH AVENUE, Vancouver, BC V6S 1W5 | Gas Permit | Residential | Renovation | Completed | Residential - Boiler replaced. | Red Leaf Mechanical Ltd
NULL | NULL | 3570 W 30TH AVENUE, Vancouver, BC V6S 1W5 | Gas Permit | Residential | Renovation | Draft | Residential - Boiler replaced | NULL
NULL | NULL | 3570 W 30TH AVENUE, Vancouver, BC V6S 1W5 | Gas Permit | Residential | Renovation | Draft | Residential - Replace boiler | NULL
EP-2023-00408 | 2023-01-18 | 3590 W 30TH AVENUE, Vancouver, BC V6S 1W5 | Electrical Permit | Residential | Renovation | Completed | Installation / Repair - Residential - Overhead service upgrade project. Existing 100A overhead service upgrade to 200A Overhead service. No private pole need to be installed. Install new meter socket, new mast pipe, new Emily Lug, new ground plate, new 200A panel, existing panel and circuit to be remained. | Guy Line Electric Ltd
GP-2023-01936 | 2023-06-27 | 3660 W 30TH AVENUE, Vancouver, BC | Gas Permit | Residential | Renovation | Completed | Residential - Replace boiler on ground floor. Amendment - September 15, 2023 - Corrected address from Primary (3664 W 30th Ave) to Laneway House (3660 W 30th Ave) | Canadian Care Heating & Cooling Ltd
PP-2022-02675 | 2022-08-04 | 4741 W 2ND AVENUE, Vancouver, BC V6T 1C1 | Plumbing Permit | Residential | New | Issued | Residential - Sump | Apolla Demolition & Excavating Ltd.
PP-2022-03019 | 2022-09-29 | 4741 W 2ND AVENUE, Vancouver, BC V6T 1C1 | Plumbing Permit | Residential | New | Issued | Residential - All DWV, water pipe & fixture installation for the new main house & laneway house. >DB: To construct a 2 storey + cellar one-family dwelling with a detached accessory building (garage) at the rear providing 3 parking spaces, in addition to 1 surface parking space next to the LWH, having vehicular access from the lane. Note: This is a 2 storey building pursuant to the Zoning and Development By-Law. Covenant registered at the Land Title Office under CA8746056. 2- No strata titling permitted 3- Bar sink proposed in Basement level 4- A/C unit proposed in Rear Yard | D-Luxe Plumbing & Heating Ltd
EP-2022-06903 | 2022-12-01 | 4741 W 2ND AVENUE, Vancouver, BC V6T 1C1 | Electrical Permit | Residential | New | Issued | Installation / Repair - Residential - Single Family Home New Construction -Lighting -New Service Equipment -Low Voltage Data/Communction -Receptacles -Appliance feeders. >BP: To construct a 2 storey + cellar one-family dwelling with a detached accessory building (garage) at the rear providing 3 parking spaces, in addition to 1 surface parking space next to the LWH, having vehicular access from the lane. Note: This is a 2 storey building pursuant to the Zoning and Development By-Law. This building has been designed under Part 5 of the VBBL #12511 (2019). Architectural Schedule B – Loy Leyland (604-736-1419) Schedule D-1 – Min-Wei Chen (604-449-7789) Structural Schedule B – Scott Ash-Anderson, PEng (604-228-0518) Geotechnical Schedule B – Gunther Yip, PEng (604-513-4190) Covenant registered at the Land Title Office under CA8746056. 2- No strata titling permitted 3- Bar sink proposed in Basement level 4- A/C unit proposed in Rear Yard 5. BC Housing (LEWIS VANCOUVER CONSTRUCTION LTD) "Combustible projections or roof soffits on an exposing building face shall not project to less than .45m from the property line and shall be in compliance with VBBL 2019 9.10.15.5.(9)" The entire building, INCLUDING THE ATTACHED GARAGE (if applicable), to be sprinklered to NFPA 13D. Any alterations or conversions to the attached garage (if applicable) to habitable living space shall not be permitted without first obtaining the approval of the Director of Planning and the Chief Building Official. Thermal protection measures and Laneway house design guidelines shall be required to be met prior to the approval of the conversion. ******THIS PERMIT HAS BEEN ISSUED UNDER THE REQUIREMENTS OF VBBL 2019 AND THE GREEN HOMES PROGRAM****** | Cactus Electrical Corp
EP-2022-08249 | 2022-09-28 | 4741 W 2ND AVENUE, Vancouver, BC V6T 1C1 | Electrical Permit | Residential | New | Expired | Temporary Power - Residential - To provide temporary power. | Clarus Electric Corp
MP-2023-01622 | 2023-09-26 | 4741 W 2ND AVENUE, Vancouver, BC V6T 1C1 | Mechanical Permit | NULL | NULL | Issued | NULL | D-Luxe Plumbing & Heating Ltd
EP-2023-08808 | 2023-09-28 | 4741 W 2ND AVENUE, Vancouver, BC V6T 1C1 | Electrical Permit | Residential | New | Issued | Temporary Power - Residential - To provide temporary power. | Clarus Electric Corp
PP-2023-04404 | 2023-12-20 | 4754 W 2ND AVENUE, Vancouver, BC V6T 1B9 | Plumbing Permit | Residential | New | Issued | Residential - 1x outside gravity sump | J & R Excavation & Demolition Ltd.
EP-2023-04213 | 2023-05-15 | 4754 W 2ND AVENUE, Vancouver, BC V6T 1B9 | Electrical Permit | Residential | New | Issued | Temporary Power - Residential - To provide temporary power. NOTE: Work authorized by this permit is for placement of a temporary power pole only and does not authorize any site construction and/or excavation. A separate Building Permit will be required prior to commencement of any other work on this site. If work on this site could lead to ground disturbance (impacting soil) advise applicant to contact the Provincial Archeology Branch at 250-953-3334 for a list of archaeological consultants, who when retained by the proponent, will apply on the proponent’s behalf for the necessary archaeological permits. In addition, please be advised that reports from an Archeologist (Archaeological Overview Assessment (AOA) or Archaeological Impact Assessment (AIA) reports) and archaeological/heritage inspection permits from the First Nations may be necessary prior to the release of your City of Vancouver permits | Kuban Electric Ltd
PP-2023-02080 | 2023-06-13 | 4763 W 2ND AVENUE, Vancouver, BC V6T 1C1 | Plumbing Permit | Residential | Renovation | Issued | Residential - Install new Floor drains for new Spa and move lavatory basin rough in. >BP: Interior alterations to the lower floor (cellar) to add a sauna, steam room, stairs to the mechanical room and reconfigure a portion of the floor for this existing two storey plus cellar one family dwelling on this inside with lane site. | Total Force Mechanical Ltd
EP-2023-04846 | 2023-06-07 | 4763 W 2ND AVENUE, Vancouver, BC V6T 1C1 | Electrical Permit | Residential | Renovation | Issued | Installation / Repair - Residential - Removing existing lighting in basement then Wiring for new lighting, new sauna and steam shower. Installation of back up emergency generator system. >BP: Interior alterations to the lower floor (cellar) to add a sauna, steam room, stairs to the mechanical room and reconfigure a portion of the floor for this existing two storey plus cellar one family dwelling on this inside with lane site. Ok for Field Review as per Manuel Meier. REUP submitted as per Allen Joshua Selva Rabi, 604-562-0387, allen@capitalhomenergy.com Note: Note: A/C unit to conform to City of Vancouver Noise By-Law. Noise emanating from mechanical equipment (e.g., air conditioning units, exhaust equipment, generators, etc.) is required to conform to Vancouver By-law No. 6555 regulating Noise or Sound. | PRO D Electric Ltd
SP-2023-01967 | 2023-10-25 | 4763 W 2ND AVENUE, Vancouver, BC V6T 1C1 | Sprinkler Permit | Residential | Renovation | Issued | Residential - Sprinkler pipes need to be relocated in the media room as well as along the path to the pool / mechanical room to make way for new hydronic cooling lines and ductwork. See example photos below. >BP: 4763 W 2nd Av Interior alterations to the lower floor (cellar) to add a sauna, steam room, stairs to the mechanical room and reconfigure a portion of the floor for this existing two storey plus cellar one family dwelling on this inside with lane site. | Frontier Fire Protection Ltd
EP-2023-09428 | 2023-10-30 | 4763 W 2ND AVENUE, Vancouver, BC V6T 1C1 | Electrical Permit | Residential | Renovation | Issued | Installation / Repair - Residential - -Audio, video, control cabling for basement renovation - dedicated media room AV cabling - To tie in to existing system >BP: Interior alterations to the lower floor (cellar) to add a sauna, steam room, stairs to the mechanical room and reconfigure a portion of the floor for this existing two storey plus cellar one family dwelling on this inside with lane site. Ok for Field Review as per Manuel Meier. REUP submitted as per Allen Joshua Selva Rabi, 604-562-0387, allen@capitalhomenergy.com Note: Note: A/C unit to conform to City of Vancouver Noise By-Law. Noise emanating from mechanical equipment (e.g., air conditioning units, exhaust equipment, generators, etc.) is required to conform to Vancouver By-law No. 6555 regulating Noise or Sound. | Pure Image Technology Solutions Ltd
NULL | NULL | 2825 W 31ST AVENUE, Vancouver, BC V6L 2A3 | Mechanical Permit | NULL | NULL | Draft | NULL | Evco Comfort Solutions Inc
GP-2023-01810 | 2023-06-13 | 2825 W 31ST AVENUE, Vancouver, BC V6L 2A3 | Gas Permit | Residential | Renovation | Completed | Residential - 1 boiler >BP; Exterior and interior alterations to renovate this existing one family dwelling Amend: June 23, 2023- Added 1 cooktop re:re | Sam Brothers Plumbing and Heating Ltd
EP-2022-10416 | 2023-01-06 | 2825 W 31ST AVENUE, Vancouver, BC V6L 2A3 | Electrical Permit | Residential | Renovation | Completed | Installation / Repair - Residential - Interior alterations to renovate existing one family dwelling New lightings throughout house, minor interior layout change, service upgrade -A mechanical permit is required for heat pump installation before an electrical inspection will be performed- MT >BP: Exterior and interior alterations to renovate this existing one family dwelling. Scope of work: remove partial load bearing wall, new kitchen cabinets, interior reno, existing window different from COV's record, acquire approval for current window layout. | Quad A Electrical Ltd
GP-2022-04018 | 2022-12-16 | 2825 W 31ST AVENUE, Vancouver, BC V6L 2A3 | Gas Permit | Residential | Renovation | Completed | Residential - Installation of 1 gas fireplace - venting and hook up only >BP: Exterior and interior alterations to renovate this existing one family dwelling. Scope of work: remove partial load bearing wall, new kitchen cabinets, interior reno, existing window different from COV's record, acquire approval for current window layout. | Urban Fireplaces Ltd
PP-2022-04262 | 2022-11-28 | 2825 W 31ST AVENUE, Vancouver, BC V6L 2A3 | Plumbing Permit | Residential | Renovation | Completed | Residential - Re pipe water line. Re and re work. >BP: Exterior and interior alterations to renovate this existing one family dwelling. Scope of work: remove partial load bearing wall, new kitchen cabinets, interior reno, existing window different from COV's record, acquire approval for current window layout. | Sam Brothers Plumbing and Heating Ltd
GP-2023-03403 | 2023-11-06 | 2846 W 31ST AVENUE, Vancouver, BC V6L 2A2 | Gas Permit | Residential | Renovation | Completed | Residential - RE&RE hot water tank | Milani Plumbing Heating & Air Conditioning Ltd
GP-2022-01806 | 2022-06-13 | 2854 W 31ST AVENUE, Vancouver, BC V6L 2A2 | Gas Permit | Residential | Renovation | Completed | Residential - To replace 1 furnace in the same location. | Paolo's Plumbing & Heating Ltd
GP-2022-01597 | 2022-05-25 | 2854 W 31ST AVENUE, Vancouver, BC V6L 2A2 | Gas Permit | Residential | Renovation | Completed | Residential - to replace one furnace in the same location. | Paolo's Plumbing & Heating Ltd
GP-2023-03180 | 2023-10-23 | 2908 W 32ND AVENUE, Vancouver, BC V6L 2B7 | Gas Permit | Residential | Renovation | Completed | Residential - Replace gas hot water tank | Vector Home Services Inc
MP-2023-01896 | 2023-10-23 | 2908 W 32ND AVENUE, Vancouver, BC V6L 2B7 | Mechanical Permit | NULL | NULL | Issued | NULL | Vector Home Services Inc
EP-2023-09566 | NULL | 2908 W 32ND AVENUE, Vancouver, BC V6L 2B7 | Electrical Permit | Residential | Renovation | Applicant Revisions | Installation / Repair - Residential - Install 30 amp branch circuit for heat pump MP-2023-01896 | Vector Home Services Inc
GP-2022-02453 | 2022-08-19 | 2923 W 32ND AVENUE, Vancouver, BC V6L 2B8 | Gas Permit | Residential | Tenant Improvement | Completed | Residential - RE RE FURNACE >>Amend: Aug 24th Can you please put an additional installation with this same permit: *Addition of 50G HWT with a Re Re Furnace * Amend: Oct 27, 2022 amend this application to be a RE RE Furnace & RE RE HWT | Moore & Russell Heating Ltd
MP-2022-00527 | 2022-11-07 | 2940 W 32ND AVENUE, Vancouver, BC V6L 2B7 | Mechanical Permit | NULL | NULL | Completed | NULL | Thomson Industries Ltd
EP-2022-09405 | 2022-11-04 | 2940 W 32ND AVENUE, Vancouver, BC V6L 2B7 | Electrical Permit | Residential | Renovation | Completed | Installation / Repair - Residential - Dedicated Branch Circuit for Heat Pump Dedicated Branch Circuit for Heat Strip [Mechanical Permit has specs] Install a DCC12 controller for Heat Strip. Heat strip load is monitored and controlled by the DCC12 load controller. Note: A mechanical permit is required. | Pacific Star Electric Inc
EP-2022-04902 | 2022-06-09 | 3391 W 34TH AVENUE, Vancouver, BC V6N 2K5 | Electrical Permit | Residential | New | Expired | Temporary Power - Residential - To provide temporary power. | FC Electric Inc
MP-2023-01954 | 2023-11-01 | 3391 W 34TH AVENUE, Vancouver, BC V6N 2K5 | Mechanical Permit | NULL | NULL | Issued | NULL | Titanium HVAC Inc
EP-2022-09055 | 2022-10-25 | 3391 W 34TH AVENUE, Vancouver, BC V6N 2K5 | Electrical Permit | Residential | New | Issued | Installation / Repair - Residential - Complete electrical wiring for new SFD ** Amend 11/03/2022** West side of home to be inspected only increase value to 25,000 >BP: To construct a 2 storey + cellar one-family ($1,516,442.50) with attached garage providing 2 parking spaces, having vehicular access from the street. 1. No Strata Titling permitted 2. A/C proposed – Exterior component located in east, Interior component located in cellar 3. Bar sink located in cellar pool table area 4. Schedule A: (Jonathan Katz) Registered Architect (604.224.6890) 5. Schedule B: (Jonathan Katz) Registered Architect (604.224.6890) 6. Schedule B: (Clinton Yiu) P.Eng (604.255.7670) Structural 7. Schedule B: (Gunther Yip) P.Eng (604.513.4190) Geotechnical 8. Schedule B: (B.Larick) P.Eng (604.619.8875) Structural & Geotechnical (Pool) 9. Schedule D:(Ricardo Sapllnik) P.Eng (604-523-1366) 10. HPO: Residential Builder- Sage Construction Ltd. Note: This is a 2 storey building pursuant to the Zoning and Development By-Law Address Information: Principle Dwelling: 3391 W 34 Ave Addresses have been assigned per the approved plans. This access must be provided & maintained at all times and the building addresses posted to be visible from the street in accordance with the Building By-law. **THIS PERMIT HAS BEEN ISSUED UNDER THE REQUIREMENTS OF VBBL #12511 (2019)** | FC Electric Inc
PP-2022-03451 | 2022-09-28 | 3391 W 34TH AVENUE, Vancouver, BC V6N 2K5 | Plumbing Permit | Residential | New | Issued | Residential - Sump | BESTWAY EXCAVATING & DEMOLITION 2008 LTD
SP-2023-01015 | 2023-06-08 | 3391 W 34TH AVENUE, Vancouver, BC V6N 2K5 | Sprinkler Permit | Residential | New | Issued | Residential - installation of a new fire sprinkler system >DB: To construct a 2 storey + cellar one-family with attached garage providing 2 parking spaces, having vehicular access from the street. 1. No Strata Titling permitted 2. A/C proposed – Exterior component located in east, Interior component located in cellar 3. Bar sink located in cellar pool table area | CENTRE LINE FIRE SPRINKLERS LTD
NULL | NULL | 3391 W 34TH AVENUE, Vancouver, BC V6N 2K5 | Electrical Permit | Residential | New | Draft | Installation / Repair - Residential - Low voltage including security alarm, CCTV, Structured Wiring, Home automation, Media distribution, Central Vacuum, Shades | Moda Smart Home Inc
EP-2023-04971 | 2023-06-05 | 3391 W 34TH AVENUE, Vancouver, BC V6N 2K5 | Electrical Permit | Residential | New | Issued | Installation / Repair - Residential - Low voltage including security alarm, CCTV, Structured Wiring, Home automation, media, vacuum and intercom. >BP: To construct a 2 storey + cellar one-family ($1,516,442.50) with attached garage providing 2 parking spaces, having vehicular access from the street. | Moda Smart Home Inc
GP-2023-01927 | 2023-06-26 | 3391 W 34TH AVENUE, Vancouver, BC V6N 2K5 | Gas Permit | Residential | New | Issued | Residential - 3 gas fireplaces Venting and hook up only >BP: To construct a 2 storey + cellar one-family | Urban Fireplaces Ltd
MP-2023-01392 | NULL | 3391 W 34TH AVENUE, Vancouver, BC V6N 2K5 | Mechanical Permit | NULL | NULL | Application Incomplete | NULL | Next day Home Services Inc.
MP-2023-00573 | 2023-04-05 | 3391 W 34TH AVENUE, Vancouver, BC V6N 2K5 | Mechanical Permit | NULL | NULL | Issued | NULL | Aquaman Plumbing And Heating Ltd
GP-2023-00982 | 2023-03-21 | 3391 W 34TH AVENUE, Vancouver, BC V6N 2K5 | Gas Permit | Residential | New | Issued | Residential - 1 Water Heater, 1 Range, 1 Boiler, 1 BBQ & 1 Patio Heater/Fire Pit New pipes >BP: To construct a 2 storey + cellar one-family ($1,516,442.50) with attached garage providing 2 parking spaces, having vehicular access from the street. | Aquaman Plumbing And Heating Ltd
PP-2023-00357 | 2023-02-02 | 3391 W 34TH AVENUE, Vancouver, BC V6N 2K5 | Plumbing Permit | Residential | New | Issued | Residential - 1FD - New plumbing on three floors >DB: To construct a 2 storey + cellar one-family with attached garage providing 2 parking spaces, having vehicular access from the street. 1. No Strata Titling permitted 2. A/C proposed – Exterior component located in east, Interior component located in cellar 3. Bar sink located in cellar pool table area | Aquaman Plumbing And Heating Ltd
GP-2023-03738 | 2023-11-27 | 66 W 37TH AVENUE, Vancouver, BC V5Y 2N1 | Gas Permit | Residential | Renovation | Completed | Residential - combi bolier | Flame Co Heating Services Ltd
EP-2023-10940 | 2023-12-08 | 3535 W 35TH AVENUE, Vancouver, BC V6N 2N4 | Electrical Permit | Residential | New | Issued | Temporary Power - Residential - To provide temporary power. NOTE: Work authorized by this permit is for placement of a temporary power pole only and does not authorize any site construction and/or excavation. A separate Building Permit will be required prior to commencement of any other work on this site. | Line In Electric Ltd
EP-2023-08273 | 2023-09-12 | 3546 W 35TH AVENUE, Vancouver, BC V6N 2N5 | Electrical Permit | Residential | Addition | Issued | Temporary Power - Residential - To provide temporary power. | O J ELECTRIC LTD
EP-2022-04211 | 2022-05-20 | 3561 W 35TH AVENUE, Vancouver, BC V6N 2N4 | Electrical Permit | Residential | New | Expired | Temporary Power - Residential - To provide temporary power. | AJ's Electrical Contractors LTD
EP-2023-07126 | 2023-08-18 | 3576 W 35TH AVENUE, Vancouver, BC V6N 2N5 | Electrical Permit | Residential | New | Issued | Installation / Repair - Residential - ¦ 1FD + 1SS- 400A ¦ New single family dwelling with suite *An approved mechanical permit is required for the installation of air conditioning or heat pump unit at the time of installation before an electrical inspection will be performed To construct a 2 storey one-family dwelling with a secondary suite located in the Basement with a detached accessory building (garage) , at the rear providing 2 parking spaces, having vehicular access from the lane. 1. Covenant registered at the Land Title Office under CB357930 2. No Strata Titling permitted 3. No A/C Unit proposed 4. Schedule B: (Dan Wicke) P.Eng (604.484.2859) Structural 5. Schedule B: (Paul A. Davies) P.Eng (604.770.0355) Geotechnical 6. HPO: Residential Builder- GEMLEVY PROJECTS LTD. | Castle Electric Inc
PP-2023-02546 | 2023-07-18 | 3576 W 35TH AVENUE, Vancouver, BC V6N 2N5 | Plumbing Permit | Residential | New | Issued | Residential - Install 2 outside sumps without pumps Oct 23/2023-AMEND Change one outside sump to one outside sump with pump NOTE: Engineering Assurance letter will be submitted to the Plumbing Inspector on the site. Letter shall conform to the requirements of Vancouver Bulletin 2000-008-EL/PL. | Octiscapes Site Services Ltd
EP-2023-06077 | 2023-07-06 | 3576 W 35TH AVENUE, Vancouver, BC V6N 2N5 | Electrical Permit | Residential | New | Issued | Temporary Power - Residential - To provide temporary power. | Castle Electric Inc
EP-2022-10256 | 2022-12-06 | 657 W 37TH AVENUE, Vancouver, BC V5Z 1K6 | Electrical Permit | Commercial | NULL | Expired | Annual / Operating - misc electrical work throughout Renewal of EP-2021-08984 Valid: December 4, 2022 to December 3, 2023 | Mott Electric General Partnership
EP-2023-04799 | 2023-06-07 | 1987 W 35TH AVENUE, Vancouver, BC V6M 1H8 | Electrical Permit | Residential | Renovation | Issued | Installation / Repair - Residential - Relocation of existing 200 amp overhead service to a underground service | Seamless Power Ltd
GP-2022-02681 | 2022-09-08 | 2042 W 35TH AVENUE, Vancouver, BC V6M 1H9 | Gas Permit | Residential | Tenant Improvement | Completed | Residential - install gas fireplace | Campbell Care Plumbing, Heating & Air Ltd.
EP-2023-04037 | 2023-05-09 | 3006 W 26TH AVENUE, Vancouver, BC V6L 1V8 | Electrical Permit | Residential | Addition | Completed | Installation / Repair - Residential - Install a 40 AMP NEMA 14-50 receptacle and branch circuit in the garage for EV charging; supplied by the existing 200 AMP main panel in the garage. | Amor Energy Corporation
GP-2022-03497 | 2022-11-09 | 3068 W 26TH AVENUE, Vancouver, BC V6L 1V8 | Gas Permit | Residential | Tenant Improvement | Completed | Residential - Re Re furnace | Moore & Russell Heating Ltd
GP-2023-02351 | 2023-08-11 | 3068 W 26TH AVENUE, Vancouver, BC V6L 1V8 | Gas Permit | Residential | Tenant Improvement | Issued | Residential - Replacement of gas range | Simon Appliance and Plumbing Ltd
GP-2022-03654 | 2022-11-21 | 3075 W 26TH AVENUE, Vancouver, BC V6L 1V9 | Gas Permit | Residential | Renovation | Completed | Residential - Re & Re Boiler | Eaton's Heating Ltd
GP-2023-00744 | 2023-03-02 | 3082 W 26TH AVENUE, Vancouver, BC V6L 1V8 | Gas Permit | Residential | Renovation | Completed | Residential - replace boiler | BNA Systems Inc and/or Kirkland Metal Shop Ltd
GP-2023-03181 | 2023-10-24 | 3118 W 26TH AVENUE, Vancouver, BC V6L 1V8 | Gas Permit | Residential | Renovation | Completed | Residential - Replace water heater and boiler with combination unit | 1230004 BC Ltd
NULL | NULL | 3118 W 26TH AVENUE, Vancouver, BC V6L 1V8 | Mechanical Permit | NULL | NULL | Draft | NULL | 1230004 BC Ltd
GP-2022-00223 | 2022-01-25 | 3128 W 26TH AVENUE, Vancouver, BC V6L 1V8 | Gas Permit | Residential | Tenant Improvement | Completed | Residential - Re Re Furnace | Moore & Russell Heating Ltd
EP-2022-04144 | 2022-05-30 | 3128 W 26TH AVENUE, Vancouver, BC V6L 1V8 | Electrical Permit | Residential | Tenant Improvement | Issued | Installation / Repair - Residential - Electrical install of heat pump. No BP required. No change to existing service. | Moore And Russell Heating And Air Conditioning Ltd
EP-2022-01240 | 2022-02-16 | 3171 W 26TH AVENUE, Vancouver, BC V6L 1V9 | Electrical Permit | Residential | Renovation | Completed | Installation / Repair - Residential - relocate service from main house to lane way house service stay same 100 amps | O J ELECTRIC LTD
SP-2022-00687 | 2022-05-11 | 3172 W 26TH AVENUE, Vancouver, BC V6L 1V8 | Sprinkler Permit | Residential | New | Completed | Residential - spriler a duplex To construct a 2-storey two-family dwelling with a secondary suite and detached accessory building (garage) at the rear providing 2 parking spaces and a surface parking, having vehicular access from the lane. The entire building to be sprinklered to NFPA 13D. NOTE: To achieve the required FSR a floor space exclusion of 2% has been applied to this application as per section 10.11.1 of the district schedule, to accommodate improved building performance. 1. Covenant registered at the Land Title Office under CA9268165 2. No strata titling permitted 3. A/C unit proposed in front and rear yard 4. Schedule B Ke Jian Ma P.Eng (604-599-8890) Structural & Geotechnical 5. BC Housing Sunnywell Development Ltd AMEND: JAN 27/2023 FLOW TEST REPORTS UPLOADED Amend: Apr 13/2023 Schedule C | FIRE-TECH SPRINKLERS LTD
EP-2022-03193 | 2022-04-22 | 3172 W 26TH AVENUE, Vancouver, BC V6L 1V8 | Electrical Permit | Residential | New | Completed | Installation / Repair - Residential - A 2-storey two-family dwelling with a secondary suite. Main Consumer's Service: 200A. 2 Electric Meters. Each Unit Service: 100A. >BP: To construct a 2-storey two-family dwelling with a secondary suite and detached accessory building (garage) at the rear providing 2 parking spaces and a surface parking, having vehicular access from the lane. The entire building to be sprinklered to NFPA 13D. NOTE: To achieve the required FSR a floor space exclusion of 2% has been applied to this application as per section 10.11.1 of the district schedule, to accommodate improved building performance. 1. Covenant registered at the Land Title Office under CA9268165 2. No strata titling permitted 3. A/C unit proposed in front and rear yard 4. Schedule B Ke Jian Ma P.Eng (604-599-8890) Structural & Geotechnical 5. BC Housing Sunnywell Development Ltd Note: This is a 2 storey building pursuant to the Zoning and Development By-Law All rooms adjacent to East and West exposing building face shall be sprinklered. "Combustible projections or roof soffits on an exposing building face shall not project to less than .45m from the property line and shall be in compliance with VBBL 2019 9.10.15.5.(9)" ******THIS PERMIT HAS BEEN ISSUED UNDER THE REQUIREMENTS OF VBBL 2019****** | Cathay Services Ltd
PP-2022-03912 | 2022-11-02 | 3172 W 26TH AVENUE, Vancouver, BC V6L 1V8 | Plumbing Permit | Residential | New | Completed | Residential - backflow preventor for lawn irrigation >BP: To construct a 2-storey two-family dwelling with a secondary suite and detached accessory building (garage) at the rear providing 2 parking spaces and a surface parking, having vehicular access from the lane. | Oriental Landscaping & Home Improvement ltd
EP-2022-05267 | 2022-06-21 | 3172 W 26TH AVENUE, Vancouver, BC V6L 1V8 | Electrical Permit | Residential | New | Completed | Installation / Repair - Residential - security Alarm ,intercom ,tv, data ,camera wiring & completion >BP: To construct a 2-storey two-family dwelling with a secondary suite and detached accessory building (garage) at the rear providing 2 parking spaces and a surface parking, having vehicular access from the lane. The entire building to be sprinklered to NFPA 13D. | Repel Security Systems Ltd
GP-2022-01873 | 2022-06-21 | 3172 W 26TH AVENUE, Vancouver, BC V6L 1V8 | Gas Permit | Residential | New | Completed | Residential - 3170 w26 ave to install 1 boiler 1 range 1 dryer 3172 w26 ave to install 1 boiler 2 range 2 dryer > To construct a 2-storey two-family dwelling with a secondary suite and detached accessory building (garage) at the rear providing 2 parking spaces and a surface parking, having vehicular access from the lane. The entire building to be sprinklered to NFPA 13D. NOTE: To achieve the required FSR a floor space exclusion of 2% has been applied to this application as per section 10.11.1 of the district schedule, to accommodate improved building performance. 1. Covenant registered at the Land Title Office under CA9268165 2. No strata titling permitted 3. A/C unit proposed in front and rear yard 4. Schedule B Ke Jian Ma P.Eng (604-599-8890) Structural & Geotechnical 5. BC Housing Sunnywell Development Ltd Note: This is a 2 storey building pursuant to the Zoning and Development By-Law All rooms adjacent to East and West exposing building face shall be sprinklered. "Combustible projections or roof soffits on an exposing building face shall not project to less than .45m from the property line and shall be in compliance with VBBL 2019 9.10.15.5.(9)" ******THIS PERMIT HAS BEEN ISSUED UNDER THE REQUIREMENTS OF VBBL 2019****** | Symbolistic Heating Ltd
NULL | NULL | 3172 W 26TH AVENUE, Vancouver, BC V6L 1V8 | Mechanical Permit | NULL | NULL | Withdrawn | NULL | S & J Mechanical Ltd
PP-2022-03500 | 2022-10-03 | 3229 W 26TH AVENUE, Vancouver, BC V6L 1W2 | Plumbing Permit | Residential | New | Completed | Residential - DWV, waterline and finishing | Lotus Plumbing, Heating & Gas Fitting Ltd
MP-2022-00322 | 2022-10-01 | 3229 W 26TH AVENUE, Vancouver, BC V6L 1W2 | Mechanical Permit | NULL | NULL | Completed | NULL | Lotus Plumbing, Heating & Gas Fitting Ltd
GP-2023-00264 | 2023-01-26 | 3229 W 26TH AVENUE, Vancouver, BC V6L 1W2 | Gas Permit | Residential | New | Completed | Residential - All black iron piping include fittings.2psi natural gas line.This is duplex so complete installation for boilers.Piping only for 2 kitchens (70000 btu each) and piping only for bbq’s ( 50000 btu etch) >BP: To construct a 2-storey two-family dwelling with Secondary Suite with a detached accessory building (garage) at the rear and open parking pad providing 4 parking spaces, having vehicular access from the lane. | POLLY MECHANICAL LTD
SP-2023-00086 | 2023-01-18 | 3229 W 26TH AVENUE, Vancouver, BC V6L 1W2 | Sprinkler Permit | Residential | New | Completed | Residential - new sprinkler system installations The entire building, to be sprinklered to NFPA 13D. >BP: To construct a 2-storey two-family dwelling with Secondary Suite with a detached accessory building (garage) at the rear and open parking pad providing 4 parking spaces, having vehicular access from the lane. Note: This is a 2 storey building pursuant to the Zoning and Development By-Law 1. Covenant registration must be completed prior to final inspection. 2. No strata titling permitted. 3. A/C units proposed in rear yard. 4. Bar sinks proposed in main floor. 5. Schedule B: Yongkang Deng P.Eng (604-505-6816) Structural & Geotechnical 6. HPO: Palas Homes Ltd. EAST UNIT 3229 W 26th Av - One Family Dwelling (basement,1st-3rd floor) WEST UNIT #1-3231 W 26th Av - One Family Dwelling (1st-2nd floor) #2-3231 W 26th Av - Secondary Suite (basement) Address and suite numbers assigned as per approved plans for Fire and Emergency response. The address numbers are to be posted to the building to be visible from the street and the suite numbers are to be posted at the suite entries in accordance with the Building By-law prior to final inspection. The entire building, to be sprinklered to NFPA 13D. NOTE: To achieve the required FSR a floor space exclusion of 2% has been applied to this application as per section 10.11.1 of the district schedule, to accommodate improved building performance. "Combustible projections or roof soffits on an exposing building face shall not project to less than .45m from the property line and shall be in compliance with VBBL 2019 9.10.15.5.(9)" ******THIS PERMIT HAS BEEN ISSUED UNDER THE REQUIREMENTS OF VBBL 2019****** | Spectrum Fire Protection Ltd
EP-2023-01511 | 2023-02-22 | 3229 W 26TH AVENUE, Vancouver, BC V6L 1W2 | Electrical Permit | Residential | New | Issued | Temporary Power - Residential - To provide temporary power. | Apaar Electrical Ltd
MP-2023-00158 | 2023-02-06 | 3229 W 26TH AVENUE, Vancouver, BC V6L 1W2 | Mechanical Permit | NULL | NULL | Completed | NULL | UComfort Services Inc
EP-2023-01079 | 2023-02-08 | 3229 W 26TH AVENUE, Vancouver, BC V6L 1W2 | Electrical Permit | Residential | New | Completed | Installation / Repair - Residential - Low voltage rough wire for Data, Cable, alarm, intercom & Cams. >BP: To construct a 2-storey two-family dwelling with Secondary Suite with a detached accessory building (garage) at the rear and open parking pad providing 4 parking spaces, having vehicular access from the lane. Note: This is a 2 storey building pursuant to the Zoning and Development By-Law 1. Covenant registration must be completed prior to final inspection. 2. No strata titling permitted. 3. A/C units proposed in rear yard. 4. Bar sinks proposed in main floor. 5. Schedule B: Yongkang Deng P.Eng (604-505-6816) Structural & Geotechnical 6. HPO: Palas Homes Ltd. The entire building, to be sprinklered to NFPA 13D. NOTE: To achieve the required FSR a floor space exclusion of 2% has been applied to this application as per section 10.11.1 of the district schedule, to accommodate improved building performance. "Combustible projections or roof soffits on an exposing building face shall not project to less than .45m from the property line and shall be in compliance with VBBL 2019 9.10.15.5.(9)" ******THIS PERMIT HAS BEEN ISSUED UNDER THE REQUIREMENTS OF VBBL 2019****** | Paratech Integrated Systems Ltd
GP-2023-02616 | 2023-09-07 | 3229 W 26TH AVENUE, Vancouver, BC V6L 1W2 | Gas Permit | Residential | New | Completed | Residential - Installation 2 Ranges >BP: To construct a 2-storey two-family dwelling with Secondary Suite with a detached accessory building (garage) at the rear and open parking pad providing 4 parking spaces, having vehicular access from the lane. | Lotus Plumbing, Heating & Gas Fitting Ltd
PP-2022-01499 | 2022-05-03 | 3229 W 26TH AVENUE, Vancouver, BC V6L 1W2 | Plumbing Permit | Residential | New | Completed | Residential - Install one sump | Van-City Excavating Ltd
EP-2022-04512 | 2022-06-02 | 3229 W 26TH AVENUE, Vancouver, BC V6L 1W2 | Electrical Permit | Residential | New | Completed | Installation / Repair - Residential - New Construction of two family dwelling with a Secondary Suite. Main consumer's service. 200 amps 1 unit. service 125 amps 2 unit. service 125 amps >BP: To construct a 2-storey two-family dwelling with Secondary Suite with a detached accessory building (garage) at the rear and open parking pad providing 4 parking spaces, having vehicular access from the lane. Note: This is a 2 storey building pursuant to the Zoning and Development By-Law 1. Covenant registration must be completed prior to final inspection. 2. No strata titling permitted. 3. A/C units proposed in rear yard. 4. Bar sinks proposed in main floor. 5. Schedule B: Yongkang Deng P.Eng (604-505-6816) Structural & Geotechnical 6. HPO: Palas Homes Ltd. The entire building, to be sprinklered to NFPA 13D. NOTE: To achieve the required FSR a floor space exclusion of 2% has been applied to this application as per section 10.11.1 of the district schedule, to accommodate improved building performance. "Combustible projections or roof soffits on an exposing building face shall not project to less than .45m from the property line and shall be in compliance with VBBL 2019 9.10.15.5.(9)" ******THIS PERMIT HAS BEEN ISSUED UNDER THE REQUIREMENTS OF VBBL 2019****** | Apaar Electrical Ltd
EP-2022-00937 | 2022-02-07 | 3229 W 26TH AVENUE, Vancouver, BC V6L 1W2 | Electrical Permit | Residential | New | Expired | Temporary Power - Residential - To provide temporary power. | Apaar Electrical Ltd
MP-2023-00186 | 2023-02-09 | 3237 W 26TH AVENUE, Vancouver, BC V6L 1W2 | Mechanical Permit | NULL | NULL | Completed | NULL | Thomson Industries Ltd
EP-2022-08988 | 2022-10-24 | 3237 W 26TH AVENUE, Vancouver, BC V6L 1W2 | Electrical Permit | Residential | Renovation | Completed | Installation / Repair - Residential - 200amp Service upgrade from existing *MP-2023-00186 *Amendment: Installation of heat pump HP | Pacific Star Electric Inc
EP-2022-03644 | 2022-05-10 | 3242 W 26TH AVENUE, Vancouver, BC V6L 1W1 | Electrical Permit | Residential | Renovation | Completed | Installation / Repair - Residential - Dedicated Circuit for AC Install | Pacific Star Electric Inc
EP-2022-03933 | 2022-05-12 | 3250 W 26TH AVENUE, Vancouver, BC V6L 1W1 | Electrical Permit | Residential | New | Expired | Temporary Power - Residential - To provide temporary power. | SS Electrical Limited
PP-2022-03650 | 2022-10-13 | 3250 W 26TH AVENUE, Vancouver, BC V6L 1W1 | Plumbing Permit | Residential | New | Completed | Residential - SUMPS | Van-City Excavating Ltd
EP-2022-07979 | 2022-09-23 | 3250 W 26TH AVENUE, Vancouver, BC V6L 1W1 | Electrical Permit | Residential | New | Completed | Installation / Repair - Residential - 1FD + 1SS New Electrical wiring for: *Permit Amendment Jul 05, 2023 -2 separate 200A SERVICES -1FD + 1SS- 200A -LWH- 200A >BP: To construct a 2.5 storey one-family dwelling with a secondary suite located in the Basement/Cellar ($1,016,857.50) with an open parking pad, providing a total of 2 parking spaces, having vehicular access from the 20' Lane. 1. Covenant registered at the Land Title Office under 2. CA9499985 3. No Strata Titling permitted 4. A/C proposed – Exterior component located in Rear Yard, Interior component located in closet on second floor. 5. Bar sink located in basement. 6. Schedule B: (ALAN PRAHALAD, P.Eng. 604-831-1431.) Structural & Geotechnical 7. HPO: Residential Builder- (GREAT WALL PROJECTS LTD.) Note: This is a 2.5 storey building pursuant to the Zoning and Development By-Law | Apaar Electrical Ltd
NULL | NULL | 3250 W 26TH AVENUE, Vancouver, BC V6L 1W1 | Plumbing Permit | Residential | New | Draft | Residential - single family house with laneway | Gurumehar Plumbing & Heating Ltd
PP-2023-01656 | 2023-05-10 | 3250 W 26TH AVENUE, Vancouver, BC V6L 1W1 | Plumbing Permit | Residential | New | Completed | Residential - 1FD+SS - #1 & #2 - plumbing The entire building to be sprinklered to NFPA 13D >DB: To construct a 2.5 storey one-family dwelling with a secondary suite located in the Basement/Cellar with an open parking pad, providing a total of 2 parking spaces, having vehicular access from the 20' Lane. Note: Additional Parking for the site has been provided under DBxxxxxx (Laneway House) 1. Covenant registered at the Land Title Office under 2. CA9499985 3. No Strata Titling permitted 4. A/C proposed – Exterior component located in Rear Yard, Interior component located in closet on second floor. 5. Bar sink located in basement. | Gurumehar Plumbing & Heating Ltd
MP-2023-00886 | 2023-05-19 | 3250 W 26TH AVENUE, Vancouver, BC V6L 1W1 | Mechanical Permit | NULL | NULL | Completed | NULL | Gurumehar Plumbing & Heating Ltd
EP-2023-05172 | 2023-06-09 | 3250 W 26TH AVENUE, Vancouver, BC V6L 1W1 | Electrical Permit | Residential | New | Issued | Temporary Power - Residential - To provide temporary power. | Apaar Electrical Ltd
SP-2023-01069 | 2023-06-15 | 3250 W 26TH AVENUE, Vancouver, BC V6L 1W1 | Sprinkler Permit | Residential | New | Completed | Residential - new sprinkler installation >BP: To construct a 2.5 storey one-family dwelling with a secondary suite located in the Basement/Cellar with an open parking pad, providing a total of 2 parking spaces, having vehicular access from the 20' Lane. Note: Additional Parking for the site has been provided under DBxxxxxx (Laneway House) 1. Covenant registered at the Land Title Office under 2. CA9499985 3. No Strata Titling permitted 4. A/C proposed – Exterior component located in Rear Yard, Interior component located in closet on second floor. 5. Bar sink located in basement. 6. Schedule B: (ALAN PRAHALAD, P.Eng. 604-831-1431.) Structural & Geotechnical 7. HPO: Residential Builder- (GREAT WALL PROJECTS LTD.) | Real Tech Fire Protection Ltd
GP-2023-01841 | 2023-06-16 | 3250 W 26TH AVENUE, Vancouver, BC V6L 1W1 | Gas Permit | Residential | New | Completed | Residential - 1 Water Heater, 1 Range, 1 BBQ & 1 Generator gas piping for instant water heater and vent -Rough-in only >BP: To construct a 2.5 storey one-family dwelling with a secondary suite Amend: June 29, 2023 add 2 more cooktop (40,000) | M-7 Mechanicals Ltd
EP-2023-05826 | 2023-06-28 | 3250 W 26TH AVENUE, Vancouver, BC V6L 1W1 | Electrical Permit | Residential | New | Completed | Installation / Repair - Residential - Low voltage, alarm system and data wiring installation. >BP: To construct a 2.5 storey one-family dwelling with a secondary suite located in the Basement/Cellar ($1,016,857.50) with an open parking pad, providing a total of 2 parking spaces, having vehicular access from the 20' Lane. Note: Additional Parking for the site has been provided under DBxxxxxx (Laneway House) 1. Covenant registered at the Land Title Office under 2. CA9499985 3. No Strata Titling permitted 4. A/C proposed – Exterior component located in Rear Yard, Interior component located in closet on second floor. 5. Bar sink located in basement. 6. Schedule B: (ALAN PRAHALAD, P.Eng. 604-831-1431.) Structural & Geotechnical 7. HPO: Residential Builder- (GREAT WALL PROJECTS LTD.) Note: This is a 2.5 storey building pursuant to the Zoning and Development By-Law ** Laneway house permit under DB-2021-06403.** **THIS PERMIT HAS BEEN ISSUED UNDER THE REQUIREMENTS OF VBBL #12511 (2019) ** | Opticnet Communications Inc
PP-2023-04000 | 2023-11-14 | 3250 W 26TH AVENUE, Vancouver, BC V6L 1W1 | Plumbing Permit | Residential | New | Completed | Residential - install irrigation system | Zhongmin Zhao DBA Colorful Garden
GP-2022-03387 | 2022-11-01 | 650 W 30TH AVENUE, Vancouver, BC V5Z 2J3 | Gas Permit | Residential | Addition | Completed | Residential - TO INSTALL 1 FURNACE | BC Care Heating Services Ltd
GP-2022-02702 | 2022-09-08 | 1815 W 30TH AVENUE, Vancouver, BC V6J 3A2 | Gas Permit | Residential | Renovation | Completed | Residential - Re and Re | Airlink Heating and Plumbing Ltd
EP-2023-02377 | 2023-03-21 | 1849 W 30TH AVENUE, Vancouver, BC V6J 3A2 | Electrical Permit | Residential | New | Issued | Temporary Power - Residential - To provide temporary power. NOTE: Work authorized by this permit is for placement of a temporary power pole only and does not authorize any site construction and/or excavation. A separate Building Permit will be required prior to commencement of any other work on this site. | AIGO TECHNOLOGY INC
PP-2023-03984 | 2023-11-14 | 1849 W 30TH AVENUE, Vancouver, BC V6J 3A2 | Plumbing Permit | Residential | New | Issued | Residential - 1FD - Sump | BESTWAY EXCAVATING & DEMOLITION 2008 LTD
EP-2023-09310 | 2024-01-08 | 1849 W 30TH AVENUE, Vancouver, BC V6J 3A2 | Electrical Permit | Residential | New | Issued | Installation / Repair - Residential - ¦ 1FD- 200A ¦ Work Description: single-phase service, all outlets, roughing and connection, lighting system, and all electrical equipment connection. In rough in procedure also pre-wire the data and TV communication cables. 2 Electrical Meter system. Main consumer's service: 400A. Main House Service:200A LWH: 125A LWH permit will be purposed in the building permit is ready *FSR class "SA" qualification is required for "Complete Security Alarm System". The low voltage portion of this permit application is for "Security Pre-wire Only". An additional low voltage permit with FSR class "SA" qualifications is required *An approved mechanical permit is required for the installation of air conditioning or heat pump unit before a final electrical inspection will be performed >BP: To construct a 2 storey + cellar one-family ($937,500), 2 car surface parking pad at the rear providing 2 parking spaces, having vehicular access from the lane. 1. Covenant registered at the Land Title Office under CB674824 2. No Strata Titling permitted 3. Entire building to be sprinklered 13D 4. Heat Pump proposed – Exterior component located in rear yard, Interior component located in cellar 5. Bar sink located in Recreation Room 6. HRV as required **THIS PERMIT HAS BEEN ISSUED UNDER THE REQUIREMENTS OF VBBL #12511 (2019)** | AIGO TECHNOLOGY INC
NULL | NULL | 1849 W 30TH AVENUE, Vancouver, BC V6J 3A2 | Electrical Permit | Residential | New | Draft | Installation / Repair - Residential - new house | NULL
GP-2022-03426 | 2022-11-03 | 1850 W 30TH AVENUE, Vancouver, BC V6J 3A3 | Gas Permit | Residential | Renovation | Completed | Residential - INSTALLATION OF A CAS FURNACE | Can Flame Heating Ltd
GP-2022-02012 | 2022-07-07 | 2031 W 30TH AVENUE, Vancouver, BC V6J 3A4 | Gas Permit | Residential | New | Completed | Residential - Installation of 2 gas fireplaces - venting and hook up only >BP: Exterior and Interior alterations to provide improvements to this existing one family dwelling. Scope of work: Relocate interior walls. Changes to exterior windows and doors. Re and re of interior finishes throughout. Installation of an elevator. Update of existing garage exterior materials. | Urban Fireplaces Ltd
EP-2022-05156 | 2022-06-17 | 2031 W 30TH AVENUE, Vancouver, BC V6J 3A4 | Electrical Permit | Residential | Tenant Improvement | Completed | Installation / Repair - Residential - Low voltage + lighting control through out >BP: Exterior and Interior alterations to provide improvements to this existing one family dwelling. Scope of work: Relocate interior walls. Changes to exterior windows and doors. Re and re of interior finishes throughout. Installation of an elevator. Update of existing garage exterior materials. Entire building to be sprinklered to NFPA 13D requirements. OK for field review as per Rosa Astorino - November 23, 2021 | Stapleton Electric Inc
SP-2022-01200 | 2022-07-28 | 2031 W 30TH AVENUE, Vancouver, BC V6J 3A4 | Sprinkler Permit | Residential | New | Completed | Residential - new sprinkler system >BP: Exterior and Interior alterations to provide improvements to this existing one family dwelling. Scope of work: Relocate interior walls. Changes to exterior windows and doors. Re and re of interior finishes throughout. Installation of an elevator. Update of existing garage exterior materials. Entire building to be sprinklered to NFPA 13D requirements. OK for field review as per Rosa Astorino - November 23, 2021 | Alco Fire Protection Ltd
PP-2023-01282 | 2023-04-13 | 2031 W 30TH AVENUE, Vancouver, BC V6J 3A4 | Plumbing Permit | Residential | New | Completed | Residential - Irrigation Back Flow Preventer | Kore Irrigation Ltd
EP-2022-04650 | 2022-06-06 | 2031 W 30TH AVENUE, Vancouver, BC V6J 3A4 | Electrical Permit | Residential | Renovation | Completed | Installation / Repair - Residential - Low voltage pre wire and finish of alarm and built in vacuum system -There is a transformer that powers the alarm system 16 volt 40 VA AC, the vacuum system plugs into a standard 15 amp receptacle >BP: Exterior and Interior alterations to provide improvements to this existing one family dwelling. Scope of work: Relocate interior walls. Changes to exterior windows and doors. Re and re of interior finishes throughout. Installation of an elevator. Update of existing garage exterior materials. Entire building to be sprinklered to NFPA 13D requirements. OK for field review as per Rosa Astorino - November 23, 2021 | Biddlecombe Alarms Inc.
PP-2022-01123 | 2022-04-04 | 2031 W 30TH AVENUE, Vancouver, BC V6J 3A4 | Plumbing Permit | Residential | Renovation | Completed | Residential - -Supply and install all plastic ABS drainage, waste, and venting to accommodate all fixtures -Supply and install new PEX pipe to accommodate all fixtures -Install tubs, showers, valves -Supply and install hose bibbs, laundry box, thermal expansion tank, main water shut off, Caleffi PRV with gauge -Install fixtures, trims and faucets for completion and occupancy (supply of fixtures by others) -Test plumbing systems and coordinate inspections for DWV static test, waterpipe pressure test and final inspection (permits not included) -Pass inspections Exterior and Interior alterations to provide improvements to this existing one family dwelling. Scope of work: Relocate interior walls. Changes to exterior windows and doors. Re and re of interior finishes throughout. Installation of an elevator. Update of existing garage exterior materials. | DISPATCH PLUMBING INC
GP-2022-01028 | 2022-04-04 | 2031 W 30TH AVENUE, Vancouver, BC V6J 3A4 | Gas Permit | Residential | Renovation | Completed | Residential - -Supply and install black iron gas pipe from gas meter to mechanical room - Install manifold system and have isolation valves for each appliance in mechanical room. -Run gas line from mechanical room to each appliance. -Connect gas to meter -Paint exposed gas piping -Pressure test system as per BC149 gas code and pass inspections | DISPATCH PLUMBING INC
EP-2022-01879 | 2022-03-09 | 2031 W 30TH AVENUE, Vancouver, BC V6J 3A4 | Electrical Permit | Residential | Renovation | Completed | Installation / Repair - Residential - Renovation & 200 U/G Service Upgrade -100A to 200A u/g service upgrade relocation of lights, switches, receptacles interior and exterior >BP: Exterior and Interior alterations to provide improvements to this existing one family dwelling. Scope of work: Relocate interior walls. Changes to exterior windows and doors. Re and re of interior finishes throughout. Installation of an elevator. Update of existing garage exterior materials. Entire building to be sprinklered to NFPA 13D requirements. **Amend 11/25/2022** add heat pump at rear | Kybe Electrical Contracting Ltd
EP-2022-02135 | 2022-03-16 | 2031 W 30TH AVENUE, Vancouver, BC V6J 3A4 | Electrical Permit | Residential | Renovation | Expired | Temporary Power - Residential - To provide temporary power. | Kybe Electrical Contracting Ltd
GP-2023-00274 | 2023-01-24 | 2067 W 30TH AVENUE, Vancouver, BC V6J 3A4 | Gas Permit | Residential | Tenant Improvement | Completed | Residential - SUPPLY AND INSTALL GAS INSERT AND VENT | Delco Fireplaces Ltd
EP-2023-00621 | 2023-01-27 | 2705 W 30TH AVENUE, Vancouver, BC V6L 1Y8 | Electrical Permit | Residential | Renovation | Completed | Installation / Repair - Residential - The client is getting an electric vehicle. There is currently a 100A sub panel in the garage of the house. We would like to add a DDC-12 load miser on that garage panel in order to add a EV charger. The DCC-12 will monitor the current usage on the garage sub panel and disconnect the EV charger if other loads turn on above the sub panel limit. We have attached the clients 12 month BCH usage schedule. >>>Amend Apr 27/23 The new DCC-12 Gen 3 now has a LV dry contact in and out for cascading chargers. We are proposing to add a DCC-12 Gen 3 in the main house at the main panel reading the overall service loading. Then utilising a LV 2 conductor we would connect the garage EV DCC-12 Gen 3 to the output side of the LV dry contact. So if the main service approaches 80% it will trigger and open it's LV contact which will then open the DCC-12 in the garage until which point the service connected load drops below 80% again and the EV charger can then resume charging. | ACE Integrated Systems Ltd
GP-2022-02752 | 2022-09-13 | 2756 W 30TH AVENUE, Vancouver, BC V6L 1Y9 | Gas Permit | Residential | Renovation - Dwelling Unit(s) only | Completed | Residential - replace the mid efficiency boiler to high efficiency boiler | YGV Mechanical Inc
GP-2022-01672 | 2022-06-02 | 2775 W 30TH AVENUE, Vancouver, BC V6L 1Y8 | Gas Permit | Residential | New | Issued | Residential - Gas piping rough-in and appliance installation for a new single family dwelling | Western Links Enterprises Ltd
PP-2022-01554 | 2022-05-05 | 2775 W 30TH AVENUE, Vancouver, BC V6L 1Y8 | Plumbing Permit | Residential | New | Completed | Residential - Sumps >To construct a 2 storey + cellar one-family dwelling ($1,013,250.00) with a detached accessory building (garage) ($10,000), at the rear providing 2 parking spaces, having vehicular access from the lane. | APOLLA DEMOLITION & EXCAVATING LTD.
PP-2022-00177 | 2022-01-21 | 2775 W 30TH AVENUE, Vancouver, BC V6L 1Y8 | Plumbing Permit | Residential | New | Completed | Residential - plumbing rough-in and finishing for a new single family dwelling To construct a 2 storey + cellar one-family dwelling with a detached accessory building (garage), at the rear providing 2 parking spaces, having vehicular access from the lane. 1. No Strata Titling permitted 2. A/C Unit proposed in Rear Yard 3. Bar sink located in Basement AMEND: JUN 20/2022 add 3 roof drains on this permit, | Western Links Enterprises Ltd
EP-2022-00421 | 2022-01-21 | 2775 W 30TH AVENUE, Vancouver, BC V6L 1Y8 | Electrical Permit | Residential | New | Issued | Installation / Repair - Residential - New house electrical installation. Install lights, plugs, panel, smoke detectors. >BP: 2 STOREY 1FD + GARAGE To construct a 2 storey + cellar one-family dwelling ($1,013,250.00) with a detached accessory building (garage) ($10,000), at the rear providing 2 parking spaces, having vehicular access from the lane. 1. No Strata Titling permitted 2. A/C Unit proposed in Rear Yard 3. Bar sink located in Basement 4. Schedule B: (Ke Jian) P.Eng (604.559.8890) Structural 5. Schedule B: (Heqing Jian) P.Eng (778.987.7461) Geotechnical 6. Schedule B: P.Eng. Shan Huang ( 604-401-6588) Building Envelope 7. Schedule D: P.Eng. Shan Huang ( 604-401-6588) 8. BC Housing (Royal Columbia Development Corp) This is a 2 storey building pursuant to the Zoning and Development By-Law ******THIS PERMIT HAS BEEN ISSUED UNDER THE REQUIREMENTS OF VBBL 2019.****** "Combustible projections or roof soffits on an exposing building face shall not project to less than .45m from the property line and shall be in compliance with VBBL 2019 9.10.15.5.(9) The entire building, INCLUDING THE ATTACHED GARAGE (if applicable), to be sprinklered to NFPA 13D. Any alterations or conversions to the attached garage (if applicable) to habitable living space shall not be permitted without first obtaining the approval of the Director of Planning and the Chief Building Official. Thermal protection measures and Laneway house design guidelines shall be required to be met prior to the approval of the conversion. | Anxin Electrical Inc
PP-2022-02975 | NULL | 2775 W 30TH AVENUE, Vancouver, BC V6L 1Y8 | Plumbing Permit | Residential | New | Withdrawn | Residential - Sump for Garage Rainwater Leaders | Apolla Demolition & Excavating Ltd.
EP-2022-05480 | 2022-06-28 | 2775 W 30TH AVENUE, Vancouver, BC V6L 1Y8 | Electrical Permit | Residential | Addition | Expired | Temporary Power - Residential - To provide temporary power. Renewal of EP-2021-04772 Valid: June 24, 2022 to June 23, 2023 | Anxin Electrical Inc
SP-2023-00027 | 2023-01-10 | 2775 W 30TH AVENUE, Vancouver, BC V6L 1Y8 | Sprinkler Permit | Residential | New | Completed | Residential - new sprinkler system >BP: 2 STOREY 1FD + GARAGE To construct a 2 storey + cellar one-family dwelling ($1,013,250.00) with a detached accessory building (garage) ($10,000), at the rear providing 2 parking spaces, having vehicular access from the lane. 1. No Strata Titling permitted 2. A/C Unit proposed in Rear Yard 3. Bar sink located in Basement 4. Schedule B: (Ke Jian) P.Eng (604.559.8890) Structural 5. Schedule B: (Heqing Jian) P.Eng (778.987.7461) Geotechnical 6. Schedule B: P.Eng. Shan Huang ( 604-401-6588) Building Envelope 7. Schedule D: P.Eng. Shan Huang ( 604-401-6588) 8. BC Housing (Royal Columbia Development Corp) This is a 2 storey building pursuant to the Zoning and Development By-Law ******THIS PERMIT HAS BEEN ISSUED UNDER THE REQUIREMENTS OF VBBL 2019.****** "Combustible projections or roof soffits on an exposing building face shall not project to less than .45m from the property line and shall be in compliance with VBBL 2019 9.10.15.5.(9) The entire building, INCLUDING THE ATTACHED GARAGE (if applicable), to be sprinklered to NFPA 13D. Any alterations or conversions to the attached garage (if applicable) to habitable living space shall not be permitted without first obtaining the approval of the Director of Planning and the Chief Building Official. Thermal protection measures and Laneway house design guidelines shall be required to be met prior to the approval of the conversion. | Haven Fire Protection Ltd
EP-2022-09554 | 2022-11-10 | 2775 W 30TH AVENUE, Vancouver, BC V6L 1Y8 | Electrical Permit | Residential | New | Issued | Installation / Repair - Residential - 1FD - Alarm, CCTV, Tel/TV/Data, Intercom, Music, Vacuum, etc COMPLETE SECURITY ALARM SYSTEM >DB: To construct a 2 storey + cellar one-family dwelling with a detached accessory building (garage) at the rear providing 2 parking spaces, having vehicular access from the lane. 1. No Strata Titling permitted 2. A/C Unit proposed in Rear Yard 3. Bar sink located in Basement The entire building, INCLUDING THE ATTACHED GARAGE (if applicable), to be sprinklered to NFPA 13D. | AIGO TECHNOLOGY INC
PP-2023-03127 | 2023-09-05 | 2775 W 30TH AVENUE, Vancouver, BC V6L 1Y8 | Plumbing Permit | Residential | New | Completed | Residential - install irrigation system | Zhongmin Zhao DBA Colorful Garden
GP-2022-03042 | 2022-10-07 | 2785 W 30TH AVENUE, Vancouver, BC V6L 1Y8 | Gas Permit | Residential | New | Issued | Residential - new gas works for one family dwelling. 1 range, 1 BBQ, 2 fireplace (piping only) >BP: To construct a 2 storey one-family dwelling ($1,018,000) with a parking pad and accessory garage, at the rear providing 3 parking spaces, having vehicular access from the lane. Note: Parking for the site has been provided under DB-2021-05966 (Laneway House) Note: This Building Permit will remain in a suspended status until the associated (green) Demolition Permit BP-2021-05964 is completed. 1- Covenant registered at the Land Title Office under CA9508792 2- Bar/Sink proposed in basement 3- A/C unit proposed in rear yard 4- Schedule B: Shaozhe Guo (778.926.0525) Architectural 5- Schedule B: Shaozhe Guo (778.926.0525) Structural & Geotechnical 6- HPO: Owner Builder ******THIS PERMIT HAS BEEN ISSUED UNDER THE REQUIREMENTS OF VBBL #12511 (2019)****** | Lucky Five Eight Plumbing & Heating Ltd
PP-2022-03528 | 2022-10-05 | 2785 W 30TH AVENUE, Vancouver, BC V6L 1Y8 | Plumbing Permit | Residential | New | Issued | Residential - New Plumbing for: >BP: To construct a 2 storey one-family dwelling ($1,018,000) with a parking pad and accessory garage, at the rear providing 3 parking spaces, having vehicular access from the lane. | Lucky Five Eight Plumbing & Heating Ltd
NULL | NULL | 2785 W 30TH AVENUE, Vancouver, BC V6L 1Y8 | Plumbing Permit | Residential | New | Draft | Residential - new house floor heat | Lucky Five Eight Plumbing & Heating Ltd
MP-2022-00449 | 2022-10-21 | 2785 W 30TH AVENUE, Vancouver, BC V6L 1Y8 | Mechanical Permit | NULL | NULL | Issued | NULL | Lucky Five Eight Plumbing & Heating Ltd
SP-2023-00040 | 2023-01-17 | 2785 W 30TH AVENUE, Vancouver, BC V6L 1Y8 | Sprinkler Permit | Residential | New | Issued | Residential - New Fire sprinkler installation by NFPA13D >BP: To construct a 2 storey one-family dwelling ($1,018,000) with a parking pad and accessory garage, at the rear providing 3 parking spaces, having vehicular access from the lane. Note: Parking for the site has been provided under DB-2021-05966 (Laneway House) 1- Covenant registered at the Land Title Office under CA9508792 2- Bar/Sink proposed in basement 3- A/C unit proposed in rear yard 4- Schedule B: Shaozhe Guo (778.926.0525) Architectural 5- Schedule B: Shaozhe Guo (778.926.0525) Structural & Geotechnical 6- HPO: Owner Builder The entire building, INCLUDING THE ATTACHED GARAGE (if applicable), to be sprinklered to NFPA 13D. ******THIS PERMIT HAS BEEN ISSUED UNDER THE REQUIREMENTS OF VBBL #12511 (2019)****** | Spectrum Fire Protection Ltd
EP-2022-05242 | 2022-06-21 | 2785 W 30TH AVENUE, Vancouver, BC V6L 1Y8 | Electrical Permit | Residential | New | Issued | Installation / Repair - Residential - Residential - single family house with LWH wiring, single-phase service, all outlets, roughing and connection, lighting system, and all electrical equipment connection. Double meter system. Building to be sprinkled to NFPA 13D requirement. Service:400A, Single phase, 120/240V, Main house 200A, LWH 200A. >BP: To construct a 2 storey one-family dwelling ($1,018,000) with a parking pad and accessory garage, at the rear providing 3 parking spaces, having vehicular access from the lane. Note: Parking for the site has been provided under DB-2021-05966 (Laneway House) Note: This Building Permit will remain in a suspended status until the associated (green) Demolition Permit BP-2021-05964 is completed. 1- Covenant registered at the Land Title Office under CA9508792 2- Bar/Sink proposed in basement 3- A/C unit proposed in rear yard 4- Schedule B: Shaozhe Guo (778.926.0525) Architectural 5- Schedule B: Shaozhe Guo (778.926.0525) Structural & Geotechnical 6- HPO: Owner Builder ******THIS PERMIT HAS BEEN ISSUED UNDER THE REQUIREMENTS OF VBBL #12511 (2019)****** | Aidea Solutions Ltd
PP-2022-02429 | 2022-07-14 | 2785 W 30TH AVENUE, Vancouver, BC V6L 1Y8 | Plumbing Permit | Residential | New | Issued | Residential - Sump | Finest Construction & Renovation Ltd
EP-2023-02395 | 2023-03-30 | 2785 W 30TH AVENUE, Vancouver, BC V6L 1Y8 | Electrical Permit | Residential | New | Issued | Installation / Repair - Residential - Low-voltage system (security alarm, CCTV, data wiring..) >BP: To construct a 2 storey one-family dwelling ($1,018,000) with a parking pad and accessory garage, at the rear providing 3 parking spaces, having vehicular access from the lane. Note: Parking for the site has been provided under DB-2021-05966 (Laneway House) Note: This Building Permit will remain in a suspended status until the associated (green) Demolition Permit BP-2021-05964 is completed. 1- Covenant registered at the Land Title Office under CA9508792 2- Bar/Sink proposed in basement 3- A/C unit proposed in rear yard 4- Schedule B: Shaozhe Guo (778.926.0525) Architectural 5- Schedule B: Shaozhe Guo (778.926.0525) Structural & Geotechnical 6- HPO: Owner Builder ******THIS PERMIT HAS BEEN ISSUED UNDER THE REQUIREMENTS OF VBBL #12511 (2019)****** | 8020 Kingkong Enterprises Ltd
GP-2023-01010 | 2023-03-23 | 2785 W 30TH AVENUE, Vancouver, BC V6L 1Y8 | Gas Permit | Residential | New | Issued | Residential - Install one gas fireplace >BP: To construct a 2 storey one-family dwelling | JOT MECHANICAL LTD
EP-2022-04962 | 2022-06-11 | 2785 W 30TH AVENUE, Vancouver, BC V6L 1Y8 | Electrical Permit | Residential | New | Expired | Temporary Power - Residential - To provide temporary power. | Aidea Solutions Ltd
GP-2022-03105 | 2022-10-12 | 3007 W 33RD AVENUE, Vancouver, BC V6N 2G6 | Gas Permit | Residential | Renovation | Completed | Residential - hot water tank replacement | Reid Brothers Plumbing & Heating Ltd
EP-2023-06165 | 2023-07-10 | 3075 W 33RD AVENUE, Vancouver, BC V6N 2G6 | Electrical Permit | Residential | Addition | Completed | Installation / Repair - Residential - Upgrade service from 100A to 200A. | MILKYWAY INDUSTRY LTD
GP-2023-00105 | 2023-01-10 | 2445 W 33RD AVENUE, Vancouver, BC V6M 1C4 | Gas Permit | Residential | Renovation | Completed | Residential - hot water tank replacement | Reid Brothers Plumbing & Heating Ltd
EP-2022-05775 | 2022-07-14 | 2474 W 33RD AVENUE, Vancouver, BC V6M 1C3 | Electrical Permit | Residential | Addition | Completed | Installation / Repair - Residential - EV Charger Installation -Cut drywall above the panel and drill hole to the outside through the stucco -Supply and install 6/3 teck cable from the panel, outside and to the preferred location beside the door -Install Tesla Wall Connector -Install 50A Siemens breaker -Supply and install Siemens space saver breakers (2) to create room for the new breaker | TDR Electric Inc
GP-2022-00274 | 2022-01-28 | 2502 W 33RD AVENUE, Vancouver, BC V6N 2E6 | Gas Permit | Residential | New | Completed | Residential - New gas installation for multi family dwelling Each unit to have gas range/ gas boiler/ bbq outlet >To retain, add to and convert the existing One-Family Dwelling Character Merit building to a 3-storey Multiple Conversion Dwelling residential building containing four dwelling units, and to construct two two-storey One-Family Dwelling infill buildings (BP-2019-04060 & BP-2019-05423) at the rear containing attached 3-car garage and two at grade surface parking spaces, having vehicular access from the lane. | Perfect Fit Plumbing & Heating Ltd
EP-2022-00318 | 2022-01-20 | 2502 W 33RD AVENUE, Vancouver, BC V6N 2E6 | Electrical Permit | Residential | Addition | Completed | Installation / Repair - Residential - security,camera wiring only,tv,tel,data & speakers wiring & completion >BP: To retain, add to and convert the existing One-Family Dwelling Character Merit building to a 3-storey Multiple Conversion Dwelling residential building containing four dwelling units, and to construct two two-storey One-Family Dwelling infill buildings (BP-2019-04060 & BP-2019-05423) at the rear containing attached 3-car garage and two at grade surface parking spaces, having vehicular access from the lane. - See BP-2019-04060 & BP-2019-05423 for the infill buildings. Project value for Building 1 (Character House) - $2,023,500. ******THIS PERMIT HAS BEEN ISSUED UNDER THE REQUIREMENTS OF VBBL 2014 AND REVIEWED DURING THE 2020 COVID-19 PANDEMIC CRISIS. ******** Building Review Branch Notes: - Sch-A, D-1, Struct. B, Arch. B & Geo. B are submitted. - Entire building is to be sprinklered to NFPA 13R requirements. - Existing building is fully upgraded meeting 'Recontruction' upgrade levels of F4, S4, N4, A4 & E6. - Each dwelling unit has its own direct and separate entrance. - All new windows, doors, and skylights shall conform to AAMA/WDMA/CSA101/I.S.2/A440, NAFS. | Repel Security Systems Ltd
GP-2022-01405 | 2022-05-10 | 2502 W 33RD AVENUE, Vancouver, BC V6N 2E6 | Gas Permit | Residential | Renovation | Cancelled | Residential - Installation of 1 gas fireplace - venting and hook up only | Urban Fireplaces Ltd
GP-2021-03187 | 2022-03-18 | 2502 W 33RD AVENUE, Vancouver, BC V6N 2E6 | Gas Permit | Residential | Renovation | Completed | Residential - Installation of 1 Gas Fireplace. Venting and hook up only. | Urban Fireplaces Ltd
EP-2022-03828 | 2022-05-10 | 2643 W 33RD AVENUE, Vancouver, BC V6N 2E8 | Electrical Permit | Residential | New | Completed | Installation / Repair - Residential - low voltage security alarm, tel/data/cable, audio, intercom, CCTV To construct a 2 storey + basement one-family dwelling with a secondary suite ($999,750.00) located in the basement with a detached accessory building (laneway house), at the rear providing 3 parking spaces, having vehicular access from the lane. 1- Covenant registered at the Land Title Office under CA8972685 2- No strata titling permitted 3- Bar sink proposed in the basement 4- A/C unit proposed in the rear yard 5- Schedule B: Antony Wang, P.Eng (604-618-6236) Structural & Geotechnical 6- HPO: Residential Builder - C-Val Address Note: #1-2643 W 33rd Av - One Family Dwelling (1st & 2nd floor, west portion of basement) #2-2643 W 33rd Av - Secondary Suite (east portion of basement) Address and suite numbers assigned as per approved plans for Fire and Emergency response. The address number is to be posted on the building to be visible from the street and the suite numbers are to be posted at the suite entries in accordance with the Building By-law prior to final inspection. ******THIS PERMIT HAS BEEN ISSUED UNDER THE REQUIREMENTS OF VBBL #12511 (2019)****** >BP: | Orca Automation Corp
EP-2022-02543 | 2022-06-06 | 2643 W 33RD AVENUE, Vancouver, BC V6N 2E8 | Electrical Permit | Residential | New | Completed | Installation / Repair - Residential - New Single Family with Legal Suite Main Consumer's Sevice: 400A. 3 Electric Meters. Main House Sevice: 200A. Secondary Suite Service: 100A. LWH Service: 125A. >BP: To construct a 2 storey + basement one-family dwelling with a secondary suite ($999,750.00) located in the basement with a detached accessory building (laneway house), at the rear providing 3 parking spaces, having vehicular access from the lane. Note: This Building Permit will remain in a suspended status until the associated (green) Demolition Permit BP-2021-01814 is completed. Note: This is a 2 storey building pursuant to the Zoning and Development By-Law 1- Covenant registered at the Land Title Office under CA8972685 2- No strata titling permitted 3- Bar sink proposed in the basement 4- A/C unit proposed in the rear yard 5- Schedule B: Antony Wang, P.Eng (604-618-6236) Structural & Geotechnical 6- HPO: Residential Builder - C-Val | Torro Electric Ltd
SP-2022-00545 | 2022-04-14 | 2643 W 33RD AVENUE, Vancouver, BC V6N 2E8 | Sprinkler Permit | Residential | New | Completed | Residential - new fire sprinkler system installation in SFD >BP: To construct a 2 storey + basement one-family dwelling with a secondary suite ($999,750.00) located in the basement with a detached accessory building (laneway house), at the rear providing 3 parking spaces, having vehicular access from the lane. Note: This Building Permit will remain in a suspended status until the associated (green) Demolition Permit BP-2021-01814 is completed. Note: This is a 2 storey building pursuant to the Zoning and Development By-Law 1- Covenant registered at the Land Title Office under CA8972685 2- No strata titling permitted 3- Bar sink proposed in the basement 4- A/C unit proposed in the rear yard 5- Schedule B: Antony Wang, P.Eng (604-618-6236) Structural & Geotechnical 6- HPO: Residential Builder - C-Val Address Note: #1-2643 W 33rd Av - One Family Dwelling (1st & 2nd floor, west portion of basement) #2-2643 W 33rd Av - Secondary Suite (east portion of basement) Address and suite numbers assigned as per approved plans for Fire and Emergency response. The address number is to be posted on the building to be visible from the street and the suite numbers are to be posted at the suite entries in accordance with the Building By-law prior to final inspection. ******THIS PERMIT HAS BEEN ISSUED UNDER THE REQUIREMENTS OF VBBL #12511 (2019)****** | CENTRE LINE FIRE SPRINKLERS LTD
PP-2022-01295 | 2022-04-14 | 2643 W 33RD AVENUE, Vancouver, BC V6N 2E8 | Plumbing Permit | Residential | New | Completed | Residential - 1FD+SS - #1 & #2 - Install 3/4" backflow prevention device for lawn sprinklers To construct a 2 storey + basement one-family dwelling with a secondary suite located in the basement with a detached accessory building (laneway house), at the rear providing 3 parking spaces, having vehicular access from the lane. Note: This Building Permit will remain in a suspended status until the associated (green) Demolition Permit BP-2021-01814 is completed. Note: This is a 2 storey building pursuant to the Zoning and Development By-Law 1- Covenant registered at the Land Title Office under CA8972685 2- No strata titling permitted 3- Bar sink proposed in the basement 4- A/C unit proposed in the rear yard | M&M Industries Ltd
EP-2022-08079 | 2022-09-23 | 2643 W 33RD AVENUE, Vancouver, BC V6N 2E8 | Electrical Permit | Residential | New | Expired | Temporary Power - Residential - To provide temporary power. | Torro Electric Ltd
PP-2023-01770 | 2023-05-18 | 2643 W 33RD AVENUE, Vancouver, BC V6N 2E8 | Plumbing Permit | Residential | New | Completed | Residential - irrigation system >BP: To construct a 2 storey + basement one-family dwelling with a secondary suite ($999,750.00) located in the basement with a detached accessory building (laneway house), at the rear providing 3 parking spaces, having vehicular access from the lane. | Lucky Five Eight Plumbing & Heating Ltd
GP-2022-03621 | 2022-11-22 | 2659 W 33RD AVENUE, Vancouver, BC V6N 2E8 | Gas Permit | Residential | Tenant Improvement | Completed | Residential - Re and re high efficiency furnace | Slavi A Asenov
NULL | NULL | 2675 W 33RD AVENUE, Vancouver, BC V6N 2E8 | Electrical Permit | Residential | Renovation | Withdrawn | Installation / Repair - Residential - Adding 32 recess pot lights , kitchen cabinet LED light , dining room light , | NULL
PP-2023-03377 | 2023-09-21 | 2675 W 33RD AVENUE, Vancouver, BC V6N 2E8 | Plumbing Permit | Residential | Renovation | Completed | Residential - replace an old lav >BP: CF-2023-004010 Interior alterations to provide improvements to the main and upper level kitchen and bathrooms of this existing single detached house on this site. Scope of work includes new pot lights, plumbing and electrical outlets. | WECAN PLUMBING INCORPORTED
EP-2023-08267 | 2023-09-21 | 2675 W 33RD AVENUE, Vancouver, BC V6N 2E8 | Electrical Permit | Residential | Renovation | Completed | Installation / Repair - Residential - ¦ 1FD: CF-2023-004010 ¦ Add Smoke alarm for Bedrooms, hallways and kitchen. relocate receptacles in the kitchen. Add recessed lights in the kitchen, living room, and Bedrooms >Permit Amendment Oct 05, 2023 -"Add washroom receptacles and light into this permit" *Document(s) uploaded to "Application Documents" tab for Electrical Inspector review. Documents are at pending status at time of permit amendment approval >BP: CF-2023-004010 Interior alterations to provide improvements to the main and upper level kitchen and bathrooms of this existing single detached house on this site. Scope of work includes new pot lights, plumbing and electrical outlets. Ok for field review as per Manuel Meier - July 17/23 Notes: - This house is not sprinklered. - Install interconnected, hardwired, 120 volt smoke alarms with battery back-up and silencing feature, in each sleeping unit and in hallways serving sleeping units on each storey as per Building Bylaw 9.10.19. - Install Carbon Monoxide Alarm as per Building By-Law 9.32.4.2. - REUP submitted by David Liao, Ucomfort Services Inc, 604-813-3220. | Guy Line Electric Ltd
GP-2023-02892 | 2023-10-03 | 2675 W 33RD AVENUE, Vancouver, BC V6N 2E8 | Gas Permit | Residential | Renovation | Completed | Residential - replace a old gas cook top for a new one >BP: Interior alterations to provide improvements to the main and upper level kitchen and bathrooms of this existing single detached house on this site. Scope of work includes new pot lights, plumbing and electrical outlets. (CF-2023-004010) | WECAN PLUMBING INCORPORTED
GP-2024-00071 | 2024-01-09 | 2696 W 34TH AVENUE, Vancouver, BC V6N 2J2 | Gas Permit | Residential | Renovation | Completed | Residential - Hot water tank replacement | Reid Brothers Plumbing & Heating Ltd
PP-2022-02439 | 2022-07-14 | 2804 W 34TH AVENUE, Vancouver, BC V6N 2J6 | Plumbing Permit | Residential | New | Completed | Residential - Lawn irrigation | M&M Industries Ltd
GP-2023-00482 | 2023-02-10 | 2812 W 34TH AVENUE, Vancouver, BC V6N 2J6 | Gas Permit | Residential | Renovation | Completed | Residential - remove a exiting triangle tube boiler and install a new one | High Mark Mechanical Services Ltd
GP-2022-03072 | 2022-10-13 | 3349 W 36TH AVENUE, Vancouver, BC V6N 2R8 | Gas Permit | Residential | Renovation | Completed | Residential - FURNACE RE/RE WATER HEATER RE/RE | Reliance Comfort Limited Partnership
GP-2023-03635 | 2023-11-20 | 3628 W 38TH AVENUE, Vancouver, BC V6N 2Y2 | Gas Permit | Residential | Renovation | Issued | Residential - Replace boiler with high efficiency boiler | Vector Home Services Inc
NULL | NULL | 3628 W 38TH AVENUE, Vancouver, BC V6N 2Y2 | Gas Permit | Residential | New | Draft | Residential - Boiler replacement | SUNFLOWER HOME SERVICE LTD
GP-2023-02910 | 2023-10-03 | 3362 W 26TH AVENUE, Vancouver, BC V6S 1N5 | Gas Permit | Residential | Renovation | Completed | Residential - A GAS FURNACE REPLACED | Vanheat Services Ltd
EP-2022-02528 | 2022-04-01 | 3376 W 26TH AVENUE, Vancouver, BC V6S 1N5 | Electrical Permit | Residential | Tenant Improvement | Issued | Installation / Repair - Residential - -Installation and Commissioning of Porsche Universal Charger (EVSE) -Add 200A Panel in Garage -Sub-Feed Existing Main Panel w/ New Panel (Home will temporarily be without power < 4hrs>) -BC hydro to disconnect power -1x 2P-50A Breaker will be installed in New Garage Panel -EVSE will be installed inside the garage (right side - face in) -Run EMT from new panel to proposed EVSE location -One circuit will be pulled to EVSE location -Porsche Universal Charger to provide 9.6kW | Trudel, Daniel, DBA: Electrum Charging Solutions Inc.
GP-2023-01026 | 2023-03-24 | 3406 W 26TH AVENUE, Vancouver, BC V6S 1N5 | Gas Permit | Residential | New | Completed | Residential - Furnace Installation | Pro Ace Heating & Air Conditioning Services Ltd
EP-2023-00211 | 2023-01-13 | 3431 W 26TH AVENUE, Vancouver, BC V6S 1N4 | Electrical Permit | Residential | Renovation | Completed | Installation / Repair - Residential - Service upgrade and panel replacement 120/240V 200A 1Ph Current panel is 60A. Amend: Jan 30th, 2023 add 2527-1 as our ref. # | Reliable Electrical Contracting Ltd
EP-2023-00548 | 2023-03-28 | 3476 W 26TH AVENUE, Vancouver, BC V6S 1N5 | Electrical Permit | Residential | New | Issued | Installation / Repair - Residential - >BP: To construct a 2.5-storey two-family dwelling with a detached accessory building (garage) at the rear providing 2 parking spaces, having vehicular access from the lane. -2 separate 200A services for each side of duplex -wiring for a new duplex unit -there are two receptacles for level 2 EV charger. *2 x 200A SERVICES FRONT UNIT: 3476 W 26th Av- 1st 200A service BACK UNIT: 3478 W 26th Av- 2nd 200A service The entire building to be sprinklered to 2x NFPA 13D. NOTE: To achieve the required FSR a floor space exclusion of 2% has been applied to this application as per section 10.11.1 of the district schedule, to accommodate improved building performance. 1. A/C unit proposed in front and rear yard 2. Schedule B Antony Wang P.Eng (604-618-6236) Structural and Geotechnical 3. BC Housing Sanwo Enterprise Ltd Note: This is a 2 storey building pursuant to the Zoning and Development By-Law ******THIS PERMIT HAS BEEN ISSUED UNDER THE REQUIREMENTS OF VBBL 2019****** This permit is issued under the VBBL 2019, with updated energy requirements as per bylaw # 12997 effective Jan 01, 2022. All rooms adjacent to East and West exposing building face shall be sprinklered. "Combustible projections or roof soffits on an exposing building face shall not project to less than .45m from the property line and shall be in compliance with VBBL 2019 9.10.15.5.(9)" | MILKYWAY INDUSTRY LTD
EP-2022-10515 | NULL | 3476 W 26TH AVENUE, Vancouver, BC V6S 1N5 | Electrical Permit | Residential | New | Withdrawn | Installation / Repair - Residential - Wiring for new duplex. Will get another permit for the other. To construct a 2.5-storey two-family dwelling with a detached accessory building (garage) at the rear providing 2 parking spaces, having vehicular access from the lane. The entire building to be sprinklered to 2x NFPA 13D. NOTE: To achieve the required FSR a floor space exclusion of 2% has been applied to this application as per section 10.11.1 of the district schedule, to accommodate improved building performance. 1. A/C unit proposed in front and rear yard 2. Schedule B Antony Wang P.Eng (604-618-6236) Structural and Geotechnical 3. BC Housing Sanwo Enterprise Ltd | MILKYWAY INDUSTRY LTD
PP-2022-03767 | 2022-10-20 | 3476 W 26TH AVENUE, Vancouver, BC V6S 1N5 | Plumbing Permit | Residential | New | Issued | Residential - Sump | Van-City Excavating Ltd
EP-2022-06054 | 2022-07-22 | 3476 W 26TH AVENUE, Vancouver, BC V6S 1N5 | Electrical Permit | Residential | New | Expired | Temporary Power - Residential - To provide temporary power. | MILKYWAY INDUSTRY LTD
PP-2023-01493 | 2023-04-27 | 3476 W 26TH AVENUE, Vancouver, BC V6S 1N5 | Plumbing Permit | Residential | New | Issued | Residential - 2FD - FRONT - 3476 W 26TH AV BACK - 3478 W 26TH AV drainage,water line,venting >DB: To construct a 2.5-storey two-family dwelling with a detached accessory building (garage) at the rear providing 2 parking spaces, having vehicular access from the lane. The entire building to be sprinklered to 2x NFPA 13D. NOTE: To achieve the required FSR a floor space exclusion of 2% has been applied to this application as per section 10.11.1 of the district schedule, to accommodate improved building performance. 1. A/C unit proposed in front and rear yard | CEN'S MECHANICAL F & C ENTERPRISES LTD
EP-2023-06677 | 2023-07-24 | 3476 W 26TH AVENUE, Vancouver, BC V6S 1N5 | Electrical Permit | Residential | Addition | Issued | Temporary Power - Residential - To provide temporary power. | MILKYWAY INDUSTRY LTD
NULL | NULL | 3476 W 26TH AVENUE, Vancouver, BC V6S 1N5 | Plumbing Permit | NULL | NULL | Withdrawn | NULL | CEN'S MECHANICAL F & C ENTERPRISES LTD
GP-2023-02461 | 2023-08-23 | 3476 W 26TH AVENUE, Vancouver, BC V6S 1N5 | Gas Permit | Residential | New | Issued | Residential - 2 Ranges & 2 BBQ's >BP: To construct a 2.5-storey two-family dwelling | JL Plumbing and Heating Ltd
GP-2023-02455 | NULL | 3476 W 26TH AVENUE, Vancouver, BC V6S 1N5 | Gas Permit | Residential | New | Withdrawn | Residential - 2 Ranges & 2 BBQ's >BP: To construct a 2.5-storey two-family dwelling | JL Plumbing and Heating Ltd
MP-2023-01571 | 2023-08-24 | 3476 W 26TH AVENUE, Vancouver, BC V6S 1N5 | Mechanical Permit | NULL | NULL | Issued | NULL | CEN'S MECHANICAL F & C ENTERPRISES LTD
EP-2023-07310 | 2023-08-11 | 3476 W 26TH AVENUE, Vancouver, BC V6S 1N5 | Electrical Permit | Residential | New | Issued | Installation / Repair - Residential - To Pre-wire and install Security Alarm, and TV, Data, Tel, Cables. >BP: To construct a 2.5-storey two-family dwelling with a detached accessory building (garage) at the rear providing 2 parking spaces, having vehicular access from the lane. The entire building to be sprinklered to 2x NFPA 13D. NOTE: To achieve the required FSR a floor space exclusion of 2% has been applied to this application as per section 10.11.1 of the district schedule, to accommodate improved building performance. 1. A/C unit proposed in front and rear yard 2. Schedule B Antony Wang P.Eng (604-618-6236) Structural and Geotechnical 3. BC Housing Sanwo Enterprise Ltd Note: This is a 2 storey building pursuant to the Zoning and Development By-Law ******THIS PERMIT HAS BEEN ISSUED UNDER THE REQUIREMENTS OF VBBL 2019****** This permit is issued under the VBBL 2019, with updated energy requirements as per bylaw # 12997 effective Jan 01, 2022. All rooms adjacent to East and West exposing building face shall be sprinklered. "Combustible projections or roof soffits on an exposing building face shall not project to less than .45m from the property line and shall be in compliance with VBBL 2019 9.10.15.5.(9)" | Yao Rong Xu
GP-2023-02414 | NULL | 3476 W 26TH AVENUE, Vancouver, BC V6S 1N5 | Gas Permit | Residential | New | Withdrawn | Residential - 2 Ranges & 2 BBQ's >BP: To construct a 2.5-storey two-family dwelling | CEN'S MECHANICAL F & C ENTERPRISES LTD
PP-2023-02912 | 2023-08-17 | 3476 W 26TH AVENUE, Vancouver, BC V6S 1N5 | Plumbing Permit | Residential | New | Issued | Residential - 2FD - installing a backflow preventer for lawn irrigation | Chongren Yao
GP-2022-02961 | 2022-09-30 | 3488 W 26TH AVENUE, Vancouver, BC V6S 1N5 | Gas Permit | Residential | Renovation - Dwelling Unit(s) only | Completed | Residential - BOIELR replacement | Heatco Furnace Services Ltd
MP-2022-00151 | 2022-08-26 | 3488 W 26TH AVENUE, Vancouver, BC V6S 1N5 | Mechanical Permit | NULL | NULL | Completed | NULL | Moore And Russell Heating And Air Conditioning Ltd
EP-2022-07217 | 2022-08-26 | 3488 W 26TH AVENUE, Vancouver, BC V6S 1N5 | Electrical Permit | Residential | Tenant Improvement | Completed | Installation / Repair - Residential - No change to existing service Electrical installation for heat pump BP not required Mechanical permit to be obtained | Moore And Russell Heating And Air Conditioning Ltd
GP-2023-02334 | 2023-08-09 | 3526 W 26TH AVENUE, Vancouver, BC V6S 1N7 | Gas Permit | Residential | Renovation | Completed | Residential - re/re hot water tank with tankless water heater | 1236318 BC Ltd DBA Aquatech Vancouver
GP-2023-03723 | 2023-11-24 | 3539 W 26TH AVENUE, Vancouver, BC V6S 1N6 | Gas Permit | Residential | Renovation | Completed | Residential - Hot water tank replacement | Reid Brothers Plumbing & Heating Ltd
GP-2022-03050 | 2022-10-07 | 2855 W 30TH AVENUE, Vancouver, BC V6L 1Z1 | Gas Permit | Residential | Renovation | Completed | Residential - Re &re hot water tank (BTU 40.000) | Milani Plumbing Heating & Air Conditioning Ltd
GP-2022-01496 | 2022-05-13 | 2865 W 30TH AVENUE, Vancouver, BC V6L 1Z1 | Gas Permit | Residential | Renovation - Dwelling Unit(s) only | Completed | Residential - Installing furnace | Reid Brothers Plumbing & Heating Ltd
EP-2023-06770 | 2023-08-14 | 2875 W 30TH AVENUE, Vancouver, BC V6L 1Z1 | Electrical Permit | Residential | Renovation | Issued | Installation / Repair - Residential - Repair 100amp overhead service damaged by falling tree -New Service has been reconnected. I have installed and new ground plate and bonding. Service is overhead 120/240 volts 100 amp single phase. | Super Power Electric Ltd
EP-2023-05215 | 2023-06-19 | 4078 W 32ND AVENUE, Vancouver, BC V6S 1Z6 | Electrical Permit | Residential | New | Issued | Installation / Repair - Residential - Wiring for new house >BP: To construct a 2 storey + basement one-family dwelling with a secondary suite ($750,500.00) located in the basement with a detached accessory building (garage), at the rear providing 2 parking spaces, having vehicular access from the lane. Note: This Building Permit will remain in a suspended status until the associated (green) Demolition Permit BP-2022-04824 is completed. Note: This is a 2 storey building pursuant to the Zoning and Development By-Law 1- Covenant registered at the Land Title Office under CB298206 2- No strata titling permitted 3- No bar sink proposed 4- A/C unit proposed in the rear yard 5- Schedule D: Building Envelope - J. Reynel-Gracia 6- Schedule B: Architectural & Glass Railing - J. Reynel-Gracia 7- Schedule B: Structural - Youhai Wang, P.Eng. 8- Schedule B: Geotechnical - P.K.L. Fong, P.Eng. 9- HPO: Residential Builder – Sage Construction Ltd. 10- The entire building, INCLUDING THE ATTACHED GARAGE (if applicable), to be sprinklered to NFPA 13D. ***This permit has been issued under the VBBL 2019, with updated energy requirements as per bylaw # 12997 effective Jan 01, 2022.*** | FC Electric Inc
PP-2023-01596 | 2023-05-08 | 4078 W 32ND AVENUE, Vancouver, BC V6S 1Z6 | Plumbing Permit | Residential | New | Issued | Residential - 1FD+SS - #1 & #2 - Sump | BESTWAY EXCAVATING & DEMOLITION 2008 LTD
EP-2022-09684 | 2022-11-16 | 4078 W 32ND AVENUE, Vancouver, BC V6S 1Z6 | Electrical Permit | Residential | New | Expired | Temporary Power - Residential - To provide temporary power. | FC Electric Inc
EP-2024-00283 | 2024-01-19 | 4078 W 32ND AVENUE, Vancouver, BC V6S 1Z6 | Electrical Permit | Residential | New | Issued | Installation / Repair - Residential - Installation of structured wiring throughout dwelling >BP: To construct a 2 storey + basement one-family dwelling with a secondary suite ($750,500.00) located in the basement with a detached accessory building (garage), at the rear providing 2 parking spaces, having vehicular access from the lane. | BC Smart Homes Ltd
GP-2024-00124 | 2024-01-15 | 4078 W 32ND AVENUE, Vancouver, BC V6S 1Z6 | Gas Permit | Residential | New | Issued | Residential - Venting and hook up only | ORAY FIREPLACES LTD
SP-2024-00014 | 2024-01-05 | 4078 W 32ND AVENUE, Vancouver, BC V6S 1Z6 | Sprinkler Permit | Residential | New | Issued | Residential - installation of a new fire sprinkler system -The entire building, INCLUDING THE ATTACHED GARAGE (if applicable), to be sprinklered to NFPA 13D >BP: To construct a 2 storey + basement one-family dwelling with a secondary suite ($750,500.00) located in the basement with a detached accessory building (garage), at the rear providing 2 parking spaces, having vehicular access from the lane. Note: This is a 2 storey building pursuant to the Zoning and Development By-Law 1- Covenant registered at the Land Title Office under CB298206 2- No strata titling permitted 3- No bar sink proposed 4- A/C unit proposed in the rear yard 5- Schedule D: Building Envelope - J. Reynel-Gracia 6- Schedule B: Architectural & Glass Railing - J. Reynel-Gracia 7- Schedule B: Structural - Youhai Wang, P.Eng. 8- Schedule B: Geotechnical - P.K.L. Fong, P.Eng. 9- HPO: Residential Builder – Sage Construction Ltd. 10- The entire building, INCLUDING THE ATTACHED GARAGE (if applicable), to be sprinklered to NFPA 13D. Address and suite numbers assigned as per approved plans for Fire and Emergency response. The address number is to be posted on the building to be visible from the street and the suite numbers are to be posted at the suite entries in accordance with the Building By-law prior to final inspection. ***This permit has been issued under the VBBL 2019, with updated energy requirements as per bylaw # 12997 effective Jan 01, 2022.*** | CENTRE LINE FIRE SPRINKLERS LTD
GP-2024-00190 | 2024-01-25 | 4078 W 32ND AVENUE, Vancouver, BC V6S 1Z6 | Gas Permit | Residential | New | Issued | Residential - 1 Range, 1 BBQ & 1 Fireplace New gas lines >BP: To construct a 2 storey + basement one-family dwelling with a secondary suite ($750,500.00) located in the basement with a detached accessory building (garage), at the rear providing 2 parking spaces, having vehicular access from the lane. | Aquaman Plumbing And Heating Ltd
PP-2023-02880 | 2023-08-15 | 4078 W 32ND AVENUE, Vancouver, BC V6S 1Z6 | Plumbing Permit | Residential | New | Issued | Residential - New plumbing >BP: To construct a 2 storey + basement one-family dwelling with a secondary suite located in the basement with a detached accessory building (garage), at the rear providing 2 parking spaces, having vehicular access from the lane. Note: This is a 2 storey building pursuant to the Zoning and Development By-Law 1- Covenant registered at the Land Title Office under CB298206 2- No strata titling permitted 3- No bar sink proposed 4- A/C unit proposed in the rear yard 5- Schedule D: Building Envelope - J. Reynel-Gracia 6- Schedule B: Architectural & Glass Railing - J. Reynel-Gracia 7- Schedule B: Structural - Youhai Wang, P.Eng. 8- Schedule B: Geotechnical - P.K.L. Fong, P.Eng. 9- HPO: Residential Builder – Sage Construction Ltd. 10- The entire building, INCLUDING THE ATTACHED GARAGE (if applicable), to be sprinklered to NFPA 13D. | Aquaman Plumbing And Heating Ltd
MP-2023-01544 | 2023-08-21 | 4078 W 32ND AVENUE, Vancouver, BC V6S 1Z6 | Mechanical Permit | NULL | NULL | Issued | NULL | Aquaman Plumbing And Heating Ltd
GP-2023-04139 | 2023-12-20 | 4088 W 32ND AVENUE, Vancouver, BC V6S 1Z6 | Gas Permit | Residential | Renovation | Cancelled | Residential - Decommission and remove old gas boiler and install new boiler | Ashton Service Group/Ashton Mechanical Ltd.
GP-2023-04050 | 2023-12-15 | 4088 W 32ND AVENUE, Vancouver, BC V6S 1Z6 | Gas Permit | Residential | Renovation | Issued | Residential - Decommission and remove old boiler and install new boiler | Ashton Service Group/Ashton Mechanical Ltd.
EP-2022-03581 | 2022-05-03 | 4091 W 32ND AVENUE, Vancouver, BC V6S 1Z5 | Electrical Permit | Residential | Renovation | Completed | Installation / Repair - Residential - Rewire outdoor lighting and dishwasher wiring to code using teck and weather proof boxes, troubleshoot and repair/rewire damaged top floor heating circuit, rewire to code heating circuit in new addition, install a new basement stairwell light fixture and a motion sensor light switch. | Kato Electrical Inc
GP-2023-02881 | 2023-09-29 | 937 W 33RD AVENUE, Vancouver, BC V5Z 2K6 | Gas Permit | Residential | Renovation | Completed | Residential - RE&RE boiler Amend: Nov 22, 2023 56000 btu, | Milani Plumbing Heating & Air Conditioning Ltd
GP-2022-02989 | 2022-10-05 | 2696 W 33RD AVENUE, Vancouver, BC V6N 2E6 | Gas Permit | Residential | Renovation | Completed | Residential - replace water heater | Ryan Heating & Air Conditioning Ltd
EP-2023-05528 | 2023-06-21 | 2744 W 33RD AVENUE, Vancouver, BC V6N 2G1 | Electrical Permit | Residential | Addition | Completed | Installation / Repair - Residential - -Supply and install 30A Breaker in the Main Panel -Supply and install 10AWG 3C NMD90 from the Main Panel to the rear entry of the Customer Supplied EV Charger -Test connections and commission installation -Tidy site and dispose of garbage correctly and safely | TDR Electric Inc
GP-2023-01424 | 2023-05-02 | 3959 W 34TH AVENUE, Vancouver, BC V6N 2L4 | Gas Permit | Residential | Renovation | Completed | Residential - Decommission and removal of old furnace and installing a new heat pump | Ashton Service Group/Ashton Mechanical Ltd.
MP-2023-00626 | 2023-04-12 | 3959 W 34TH AVENUE, Vancouver, BC V6N 2L4 | Mechanical Permit | NULL | NULL | Completed | NULL | Ashton Service Group/Ashton Mechanical Ltd.
EP-2023-09526 | 2023-10-31 | 3959 W 34TH AVENUE, Vancouver, BC V6N 2L4 | Electrical Permit | Residential | Renovation - Dwelling Unit(s) only | Issued | Installation / Repair - Residential - ¦ 1FD: HP ¦ we will be installing a circuit for a heat pump *MP-2023-00626: Issued (Heating and Cooling) | Douglas Millington o/a Moose Electric
PP-2023-00967 | 2023-03-22 | 3972 W 34TH AVENUE, Vancouver, BC V6N 2L5 | Plumbing Permit | Residential | New | Completed | Residential - PIPING IN REAR YARD -sewer connection for future swimming pool mechanical >BP: Interior alteration of this existing one-family dwelling building to renovate all three floors (basement, main and upper stories). | Octiscapes Site Services Ltd
EP-2023-01003 | 2023-02-07 | 3972 W 34TH AVENUE, Vancouver, BC V6N 2L5 | Electrical Permit | Residential | Renovation | Completed | Installation / Repair - Residential - Installation of security system >BP: Interior alteration of this existing one-family dwelling building to renovate all three floors (basement, main and upper stories). OK for field review as per A.Patterson, Aug 22/22. Letter of assurance provided by: Schedule B (Structural): Thomas Antonius Van Wermeskerken, P.Eng., 604-728-5657 | Provident Security Corp
GP-2023-00311 | 2023-01-26 | 3972 W 34TH AVENUE, Vancouver, BC V6N 2L5 | Gas Permit | Residential | Renovation | Completed | Residential - Rough In gas line to fire place on 2nd floor >BP: Interior alteration of this existing one-family dwelling building to renovate all three floors (basement, main and upper stories). | McKellar Plumbing & Heating Ltd
SP-2023-00177 | 2023-01-31 | 3972 W 34TH AVENUE, Vancouver, BC V6N 2L5 | Sprinkler Permit | Residential | Renovation | Completed | Residential - Relocate 6 Sprinklers and Add 1 Sprinkler in exsisting house >BP: Interior alteration of this existing one-family dwelling building to renovate all three floors (basement, main and upper stories). | Major Fire Protection Ltd
GP-2023-02030 | 2023-07-07 | 3972 W 34TH AVENUE, Vancouver, BC V6N 2L5 | Gas Permit | Residential | Renovation | Completed | Residential - 1 outdoor fire pit supply and hook up only >BP: Interior alteration of this existing one-family dwelling building to renovate all three floors (basement, main and upper stories) | Urban Fireplaces Ltd
PP-2023-00050 | 2023-01-06 | 3972 W 34TH AVENUE, Vancouver, BC V6N 2L5 | Plumbing Permit | Residential | Renovation | Completed | Residential - Repipe drainage and water piping to 3 bathrooms & kitchen >Interior alteration of this existing one-family dwelling building to renovate all three floors (basement, main and upper stories). OK for field review as per A.Patterson, Aug 22/22. Letter of assurance provided by: Schedule B (Structural): Thomas Antonius Van Wermeskerken, P.Eng., 604-728-5657 | McKellar Plumbing & Heating Ltd
EP-2023-01218 | 2023-02-13 | 3972 W 34TH AVENUE, Vancouver, BC V6N 2L5 | Electrical Permit | Residential | Renovation | Completed | Installation / Repair - Residential - Renovation of principle bedroom and ensuite, 2 top floor bathrooms, lighting throughout, re-wire 75% of main floor and re-wire of 50% of basement. No service work. >BP: Interior alteration of this existing one-family dwelling building to renovate all three floors (basement, main and upper stories). OK for field review as per A.Patterson, Aug 22/22. Letter of assurance provided by: Schedule B (Structural): Thomas Antonius Van Wermeskerken, P.Eng., 604-728-5657 Amend: Feb 27, 2023 value increase of 20k total 50k | F & S Electrical Ltd
EP-2022-10714 | 2022-12-21 | 3972 W 34TH AVENUE, Vancouver, BC V6N 2L5 | Electrical Permit | Residential | Renovation | Completed | Installation / Repair - Residential - Class II Circuits Low Voltage: Lighting control, Distributed Audio, Tel, Data, Cable >BP: Interior alteration of this existing one-family dwelling building to renovate all three floors (basement, main and upper stories). | Pure Image Technology Solutions Ltd
EP-2022-05935 | 2022-07-15 | 3578 W 33RD AVENUE, Vancouver, BC V6N 2H4 | Electrical Permit | Residential | Tenant Improvement | Completed | Installation / Repair - Residential - Electrical install of heat pump No change to existing service BP not required Mechanical permit will be obtained | Moore And Russell Heating And Air Conditioning Ltd
MP-2022-00018 | 2022-07-14 | 3578 W 33RD AVENUE, Vancouver, BC V6N 2H4 | Mechanical Permit | NULL | NULL | Completed | NULL | Moore And Russell Heating And Air Conditioning Ltd
EP-2023-10558 | 2023-11-23 | 4077 W 35TH AVENUE, Vancouver, BC V6N 2P4 | Electrical Permit | Residential | Addition | Issued | Installation / Repair - Residential - Installation of security system | ADT Security Services Canada Inc
GP-2023-03103 | 2023-10-17 | 4097 W 35TH AVENUE, Vancouver, BC V6N 2P4 | Gas Permit | Residential | Tenant Improvement | Completed | Residential - Furnace replacement | All West Heating Ltd
EP-2023-05323 | 2023-06-13 | 1536 W 36TH AVENUE, Vancouver, BC V6M 1J8 | Electrical Permit | Residential | New | Issued | Temporary Power - Residential - To provide temporary power. | Altech Electric Ltd
EP-2022-04389 | 2022-05-26 | 1536 W 36TH AVENUE, Vancouver, BC V6M 1J8 | Electrical Permit | Residential | New | Expired | Temporary Power - Residential - To provide temporary power. | Altech Electric Ltd
PP-2022-02209 | 2022-06-22 | 1703 W 36TH AVENUE, Vancouver, BC V6M 1K1 | Plumbing Permit | Residential | New | Completed | Residential - 1FD - Underground backflow preventer for outdoor irrigation system To construct a 2 storey one-family dwelling + Cellar with 1 open parking over gravel, providing 1 parking space, having vehicular access from the 20' Lane. 1. Covenant registered at the Land Title Office under CA7881585 2. No Strata Titling permitted 3. A/C Unit proposed at rear yard | Bacabon Landscape Ltd
GP-2022-03894 | 2022-12-07 | 1703 W 36TH AVENUE, Vancouver, BC V6M 1K1 | Gas Permit | Residential | New | Completed | Residential - INSTALL RANGE & GAS COOKTOP/ CONNECT TO SERVICES SUPPLIED Dec 13/22- AMEND The tile was installed on the right wall to prevent flames from finding a wall of flammable material. >BP: To construct a 2 storey one-family dwelling + Cellar ($920,625) with 1 open parking over gravel, providing 1 parking space, having vehicular access from the 20' Lane. 1. Covenant registered at the Land Title Office under CA7881585 2. No Strata Titling permitted 3. A/C Unit proposed at rear yard 4. Schedule A: Randy Bens, Architect (604.540.5102) Coordinating registered professional 4. Schedule B: Randy Bens, Architect (604.540.5102) Architectural 4. Schedule B: Dave Kurniawan P.Eng (604.484.2859) Structural 5. Schedule B: Karim Karimzadegan P.Eng (604.990.0546) Geotechnical 6. BC Housing: Kliewer Bros Construction Ltd This is a 2 storey building pursuant to the Zoning and Development By-Law ******THIS PERMIT HAS BEEN ISSUED UNDER THE REQUIREMENTS OF VBBL 2014 AND THE GREEN HOMES PROGRAM****** | Alpine Appliance Installation Ltd
EP-2023-04995 | 2023-06-15 | 1807 W 36TH AVENUE, Vancouver, BC V6M 1K3 | Electrical Permit | Residential | Addition | Completed | Installation / Repair - Residential - New 40a 240v circuit for heat pump condenser (CF-2023-004829) *An approved mechanical permit is required for the installation of air conditioning or heat pump unit at the time of installation before an electrical inspection will be performed | Rainforest Electrical and Solar Ltd
NULL | NULL | 1807 W 36TH AVENUE, Vancouver, BC V6M 1K3 | Mechanical Permit | NULL | NULL | Draft | NULL | Conor Whyte Plumbing And Heating Limited
PP-2022-04359 | 2022-12-07 | 1866 W 36TH AVENUE, Vancouver, BC V6M 1K5 | Plumbing Permit | Residential | Renovation | Issued | Residential - Drain tile sump, and basement suite >DB: To permit a change of use to a One Family Dwelling + Secondary Suite on this existing inside with lane site. Existing 2 car garage to remain at rear with access from the lane. Scope to include: Legalize the suite created in the basement and to replace rear deck and stairs. | Jerrad E Brooks
GP-2023-00242 | 2023-01-31 | 1866 W 36TH AVENUE, Vancouver, BC V6M 1K5 | Gas Permit | Residential | Renovation | Issued | Residential - 8' of 1/2" black iron to feed gas stove -CF-2019-015987 >BP: To permit a change of use to a One Family Dwelling + Secondary Suite on this existing inside with lane site. Existing 2 car garage to remain at rear with access from the lane. Scope to include: Legalize the suite created in the basement and to replace rear deck and stairs. OK For Field Review per A.Campbell - March.16.2020 This building is not sprinklered. Energy Upgrade Selected: Increase attic insulation to R | Jerrad E Brooks
PP-2022-02796 | NULL | 1866 W 36TH AVENUE, Vancouver, BC V6M 1K5 | Plumbing Permit | Residential | Renovation - Dwelling Unit(s) only | Withdrawn | Residential - Drain Tile (CF-2019-015987) >To permit a change of use to a One Family Dwelling + Secondary Suite on this existing inside with lane site. Existing 2 car garage to remain at rear with access from the lane. Scope to include: Legalize the suite created in the basement and to replace rear deck and stairs. OK For Field Review per A.Campbell - March.16.2020 This building is not sprinklered. Energy Upgrade Selected: Increase attic insulation to R40 Addressing Info: Main & Upper floor - principle unit - #1 - 1866 West 36th Ave Basement - Secondary Suite - #2 - 1866 West 36th Ave | NULL
GP-2022-02279 | 2022-08-04 | 1899 W 36TH AVENUE, Vancouver, BC V6M 1K6 | Gas Permit | Residential | Renovation | Completed | Residential - Install two (2) natural gas fireplace | Vancouver Gas Fireplaces Ltd
GP-2023-01231 | 2023-04-14 | 1903 W 36TH AVENUE, Vancouver, BC V6M 1K7 | Gas Permit | Residential | Renovation - Dwelling Unit(s) only | Completed | Residential - Installing gas boiler | Reid Brothers Plumbing & Heating Ltd
GP-2022-00374 | 2022-02-04 | 3553 W 26TH AVENUE, Vancouver, BC V6S 1N8 | Gas Permit | Residential | Tenant Improvement | Completed | Residential - Re Re HWT | Moore & Russell Heating Ltd
EP-2023-05752 | 2023-07-10 | 3553 W 26TH AVENUE, Vancouver, BC V6S 1N8 | Electrical Permit | Residential | Tenant Improvement | Completed | Installation / Repair - Residential - Electrical work for new heat pump installation -reference: MP-2023-01178 | Moore And Russell Heating And Air Conditioning Ltd
MP-2023-01178 | 2023-06-26 | 3553 W 26TH AVENUE, Vancouver, BC V6S 1N8 | Mechanical Permit | NULL | NULL | Completed | NULL | Moore & Russell Heating Ltd
PP-2023-02454 | 2023-07-12 | 3575 W 26TH AVENUE, Vancouver, BC V6S 1N8 | Plumbing Permit | Residential | New | Issued | Residential - 1FD+SS - #1 & #2 - plumbing >DB: To construct a 2 storey one-family dwelling with a secondary suite located in the Basement/Cellar with a detached accessory building (garage) at the rear providing 3 parking spaces, having vehicular access from the lane. Note: The entire building, INCLUDING THE ATTACHED GARAGE (if applicable), to be sprinklered to NFPA 13D 1. Covenant registered at the Land Title Office under CB29999 2. A/C proposed – Exterior component located in Rear, Interior component located in Second Floor. 3. Bar sink located in basement **THIS PERMIT HAS BEEN ISSUED UNDER THE REQUIREMENTS OF VBBL #12511 (2019) ** | Can-Asia Plumbing & Heating
EP-2023-00660 | 2023-01-26 | 3575 W 26TH AVENUE, Vancouver, BC V6S 1N8 | Electrical Permit | Residential | New | Issued | Installation / Repair - Residential - 1FD+SS - #1 & #2 - Electrical wiring for single family dwelling and with secondary suite >DB: To construct a 2 storey one-family dwelling with a secondary suite located in the Basement/Cellar with a detached accessory building (garage) at the rear providing 3 parking spaces, having vehicular access from the lane. Note: The entire building, INCLUDING THE ATTACHED GARAGE (if applicable), to be sprinklered to NFPA 13D 1. Covenant registered at the Land Title Office under CB29999 2. A/C proposed – Exterior component located in Rear, Interior component located in Second Floor. 3. Bar sink located in basement | Altech Electric Ltd
EP-2022-06828 | 2022-08-12 | 3575 W 26TH AVENUE, Vancouver, BC V6S 1N8 | Electrical Permit | Residential | New | Expired | Temporary Power - Residential - To provide temporary power. | Altech Electric Ltd
PP-2023-00126 | 2023-01-13 | 3575 W 26TH AVENUE, Vancouver, BC V6S 1N8 | Plumbing Permit | Residential | New | Issued | Residential - Install 2 sumps without pump Feb 22/23 -AMEND Install 2 sumps with pump NOTE: Engineering Assurance letter will be submitted to the Plumbing Inspector on the site. Letter shall conform to the requirements of Vancouver Bulletin 2000-008-EL/PL | Van-City Excavating Ltd
EP-2023-09040 | 2023-10-06 | 3575 W 26TH AVENUE, Vancouver, BC V6S 1N8 | Electrical Permit | Residential | New | Issued | Temporary Power - Residential - To provide temporary power. | Altech Electric Ltd
SP-2023-02086 | 2023-11-16 | 3575 W 26TH AVENUE, Vancouver, BC V6S 1N8 | Sprinkler Permit | Residential | New | Issued | Residential - installation of a new fire sprinkler system >BP: To construct a 2 storey one-family dwelling with a secondary suite located in the Basement/Cellar with a detached accessory building (garage) at the rear providing 3 parking spaces, having vehicular access from the lane. Note: The entire building, INCLUDING THE ATTACHED GARAGE (if applicable), to be sprinklered to NFPA 13D 1. Covenant registered at the Land Title Office under CB29999 2. A/C proposed – Exterior component located in Rear, Interior component located in Second Floor. 3. Bar sink located in basement 4. Schedule B: (A.C.M.Wang) P.Eng (604.618.6236) Structural & Geotechnical 5. HPO: Residential Builder- Accent Construction Co Ltd. 6. Rev#1: Performance Based modeling of energy usage (compliance path #2) proposed (gas boiler). | CENTRE LINE FIRE SPRINKLERS LTD
MP-2023-01522 | 2023-08-18 | 3575 W 26TH AVENUE, Vancouver, BC V6S 1N8 | Mechanical Permit | NULL | NULL | Issued | NULL | Can-Asia Plumbing & Heating
EP-2024-00276 | 2024-01-18 | 3575 W 26TH AVENUE, Vancouver, BC V6S 1N8 | Electrical Permit | Residential | New | Issued | Installation / Repair - Residential - Structured wiring. Security alarm system. Surveillance camera system. Doorbell. Audio. >BP: To construct a 2 storey one-family dwelling with a secondary suite located in the Basement/Cellar ($1,019,250) with a detached accessory building (garage) at the rear providing 3 parking spaces, having vehicular access from the lane. | Vancouver Audiospace Home Control Ltd
GP-2023-04098 | 2023-12-20 | 3575 W 26TH AVENUE, Vancouver, BC V6S 1N8 | Gas Permit | Residential | New | Issued | Residential - to install 1 Boiler, 1 Range & 1 BBQ >BP: To construct a 2 storey one-family dwelling with a secondary suite located in the Basement/Cellar ($1,019,250) with a detached accessory building (garage) at the rear providing 3 parking spaces, having vehicular access from the lane. | Symbolistic Heating Ltd
NULL | NULL | 3575 W 26TH AVENUE, Vancouver, BC V6S 1N8 | Gas Permit | Residential | New | Draft | Residential - to install 1 boiler 1 range 1 bbq | Symbolistic Heating Ltd
EP-2024-00242 | 2024-01-19 | 3595 W 26TH AVENUE, Vancouver, BC V6S 1N8 | Electrical Permit | Commercial | Tenant Improvement | Completed | Installation / Repair - Commercial - Meter-stack disconnect is rated 100A but its currently fused at 60A and only supplies 1 EV Charger at a car stall. Strata would like to repurpose the meter disconnect to feed a 100A subpanel and re-feed the EV charger from the new subpanel *Additional electrical permits will be required for any future EV charger installations | Man Kin Marco Wong
EP-2023-00791 | 2023-01-31 | 3621 W 26TH AVENUE, Vancouver, BC V6S 1P2 | Electrical Permit | Commercial | Renovation | Completed | Installation / Repair - Commercial - Maintenance replacement of fire alarm control unit and smoke detectors. Note: This permit has been issued based on Bulletin 2018-004-BU/EL. | Fina Electrical Systems Ltd
PP-2022-02605 | 2022-07-26 | 63 W 28TH AVENUE, Vancouver, BC V5Y 2K7 | Plumbing Permit | Residential | Renovation - Dwelling Unit(s) only | Completed | Residential - drainage venting and water pipes. Related to: CF-2019-004970 Interior alterations and a change of use from One Family Dwelling to One Family Dwelling with Secondary Suite with two off street parking spaces provided with access from the lane. | Leo's Plumbing & Heating Ltd
NULL | NULL | 63 W 28TH AVENUE, Vancouver, BC V5Y 2K7 | Plumbing Permit | Residential | Addition | Draft | Residential - plumbing | City of Vancouver
GP-2022-02176 | 2022-08-22 | 63 W 28TH AVENUE, Vancouver, BC V5Y 2K7 | Gas Permit | Residential | Renovation | Completed | Residential - installing on demand water heater >BP: Interior alterations and a change of use from One Family Dwelling to One Family Dwelling with Secondary Suite with two off street parking spaces provided with access from the lane. | Leo's Plumbing & Heating Ltd
NULL | NULL | 63 W 28TH AVENUE, Vancouver, BC V5Y 2K7 | Gas Permit | Residential | Addition | Draft | Residential - new app | Leo's Plumbing & Heating Ltd
EP-2022-05980 | 2022-07-19 | 63 W 28TH AVENUE, Vancouver, BC V5Y 2K7 | Electrical Permit | Residential | Renovation | Completed | Installation / Repair - Residential - Fix all non compliance with suite. Upgrading service to 200amp Interconnect smoke detectors Ac unit/heat pump Related to: CF-2019-004970 Interior alterations and a change of use from One Family Dwelling to One Family Dwelling with Secondary Suite with two off street parking spaces provided with access from the lane. | Bravo Electric Ltd
EP-2022-04376 | 2022-05-26 | 93 W 28TH AVENUE, Vancouver, BC V5Y 2K7 | Electrical Permit | Residential | New | Completed | Installation / Repair - Residential - Existing main house. Relocate service to new private pole. 200A Main service. 2 Meters. 125A Main breaker for new LWH. (#3 - 93 W 28th Ave) 150A Main breaker for existing main house. | Oscar Electric Ltd
EP-2023-05251 | 2023-06-13 | 429 W 2ND AVENUE, Vancouver, BC V5Y 1E3 | Electrical Permit | Commercial | Tenant Improvement | Issued | Installation / Repair - Commercial - Replacement of AC condenser unit | Haakon Industries (Canada) Ltd.
PP-2022-03063 | 2022-10-17 | 1500 W 2ND AVENUE, Vancouver, BC V6J 1H2 | Plumbing Permit | Commercial | Renovation | Completed | Commercial - rising the mop sink & installing a new sink -customer had a mop sink which he decommissioned as per city laws and put a laundry tub to be used as a mop sink, wanted us to hook up that tub to existing drainage pipe inside the wall which is further connected to a grease interceptor >BP: Interior alteration only to the existing restaurant in this one storey single unit restaurant building for a new tenant. Notes: 1. This is an archaeological site. Excavation is not permitted. ‘No ground disturbance’. 2. Separate permit application is required for the use of the outdoor patio. 3. Class-5 Cooking operation only 4. total occupant load (interior, exterior seating, and staff) is 64 Persons 5. Permit application is reviewed for compliance with VBBL 2019 >>NOTE: If work on this site could lead to ground disturbance (impacting soil) advise applicant to contact the Provincial Archaeology Branch at 250-953-3334 for a list of archaeological consultants, who when retained by the proponent, will apply on the proponent’s behalf for the necessary archaeological permits. In addition, please be advised that reports from an Archaeologist (Archaeological Overview Assessment (AOA) or Archaeological Impact Assessment (AIA) reports) and archaeological/heritage inspection permits from the First Nations may be necessary prior to the release of your City of Vancouver permits. | Milani Plumbing Heating & Air Conditioning Ltd
SP-2022-01198 | 2022-08-09 | 1505 W 2ND AVENUE, Vancouver, BC V6H 3Y4 | Sprinkler Permit | Commercial | Tenant Improvement | Issued | Commercial - UNIT #500 - A closet was removed in a kitchenette and now there are two pendants that are too close to each other. One Pendant Sprinkler head requires to be deleted. #500 - 5th floor Interior alterations to provide tenant improvements for a new office tenant on the 5th floor (#500) of this existing 6-storey commercial building. Scope of work: Move partition wall between reception and office #1, new flooring, replace existing t-bar ceiling, new kitchenette, new double swing doors, electrical, plumbing and sprinkler work. TENANT: Strategies 360 *****This application does not include any of the following: 1. Not more than 20 sprinklers (add, relocate, or remove), 2. hydraulic calculations, 3. change in occupancy and /or hazard classification, 4. warehouse storage arrangements, 5. mobile compact storage arrangements, 6. alternative solutions, 7. changes to the sprinkler system supply piping (e.g. valves, mains, cross-mains, branch-lines, etc.), or 8. flexible sprinkler pipe. If work on this site could lead to the disturbance of soil advise applicant to contact the Provincial Archeology Branch at 250-953-3334 for necessary permits. In addition, please be advised that reports from an Archeologist (AIA, AOA) and permits from the First Nations may be necessary prior to the release of your City of Vancouver permits. | Mountain Fire Protection Ltd
EP-2022-09378 | 2023-02-01 | 1505 W 2ND AVENUE, Vancouver, BC V6H 3Y4 | Electrical Permit | Commercial | Tenant Improvement | Completed | Installation / Repair - Commercial - Alarm and Access system, NO MAG LOGS BEING INSTALLED If work on this site could lead to the disturbance of soil advise applicant to contact the Provincial Archeology Branch at 250-953-3334 for necessary permits. In addition, please be advised that reports from an Archeologist (AIA, AOA) and permits from the First Nations may be necessary prior to the release of your City of Vancouver permits. | Atlas Alarms Ltd
EP-2022-04649 | NULL | 1505 W 2ND AVENUE, Vancouver, BC V6H 3Y4 | Electrical Permit | Commercial | Tenant Improvement | Applicant Revisions | Installation / Repair - Commercial - Tenant Improvement - Remove 3 existing fluorescent lights, relocate 6 pot lights, add 6 new wafer LED lights and undercabinet lights. Add receptacles for kitchen, copier and server plus tel/data. >BP: Interior alterations to provide tenant improvements for a new office tenant on the 5th floor (#500) of this existing 6-storey commercial building. Scope of work: Move partition wall between reception and office #1, new flooring, replace existing t-bar ceiling, new kitchenette, new double swing doors, electrical, plumbing and sprinkler work. TENANT: Strategies 360 Ok For Field Review per Kim V - Apr 14/22 Building Sprinklered – Separate sprinkler permit required for proposed sprinkler work. E2 - Retrofit Path: 1 @ E2 Energy checklist is currently no longer required with your Building Permit (BP) application. Some supporting documents are still required at BP stage, specifically Envelope and HVAC, if applicable. Service Water Heating and Lighting supporting documents, if applicable, must be submitted with your related trades permits (e.g. electrical and plumbing). All energy upgrades will be checked during inspections stage. It is the applicant’s responsibility to identify and note all required upgrades including energy upgrades on their BP drawings at BP stage. If work on this site could lead to the disturbance of soil advise applicant to contact the Provincial Archeology Branch at 250-953-3334 for necessary permits. In addition, please be advised that reports from an Archeologist (AIA, AOA) and permits from the First Nations may be necessary prior to the release of your City of Vancouver permits. | Adanac Electric Ltd
EP-2022-04760 | 2022-06-21 | 1505 W 2ND AVENUE, Vancouver, BC V6H 3Y4 | Electrical Permit | Commercial | Tenant Improvement | Completed | Installation / Repair - Commercial - Install light fixtures, Run Data lines, run branch circuits, install receptacles, install switches >BP: #304 - 3rd floor Interior alterations to provide tenant improvements for a new office tenant on the 3rd floor (#304) in this existing 6-storey commercial building. Scope of work: remove one partition wall, construct new partition walls, finishes, new lighting, power and data, electrical and sprinkler work. TENANT: Unilogik Systems Inc. E2 - Lighting - Upgrade to incorporate Scheduled Shutoff (per 9.4.1.1.(i) of ASHRAE 90.1-2016) | Marcel Electric Inc
SP-2022-00618 | 2022-04-27 | 1505 W 2ND AVENUE, Vancouver, BC V6H 3Y4 | Sprinkler Permit | Commercial | Tenant Improvement | Completed | Commercial - relocate 12 heads to provide adequate sprinkler coverage for the unit changes #305 - 3rd floor Interior alterations to provide tenant improvements for a new office tenant on the 3rd floor (#305) of this existing 6-storey commercial building. Scope of work: demo all partitions walls & doors, except for two offices and kitchen to create open office area, & new partition walls for new closet near entrance. Electrical & sprinklers to suit. TENANT: DAC Group *****This application does not include any of the following: 1. Not more than 20 sprinklers (add, relocate, or remove), 2. hydraulic calculations, 3. change in occupancy and /or hazard classification, 4. warehouse storage arrangements, 5. mobile compact storage arrangements, 6. alternative solutions, 7. changes to the sprinkler system supply piping (e.g. valves, mains, cross-mains, branch-lines, etc.), or 8. flexible sprinkler pipe. | Mountain Fire Protection Ltd
EP-2022-01779 | 2022-03-07 | 1505 W 2ND AVENUE, Vancouver, BC V6H 3Y4 | Electrical Permit | Commercial | Tenant Improvement | Completed | Installation / Repair - Commercial - Tenant Improvement: Install new lighting, emergency lighting, controls, receptacles and low voltage. >BP: Interior alterations to provide tenant improvements for a new office tenant on the 3rd floor (#305) of this existing 6-storey commercial building. Scope of work: demo all partitions walls & doors, except for two offices and kitchen to create open office area, & new partition walls for new closet near entrance. Electrical & sprinklers to suit. TENANT: DAC Group Letters of Assurance submitted by: Schedule A and Architectural Schedule B, Arnold Chan, Architect, ph: 604-616-8808 Mechanical Schedule B, Brent Allan Frayne, P.Eng., ph: 604-360-4680 Electrical Schedule B, Kuan-Chih (Jeff) Chen, P.Eng., ph: 604-294-8414 OK For Field Review per K. Vogt, Dec. 17, 2021 E2 - HVAC - clean and balance all air systems (per 6.7.2.3.2 of ASHRAE 90.1-2016) Energy checklist is currently no longer required with your Building Permit (BP) application. Some supporting documents are still required at BP stage, specifically envelope and HVAC, if applicable. Service Water Heating and Lighting supporting documents, if applicable, must be submitted with your related trades permits (e.g. electrical and plumbing). All energy upgrades will be checked during inspections stage. It is the applicant’s responsibility to identify and note all required upgrades including energy upgrades on their BP drawings at BP stage. **If work on this site could lead to the disturbance of soil advise applicant to contact the Provincial Archeology Branch at 250-953-3334 for necessary permits. In addition, please be advised that reports from an Archeologist (AIA, AOA) and permits from the First Nations may be necessary prior to the release of your City of Vancouver permits. | Blueline Electrical Services Ltd
EP-2023-07229 | 2023-08-17 | 3235 W 2ND AVENUE, Vancouver, BC V6K 1K9 | Electrical Permit | Residential | Addition | Issued | Installation / Repair - Residential - Adding an EV receptacle. | Rocket EV Charging Solutions Inc
EP-2023-03771 | 2023-05-02 | 3262 W 2ND AVENUE, Vancouver, BC V6K 1K8 | Electrical Permit | Residential | Renovation | Cancelled | Installation / Repair - Residential - Repair/replace 1 weather head (service head). | Novawest Electrical Services Ltd
GP-2022-01636 | 2022-05-27 | 3550 W 31ST AVENUE, Vancouver, BC V6S 1X9 | Gas Permit | Residential | Tenant Improvement | Completed | Residential - replace water heater | Campbell Care Plumbing, Heating & Air Ltd.
EP-2023-09591 | 2023-11-03 | 3425 W 30TH AVENUE, Vancouver, BC V6S 1W3 | Electrical Permit | Residential | Renovation - Dwelling Unit(s) only | Completed | Installation / Repair - Residential - -200 Amp service upgrade with new grounding plate only at this time.I am not doing any connections to a heat pump future work at later date. I will get a separate electrical permit when the customer is ready. | Arcwest Electric Ltd
PP-2023-00911 | 2023-03-22 | 3445 W 30TH AVENUE, Vancouver, BC V6S 1W3 | Plumbing Permit | Residential | New | Completed | Residential - 1FD+SS - #1 & #2 - Plumbing DWV +waterline+ finishing >DB: To construct a 2 storey + basement one-family dwelling with a secondary suite located in the basement with a detached accessory building , at the rear providing 1 parking spaces, having vehicular access from the lane. Note: This is a 2 storey building pursuant to the Zoning and Development By-Law 1- Covenant registered at the Land Title Office under CA8500406 2- No strata titling permitted 3- Bar sink proposed 4- A/C unit proposed 5- Schedule B: ShaoZhe Guo P.Eng (778-826-0525) Structural & Geotechnical 4- HPO: Residential Builder - NEST Builders Ltd. 604-562-5656 >>>>Amend: June 20, 2023 -Adding 6 roof drains | Wiseman Mechanicals Inc
EP-2023-01096 | 2023-02-07 | 3445 W 30TH AVENUE, Vancouver, BC V6S 1W3 | Electrical Permit | Residential | New | Issued | Temporary Power - Residential - To provide temporary power. | 523 Construction Ltd
EP-2023-05232 | 2023-06-20 | 3445 W 30TH AVENUE, Vancouver, BC V6S 1W3 | Electrical Permit | Residential | New | Completed | Installation / Repair - Residential - TO CONTINUE WORK STARTED BY OTHERS (EP-2021-08039) New house roughin and finishing >BP: To construct a 2 storey + basement one-family dwelling with a secondary suite ($750,250) located in the basement with a detached accessory building , at the rear providing 1 parking spaces, having vehicular access from the lane. Note: This is a 2 storey building pursuant to the Zoning and Development By-Law 1- Covenant registered at the Land Title Office under CA8500406 2- No strata titling permitted 3- Bar sink proposed 4- A/C unit proposed 5- Schedule B: ShaoZhe Guo P.Eng (778-826-0525) Structural & Geotechnical 4- HPO: Residential Builder - NEST Builders Ltd. 604-562-5656 ****ALL PROJECT COORINATOR NOTES HAS BEEN ACCEPTED BY THE APPLICANT**** ******THIS PERMIT HAS BEEN ISSUED UNDER THE REQUIREMENTS OF VBBL #12511 (2019)****** | Mr. Sparky Electric Ltd.
MP-2023-01012 | 2023-06-20 | 3445 W 30TH AVENUE, Vancouver, BC V6S 1W3 | Mechanical Permit | NULL | NULL | Completed | NULL | Wespac Mechanical Ltd
SP-2023-00930 | 2023-05-29 | 3445 W 30TH AVENUE, Vancouver, BC V6S 1W3 | Sprinkler Permit | Residential | New | Completed | Residential - New piping and new sprinkler head >BP: To construct a 2 storey + basement one-family dwelling with a secondary suite located in the basement with a detached accessory building , at the rear providing 1 parking spaces, having vehicular access from the lane. Note: This is a 2 storey building pursuant to the Zoning and Development By-Law 1- Covenant registered at the Land Title Office under CA8500406 2- No strata titling permitted 3- Bar sink proposed 4- A/C unit proposed 5- Schedule B: ShaoZhe Guo P.Eng (778-826-0525) Structural & Geotechnical 4- HPO: Residential Builder - NEST Builders Ltd. 604-562-5656 | MP FIRE PROTECTION LTD
PP-2023-01665 | 2023-05-12 | 3445 W 30TH AVENUE, Vancouver, BC V6S 1W3 | Plumbing Permit | Residential | New | Completed | Residential - Plumbing for new laneway house >BP: To construct a 1 storey laneway house building ($160,500) with an open parking pad, providing 1 parking space, having vehicular access from the lane. Note: This is a 1 storey building pursuant to the Zoning & Development By-law 1. Covenant registered at the Land Title Office under CA8500406 2. No Strata Titling permitted 3. No A/C unit proposed 4. Schedule B: ShaoZhe Guo P.Eng (778-826-0525) Structural & Geotechnical 5. HPO: Residential Builder- NEST Builders Ltd. 604-562-5656 | Wiseman Mechanicals Inc
GP-2023-01008 | 2023-03-22 | 3456 W 30TH AVENUE, Vancouver, BC V6S 1W4 | Gas Permit | Residential | Renovation | Completed | Residential - Install new gas combi boiler | Conor Whyte Plumbing And Heating Limited
EP-2022-10040 | 2022-12-07 | 3465 W 30TH AVENUE, Vancouver, BC V6S 1W3 | Electrical Permit | Residential | Addition | Completed | Installation / Repair - Residential - Install an electric vehicle energy management system to control a receptacle intended for charging a vehicle, and install of wire and NEMA 14-50R receptacle. | Supra Investments Inc
GP-2022-02781 | 2022-09-16 | 4021 W 34TH AVENUE, Vancouver, BC V6N 2L6 | Gas Permit | Residential | New | Completed | Residential - F&P 36" Freestanding gas range | Han Appliances & Refrigeration Ltd
EP-2023-04850 | NULL | 4028 W 34TH AVENUE, Vancouver, BC V6N 2L7 | Electrical Permit | Residential | Addition | Application Incomplete | Installation / Repair - Residential - Installation of 50amp ev charger (40amp @ 80%) | 14170555 Canada Inc
GP-2022-02470 | 2022-08-19 | 4050 W 34TH AVENUE, Vancouver, BC V6N 2L7 | Gas Permit | Residential | Renovation | Completed | Residential - Replace gas furnace in basement. | Canadian Care Heating & Cooling Ltd
GP-2023-02559 | 2023-09-01 | 3075 W 32ND AVENUE, Vancouver, BC V6L 2B9 | Gas Permit | Residential | Renovation | Completed | Residential - Fulgor 30" Dual Fuel Range | Han Appliances & Refrigeration Ltd
EP-2022-07190 | 2022-08-26 | 3092 W 32ND AVENUE, Vancouver, BC V6L 2C1 | Electrical Permit | Residential | Renovation | Completed | Installation / Repair - Residential - replace the meter base of the main house | MILKYWAY INDUSTRY LTD
MP-2023-00845 | 2023-05-12 | 3126 W 32ND AVENUE, Vancouver, BC V6L 2C1 | Mechanical Permit | NULL | NULL | Issued | NULL | SKY HIGH PLUMBING & HEATING LTD
PP-2023-01662 | 2023-05-10 | 3126 W 32ND AVENUE, Vancouver, BC V6L 2C1 | Plumbing Permit | Residential | New | Issued | Residential - 1FD - #1 - plumbing The entire building, to be sprinklered to NFPA 13D. >DB: To construct a 2 storey one-family dwelling with an attached (garage) to LWH and one open parking pad, at the rear providing 3 parking spaces, having vehicular access from the lane. Note: This is a 2 storey building pursuant to the Zoning and Development By-Law 1- Covenant registered at the Land Title Office under CB207969 2- Bar/Sink proposed in main floor 3- A/C unit proposed in rear yard | SKY HIGH PLUMBING & HEATING LTD
SP-2023-01076 | 2023-06-19 | 3126 W 32ND AVENUE, Vancouver, BC V6L 2C1 | Sprinkler Permit | Residential | New | Issued | Residential - New fire sprinkler installation >BP: To construct a 2 storey one-family dwelling with an attached (garage) to LWH and one open parking pad, at the rear providing 3 parking spaces, having vehicular access from the lane. Note: This Building Permit will remain in a suspended status until the associated (green) Demolition Permit BP-2022-02536 is completed. Note: This is a 2 storey building pursuant to the Zoning and Development By-Law 1- Covenant registered at the Land Title Office under CB207969 2- Bar/Sink proposed in main floor 3- A/C unit proposed in rear yard 4- Schedule B: Jason Hui P.Eng (778-319-3403) Structural & Geotechnical 5- HPO: Phileo Enterprise Corp. The entire building, to be sprinklered to NFPA 13D. | Spectrum Fire Protection Ltd
GP-2023-01897 | 2023-06-23 | 3126 W 32ND AVENUE, Vancouver, BC V6L 2C1 | Gas Permit | Residential | New | Issued | Residential - 1 BBQ & 1 Range >BP: To construct a 2 storey one-family dwelling Amendment - September 08, 2023 - Add 1 How Water Tank | PRIDE GAS & HEATING LTD.
EP-2023-06394 | 2023-07-17 | 3126 W 32ND AVENUE, Vancouver, BC V6L 2C1 | Electrical Permit | Residential | New | Issued | Installation / Repair - Residential - Low voltage installation. >BP: To construct a 2 storey one-family dwelling with an attached (garage) to LWH and one open parking pad, at the rear providing 3 parking spaces, having vehicular access from the lane. Note: This is a 2 storey building pursuant to the Zoning and Development By-Law 1- Covenant registered at the Land Title Office under CB207969 2- Bar/Sink proposed in main floor 3- A/C unit proposed in rear yard 4- Schedule B: Jason Hui P.Eng (778-319-3403) Structural & Geotechnical 5- HPO: Phileo Enterprise Corp. ******THIS PERMIT HAS BEEN ISSUED UNDER THE REQUIREMENTS OF VBBL #12511 (2019)****** Combustible projections or roof soffits on an exposing building face shall not project to less than .45m from the property line and shall be in compliance with VBBL 2019 9.10.15.5.(9) The entire building, to be sprinklered to NFPA 13D. | One Stop Alarm Systems Ltd
MP-2023-00386 | 2023-03-22 | 3126 W 32ND AVENUE, Vancouver, BC V6L 2C1 | Mechanical Permit | NULL | NULL | Issued | NULL | UComfort Services Inc
EP-2023-01488 | 2023-02-21 | 3126 W 32ND AVENUE, Vancouver, BC V6L 2C1 | Electrical Permit | Residential | New | Issued | Temporary Power - Residential - To provide temporary power. | Aidea Solutions Ltd
EP-2023-01491 | 2023-03-28 | 3126 W 32ND AVENUE, Vancouver, BC V6L 2C1 | Electrical Permit | Residential | New | Issued | Installation / Repair - Residential - ¦ 1FD- 200A ¦ 2 SEPARATE SERVICES ¦ A new house with a lane way house wiring, install all outlets, lighting system and electrical equipment. 200 A, double meter, underground service. *MP-2023-00386: Issued (Heating and Cooling) >Permit Amendment Nov 24, 2023 -"upoaded load calculation form" *Document(s) uploaded to "Application Documents" tab for Electrical Inspector review. Documents are at pending status at time of permit amendment approval >BP: To construct a 2 storey one-family dwelling with an attached (garage) to LWH and one open parking pad, at the rear providing 3 parking spaces, having vehicular access from the lane. Note: This Building Permit will remain in a suspended status until the associated (green) Demolition Permit BP-2022-02536 is completed. Note: This is a 2 storey building pursuant to the Zoning and Development By-Law 1- Covenant registered at the Land Title Office under CB207969 2- Bar/Sink proposed in main floor 3- A/C unit proposed in rear yard 4- Schedule B: Jason Hui P.Eng (778-319-3403) Structural & Geotechnical 5- HPO: Phileo Enterprise Corp. ******THIS PERMIT HAS BEEN ISSUED UNDER THE REQUIREMENTS OF VBBL #12511 (2019)****** Combustible projections or roof soffits on an exposing building face shall not project to less than .45m from the property line and shall be in compliance with VBBL 2019 9.10.15.5.(9) The entire building, to be sprinklered to NFPA 13D. | Aidea Solutions Ltd
PP-2023-00796 | 2023-03-09 | 3126 W 32ND AVENUE, Vancouver, BC V6L 2C1 | Plumbing Permit | Residential | New | Issued | Residential - Gravity sump | TX CONTRACTING LTD
GP-2023-01419 | 2023-05-02 | 3191 W 32ND AVENUE, Vancouver, BC V6L 2B9 | Gas Permit | Residential | Renovation | Completed | Residential - Furnace replacement | Angels Heating & Cooling Ltd
EP-2023-00654 | 2023-01-26 | 3206 W 32ND AVENUE, Vancouver, BC V6L 2C3 | Electrical Permit | Residential | Renovation | Completed | Installation / Repair - Residential - Overhead service upgrade to 200A to accommodate for solar and car charger prewiring. AMEND: FEB 13/2023 Add underground inspection per inspector's request. AMEND: MAR 6/2023 PER DEI SERVICE IS 'INCREASE' | Bourne Electric Ltd
PP-2022-03192 | 2022-09-14 | 3241 W 32ND AVENUE, Vancouver, BC V6L 2C2 | Plumbing Permit | Residential | New | Completed | Residential - Install 3/4" backflow prevention device for lawn irrigation >BP: To construct a 2 storey + cellar one-family dwelling with a detached accessory building (garage), at the rear providing 3 parking spaces, having vehicular access from the lane. | M&M Industries Ltd
MP-2023-01654 | 2023-09-11 | 3262 W 32ND AVENUE, Vancouver, BC V6L 2C3 | Mechanical Permit | NULL | NULL | Completed | NULL | Milani Plumbing Heating & Air Conditioning Ltd
EP-2023-08216 | 2023-09-20 | 3262 W 32ND AVENUE, Vancouver, BC V6L 2C3 | Electrical Permit | Residential | Renovation | Completed | Installation / Repair - Residential - ¦ 1FD: DSPLIT ¦ Electrical supply for Dsplit *MP-2023-01654: Issued (Heating and Cooling) | Milani Electric Limited
EP-2022-07249 | 2022-08-29 | 1979 W 36TH AVENUE, Vancouver, BC V6M 1K7 | Electrical Permit | Residential | New | Completed | Installation / Repair - Residential - service upgrade from 125 t0 200 (overhead) and move it to the garage side beside the BC Hydro pol, underground cable 250Kcmil from the new meter to the new panel at the house. wiring for garage addition | Leoy Enterprise Limited
PP-2022-01486 | 2022-05-03 | 3478 W 36TH AVENUE, Vancouver, BC V6N 2R9 | Plumbing Permit | Residential | New | Completed | Residential - sump Engineering Assurance letter will be submitted with the District Inspector on the site | BigCity Excavation Ltd
GP-2022-02867 | 2022-09-26 | 3478 W 36TH AVENUE, Vancouver, BC V6N 2R9 | Gas Permit | Residential | Renovation | Completed | Residential - INSTALL 1 GAS FIREPLACE IN NEW HOME CONSTRUCTION, BASIC UP AND OUT THE WALL VENTING, APPLIANCE ONLY, LOW PRESSURE >BP: To construct a 2 storey with Basement one-family dwelling ($975,000.00) with a detached accessory building (garage), at the rear providing 3 parking spaces, having vehicular access from the lane. | The LM Fireplace Warehouse Ltd.
GP-2022-02884 | 2022-09-27 | 3478 W 36TH AVENUE, Vancouver, BC V6N 2R9 | Gas Permit | Residential | New | Completed | Residential - 1FD - gas >DB: To construct a 2 storey with Basement one-family dwelling with a detached accessory building (garage), at the rear providing 3 parking spaces, having vehicular access from the lane. The entire building, to be sprinklered to NFPA 13D. 1. A/C unit proposed at rear yard and 2nd floor 2. Bar sink located in basement | PRIDE GAS & HEATING LTD.
SP-2022-01207 | 2022-07-28 | 3478 W 36TH AVENUE, Vancouver, BC V6N 2R9 | Sprinkler Permit | Residential | New | Completed | Residential - 1FD - To install fire sprinkler system To construct a 2 storey with Basement one-family dwelling with a detached accessory building (garage), at the rear providing 3 parking spaces, having vehicular access from the lane. The entire building, to be sprinklered to NFPA 13D. 1. A/C unit proposed at rear yard and 2nd foor 2. Bar sink located in basement | Max Fire Pro Ltd
EP-2022-06450 | 2022-08-02 | 3478 W 36TH AVENUE, Vancouver, BC V6N 2R9 | Electrical Permit | Residential | New | Completed | Installation / Repair - Residential - All new Electrical work for single family house with 200A Overhead Hydro service. >BP: To construct a 2 storey with Basement one-family dwelling ($975,000.00) with a detached accessory building (garage), at the rear providing 3 parking spaces, having vehicular access from the lane. The entire building, to be sprinklered to NFPA 13D. NOTE: To achieve the required FSR a floor space exclusion of 2% has been applied to this application as per section 10.11.1 of the district schedule, to accommodate improved building performance. 1. A/C unit proposed at rear yard and 2nd foor 2. Bar sink located in basement 3. Schedule B: Mike Ma P.Eng (778-389-3354) Structural & Geotechnical 4. BC Housing: Aspen Lane Developments Ltd. | Credible Electric Ltd
PP-2022-02345 | 2022-07-06 | 3478 W 36TH AVENUE, Vancouver, BC V6N 2R9 | Plumbing Permit | Residential | New | Completed | Residential - plumbing >To construct a 2 storey with Basement one-family dwelling ($975,000.00) with a detached accessory building (garage), at the rear providing 3 parking spaces, having vehicular access from the lane. The entire building, to be sprinklered to NFPA 13D. NOTE: To achieve the required FSR a floor space exclusion of 2% has been applied to this application as per section 10.11.1 of the district schedule, to accommodate improved building performance. 1. A/C unit proposed at rear yard and 2nd foor 2. Bar sink located in basement 3. Schedule B: Mike Ma P.Eng (778-389-3354) Structural & Geotechnical 4. BC Housing: Aspen Lane Developments Ltd. Note: This is a 2 storey building pursuant to the Zoning and Development By-Law ******THIS PERMIT HAS BEEN ISSUED UNDER THE REQUIREMENTS OF VBBL 2019****** All rooms adjacent to East and West exposing building face shall be sprinklered. "Combustible projections or roof soffits on an exposing building face shall not project to less than .45m from the property line and shall be in compliance with VBBL 2019 9.10.15.5.(9)" | SKY HIGH PLUMBING & HEATING LTD
MP-2022-00011 | 2022-07-15 | 3478 W 36TH AVENUE, Vancouver, BC V6N 2R9 | Mechanical Permit | NULL | NULL | Completed | NULL | SKY HIGH PLUMBING & HEATING LTD
EP-2022-08543 | 2022-10-11 | 3478 W 36TH AVENUE, Vancouver, BC V6N 2R9 | Electrical Permit | Residential | New | Completed | Installation / Repair - Residential - Low voltage of TV, telephone, data, speakers, intercom, central vacuum rough-in, cameras and alarm system installation - Complete Security Alarm System >BP:To construct a 2 storey with Basement one-family dwelling ($975,000.00) with a detached accessory building (garage), at the rear providing 3 parking spaces, having vehicular access from the lane. The entire building, to be sprinklered to NFPA 13D. NOTE: To achieve the required FSR a floor space exclusion of 2% has been applied to this application as per section 10.11.1 of the district schedule, to accommodate improved building performance. 1. A/C unit proposed at rear yard and 2nd foor 2. Bar sink located in basement 3. Schedule B: Mike Ma P.Eng (778-389-3354) Structural & Geotechnical 4. BC Housing: Aspen Lane Developments Ltd. | Techway Secuirty & Communication Ltd
PP-2023-01370 | 2023-04-19 | 3478 W 36TH AVENUE, Vancouver, BC V6N 2R9 | Plumbing Permit | Residential | New | Completed | Residential - Lawn irrigation system >BP: To construct a 2 storey with Basement one-family dwelling with a detached accessory building (garage), at the rear providing 3 parking spaces, having vehicular access from the lane. The entire building, to be sprinklered to NFPA 13D. | J F P irrigation Ltd
GP-2023-01127 | 2023-04-03 | 3478 W 36TH AVENUE, Vancouver, BC V6N 2R9 | Gas Permit | Residential | New | Completed | Residential - Install 1 Wolf 30" Dual Fuel Range >BP: To construct a 2 storey with Basement one-family dwelling | Han Appliances & Refrigeration Ltd
PP-2023-00220 | 2023-01-23 | 3492 W 36TH AVENUE, Vancouver, BC V6N 2R9 | Plumbing Permit | Residential | New | Completed | Residential - 1FD - 3/4 backflow preventer for lawn irrigation | Yue Jin Qiu
EP-2023-00056 | 2023-02-07 | 3492 W 36TH AVENUE, Vancouver, BC V6N 2R9 | Electrical Permit | Residential | New | Issued | Installation / Repair - Residential - ***To Continue work started by previous (EP-2020-03146) Electrical, finishing only installing plugs, switches, light fixtures etc in the house and garage To construct a 2 storey + cellar one-family dwelling with a detached accessory building (garage), at the rear providing 3 parking spaces, having vehicular access from the lane. Note: This is a 2 storey building pursuant to the Zoning and Development By-Law 1- Bar/Sink proposed in Cellar - Rec Room 2- A/C unit proposed - Rear yard sunken patio / 2nd floor - closet 3- Schedule B: K.J. MA P.Eng (604.599.8890) Structural & Geotechnical 4-HPO: Residential Builder - Canada HD Int'l Investment Group Corp. | JIU DING ELECTRIC LTD
EP-2022-09787 | 2022-11-18 | 3506 W 36TH AVENUE, Vancouver, BC V6N 2S2 | Electrical Permit | Residential | New | Expired | Temporary Power - Residential - To provide temporary power. | JIU DING ELECTRIC LTD
PP-2023-01121 | 2023-03-31 | 3506 W 36TH AVENUE, Vancouver, BC V6N 2S2 | Plumbing Permit | Residential | New | Completed | Residential - Plumbing for 9 bathroom house <BP: To construct a 2 storey one-family dwelling with a secondary suite located in the Basement with a detached accessory building (garage), at the rear providing 2 parking spaces, having vehicular access from the lane. Note: The entire building, INCLUDING THE ATTACHED GARAGE (if applicable), to be sprinklered to NFPA 13D 1. Covenant registered at the Land Title Office under CA9688282 2. A/C proposed – Exterior component located in rear, Interior component located in upper floor. 3. Bar sink located in basement 4. Schedule B: (A.C.M Wang) P.Eng (604.618.6236) Structural & Geotechnical 5. HPO: Residential Builder- Canstone Development Ltd | Apple Mechanical Ltd
EP-2023-02902 | 2023-04-17 | 3506 W 36TH AVENUE, Vancouver, BC V6N 2S2 | Electrical Permit | Residential | New | Completed | Installation / Repair - Residential - New house electrical wiring *MP-2023-00996: Issued (Heating and Cooling) *Permit amendment Jun 29, 2023 -"Two mechanical permits, one for the AC and one for the heat pump ¦ MP-2023-00668 ¦ MP-2023-00996" *Permit amendment Jun 23, 2023 -Please revise the service to 200A. >BP: To construct a 2 storey one-family dwelling with a secondary suite located in the Basement ($1,325,190) with a detached accessory building (garage), at the rear providing 2 parking spaces, having vehicular access from the lane. Note: The entire building, INCLUDING THE ATTACHED GARAGE (if applicable), to be sprinklered to NFPA 13D 1. Covenant registered at the Land Title Office under CA9688282 2. A/C proposed – Exterior component located in rear, Interior component located in upper floor. 3. Bar sink located in basement 4. Schedule B: (A.C.M Wang) P.Eng (604.618.6236) Structural & Geotechnical 5. HPO: Residential Builder- Canstone Development Ltd Note: This is a 2 storey building pursuant to the Zoning and Development By-Law **THIS PERMIT HAS BEEN ISSUED UNDER THE REQUIREMENTS OF VBBL #12511 (2019) ** | JIU DING ELECTRIC LTD
MP-2023-00668 | 2023-04-21 | 3506 W 36TH AVENUE, Vancouver, BC V6N 2S2 | Mechanical Permit | NULL | NULL | Completed | NULL | Apple Mechanical Ltd
PP-2023-00251 | 2023-01-24 | 3506 W 36TH AVENUE, Vancouver, BC V6N 2S2 | Plumbing Permit | Residential | New | Completed | Residential - Outside sump | Power Excavating Ltd
EP-2023-05600 | 2023-06-23 | 3506 W 36TH AVENUE, Vancouver, BC V6N 2S2 | Electrical Permit | Residential | New | Completed | Installation / Repair - Residential - Security Alarm, cctv, tel, tv, data, intercom, music, etc. >BP: To construct a 2 storey one-family dwelling with a secondary suite located in the Basement ($1,325,190) with a detached accessory building (garage), at the rear providing 2 parking spaces, having vehicular access from the lane. | AIGO TECHNOLOGY INC
GP-2023-01922 | 2023-06-26 | 3506 W 36TH AVENUE, Vancouver, BC V6N 2S2 | Gas Permit | Residential | New | Completed | Residential - 2 Range, 1 Boilers, 1 BBQ & 1 Fireplace Piping for 1 fireplace Complete installation of 2 stove, bbq and boiler >BP: To construct a 2 storey one-family dwelling with a secondary suite | Apple Mechanical Ltd
SP-2023-01140 | 2023-06-27 | 3506 W 36TH AVENUE, Vancouver, BC V6N 2S2 | Sprinkler Permit | Residential | New | Completed | Residential - To Install 39 sprinkler heads >BP: To construct a 2 storey one-family dwelling with a secondary suite located in the Basement ($1,325,190) with a detached accessory building (garage), at the rear providing 2 parking spaces, having vehicular access from the lane. Note: The entire building, INCLUDING THE ATTACHED GARAGE (if applicable), to be sprinklered to NFPA 13D 1. Covenant registered at the Land Title Office under CA9688282 2. A/C proposed – Exterior component located in rear, Interior component located in upper floor. 3. Bar sink located in basement 4. Schedule B: (A.C.M Wang) P.Eng (604.618.6236) Structural & Geotechnical 5. HPO: Residential Builder- Canstone Development Ltd | General Sprinkler Systems Ltd
GP-2023-01645 | 2023-05-26 | 3506 W 36TH AVENUE, Vancouver, BC V6N 2S2 | Gas Permit | Residential | New | Completed | Residential - 1 -Fireplace Venting and Final Hookup >BP: To construct a 2 storey one-family dwelling with a secondary suite | EVERSHINE FIREPLACES LTD
MP-2023-00996 | 2023-06-04 | 3506 W 36TH AVENUE, Vancouver, BC V6N 2S2 | Mechanical Permit | NULL | NULL | Completed | NULL | Power Cool Electrical & Refrigeration Mech Ltd
PP-2023-04178 | 2023-11-28 | 3506 W 36TH AVENUE, Vancouver, BC V6N 2S2 | Plumbing Permit | Residential | New | Completed | Residential - 1FD+SS - lawn irrigation | Feli Plumbing and Heating
GP-2022-01018 | 2022-04-01 | 3532 W 36TH AVENUE, Vancouver, BC V6N 2S2 | Gas Permit | Residential | Renovation | Completed | Residential - Remove and replace existing furnace with an 80MBTU high efficiency furnace | NATIONWIDE HOME PLUMBING SERVICE LTD
MP-2023-00329 | 2023-03-09 | 3625 W 36TH AVENUE, Vancouver, BC V6N 2S3 | Mechanical Permit | NULL | NULL | Completed | NULL | 0994152 BC Ltd
EP-2023-02054 | 2023-03-14 | 3625 W 36TH AVENUE, Vancouver, BC V6N 2S3 | Electrical Permit | Residential | Tenant Improvement | Completed | Installation / Repair - Residential - Electrical to outdoor heat pump *MP-2023-00329 | 0994152 BC Ltd
EP-2023-03046 | 2023-04-25 | 3625 W 36TH AVENUE, Vancouver, BC V6N 2S3 | Electrical Permit | Residential | Addition | Completed | Installation / Repair - Residential - Installation of load sharing and monitoring devices | It's On Electric Company Inc
GP-2023-00979 | 2023-03-20 | 3625 W 36TH AVENUE, Vancouver, BC V6N 2S3 | Gas Permit | Residential | Tenant Improvement | Completed | Residential - Installing a Navien tankless water heater | 0994152 BC Ltd
EP-2022-08123 | 2022-09-27 | 1639 W 2ND AVENUE, Vancouver, BC V6J 1H3 | Electrical Permit | Commercial | Addition | Completed | Installation / Repair - Commercial - Security System Installation. Neo System, running wires for the siren and keypad Measured Architecture 1639 2nd Ave W, #410 Vancouver, BC V6J 1H3 | Price's Alarm Systems Ltd.
EP-2022-07216 | 2022-08-30 | 1639 W 2ND AVENUE, Vancouver, BC V6J 1H3 | Electrical Permit | Commercial | Tenant Improvement | Completed | Installation / Repair - Commercial - UNIT # 410 - Re & re of an office space -#1 - We are installing new LED linear lights in the office space, new plugs and cover plates throughout. New exits and dc head as per code. All office desks will be fed by wire mound with one data point at each computer. Demo'd all old wiring in the ceiling space, Relabeling existing panel schedule. All lights are controlled by dimmers, occ sensors and a time clock. #2 - There is no structural work being performed, just cosmetic. I have attached the drawings for reference. #3 - No change in the service, using the existing 24/48 120/208v 225amp 3ph load centre. We will need top add in new breakers. #4 - Please see schedule L attached AMEND: SEPT 9/2022 please update my permit to include the unit # too. #410 - 1639 West 2nd | WESTPEAK ELECTRICAL LTD
SP-2022-01292 | 2022-08-15 | 1650 W 2ND AVENUE, Vancouver, BC V6J 4R3 | Sprinkler Permit | Commercial | Tenant Improvement | Completed | Commercial - Add or relocate sprinkler heads >Scope of work: #240 -To permit a change of use from Wholesale Class -A to Retail and to provide interior alterations to this existing unit (#240) in this existing mixed use building on this site. Scope to Include: adding new office, washroom and kitchen. Ok for field review as per Rebecca Leung on April 29, 2022. *****This application does not include any of the following: 1. Not more than 20 sprinklers (add, relocate, or remove), 2. hydraulic calculations, 3. change in occupancy and /or hazard classification, 4. warehouse storage arrangements, 5. mobile compact storage arrangements, 6. alternative solutions, 7. changes to the sprinkler system supply piping (e.g. valves, mains, cross-mains, branch-lines, etc.), or 8. flexible sprinkler pipe. | Viking Fire Protection Inc
PP-2022-02809 | 2022-08-12 | 1650 W 2ND AVENUE, Vancouver, BC V6J 4R3 | Plumbing Permit | Commercial | Tenant Improvement | Completed | Commercial - UNIT #240 - Adding new washroom and kitchen for staff use. #240 - 1650 W 2nd Avenue Scope of work: #240 -To permit a change of use from Wholesale Class -A to Retail and to provide interior alterations to this existing unit (#240) in this existing mixed use building on this site. Scope to Include: adding new office, washroom and kitchen. | PERFECT PLUMBING & HEATING LTD.
EP-2022-06280 | 2022-07-26 | 1650 W 2ND AVENUE, Vancouver, BC V6J 4R3 | Electrical Permit | Commercial | Tenant Improvement | Completed | Installation / Repair - Commercial - Installation of new Lighting, receptacles, sub Panel, Tenant Metering and low voltage. #240 - 1650 W 2nd Avenue Scope of work: #240 -To permit a change of use from Wholesale Class -A to Retail and to provide interior alterations to this existing unit (#240) in this existing mixed use building on this site. Scope to Include: adding new office, washroom and kitchen. | Grove Electric Ltd
EP-2024-00101 | NULL | 1672 W 2ND AVENUE, Vancouver, BC V6J 1H4 | Electrical Permit | Commercial | Addition | Applicant Revisions | Installation / Repair - Commercial - install car charger | Wicks Electric Inc
EP-2023-02379 | 2023-04-18 | 1757 W 2ND AVENUE, Vancouver, BC | Electrical Permit | Commercial | Tenant Improvement | Completed | Installation / Repair - Commercial - Installing LED strip lighting at front and back of building. (SI-2023-00171) >BP: Exterior alterations to add a decorative covering on top of the existing building cladding and to add a canopy at the rear parking lot at this existing auto dealership on this site. Scope of work includes cosmetic upgrades to the front and back facades of the building by adding an ornamental metal cover on the cladding at the front of the building. OK for field review as per Nehzat J. on June 20th 2022. NOTE: - Schedule B, Architectural, Parisa Seyed-Hoseini, Architect, 604-681-5050. - A separate sign permit is required. - Energy Upgrade: Exempt - Exterior alterations only. | DLP Electrical Ltd
EP-2023-10670 | 2023-12-20 | 1788 W 2ND AVENUE, Vancouver, BC V6J 3H1 | Electrical Permit | Commercial | Addition | Issued | Installation / Repair - Commercial - installation of ev equipment | RMS Electric Ltd
GP-2022-01048 | 2022-04-04 | 3635 W 31ST AVENUE, Vancouver, BC V6S 1Y1 | Gas Permit | Residential | Tenant Improvement | Completed | Residential - Re Re Furnace | Moore & Russell Heating Ltd
EP-2022-02102 | 2022-03-17 | 3635 W 31ST AVENUE, Vancouver, BC V6S 1Y1 | Electrical Permit | Residential | Tenant Improvement | Issued | Installation / Repair - Residential - Service upgrade from 100 amps to 200 amps AMEND May 12, 2023 -Installation of heat pump. A service upgrade was not completed | Moore And Russell Heating And Air Conditioning Ltd
EP-2022-10086 | 2022-11-30 | 3635 W 31ST AVENUE, Vancouver, BC V6S 1Y1 | Electrical Permit | Residential | Renovation | Completed | Installation / Repair - Residential - ELECTRICAL UPGRADES: HOUSE PANEL SWAP WITH LARGER TUB - SAME SERVICE SIZE RE&RE OUTLETS AND SWITCHES, ADDING CIRCUITS. -They just did an asbestos abatement to re insulate existing walls and discovered the knob and tube. Re and re with new. Replace panel with new panel to accommodate arc fault breakers to meet current code. That’s the only reason panel is being replaced | Bridge Electric Corp
PP-2022-02538 | 2022-07-20 | 3677 W 31ST AVENUE, Vancouver, BC V6S 1Y1 | Plumbing Permit | Residential | Renovation | Completed | Residential - Drainage replacement with gravity fed sump | Kerrisdale Roofing & Drains Ltd
GP-2022-03808 | 2022-12-01 | 3691 W 31ST AVENUE, Vancouver, BC V6S 1Y1 | Gas Permit | Residential | Renovation | Completed | Residential - Installing gas furnace | Reid Brothers Plumbing & Heating Ltd
EP-2022-00726 | 2022-02-07 | 3691 W 31ST AVENUE, Vancouver, BC V6S 1Y1 | Electrical Permit | Residential | Tenant Improvement | Completed | Installation / Repair - Residential - - installing a 30 amp car charger - installing a 30A Dandy Load Miser -service is 240 volt, 100 amp, phase 1 We are not changing the service , just adding a load miser | AJ's Electrical Contractors LTD
GP-2023-03755 | 2023-11-28 | 3771 W 31ST AVENUE, Vancouver, BC V6S 1Y1 | Gas Permit | Residential | Renovation | Completed | Residential - FURNACE RE/RE | Reliance Comfort Limited Partnership
MP-2023-01576 | 2023-08-28 | 3807 W 31ST AVENUE, Vancouver, BC V6S 1Y2 | Mechanical Permit | NULL | NULL | Completed | NULL | Reid Brothers Plumbing & Heating Ltd
GP-2023-02501 | 2023-08-28 | 3807 W 31ST AVENUE, Vancouver, BC V6S 1Y2 | Gas Permit | Residential | Renovation - Dwelling Unit(s) only | Completed | Residential - Installing tankless water heater | Reid Brothers Plumbing & Heating Ltd
EP-2023-07188 | 2023-08-17 | 3807 W 31ST AVENUE, Vancouver, BC V6S 1Y2 | Electrical Permit | Residential | Renovation | Completed | Installation / Repair - Residential - SS renovation of kitchen, living areas and heating devices for the home. Remove gas furnace and replace with Heat Pump. Service upgrade required to change from 100A/100A dual position meter base up to 200A/200A per position meter base. Upgrade feeder cable to the MH that splits and feeds the MH and SS on one meter. Second meter is for LWH no changes to that service feeder. Power new heat pump that will provide heating and cooling to the MH and SS. >BP: Interior alterations to this existing Single Detached House with a Secondary Suite Scope of work includes: 1) Remove stairs between existing secondary suite and main dwelling. 2) Add additional powder room to the existing legal secondary suite. 3) Reconfigure and replace existing secondary suite kitchen. 4) Renovate existing secondary suite bathroom. 5) Make good fire separation between suite and existing furnace room. 6) Close off all existing air ducts to secondary suite and provide electrical baseboard heating to secondary suite. 7) Combine two closets in the secondary suite master bedroom. 8) Add an additional layer of gypsum to the ceiling of secondary suite. 9) Install smoke and carbon monoxide alarms. 10) Re & Re plumbing as required. 11) Re & Re electrical work as required. Ok for Field Review as per Manuel Meier. DBI to determine on site whether Structural drawings and schedule B are required DBI to determine the location of smoke and carbon monoxide alarms | ACE Integrated Systems Ltd
EP-2023-01121 | 2023-02-10 | 3808 W 31ST AVENUE, Vancouver, BC V6S 1Y3 | Electrical Permit | Commercial | New | Issued | Temporary Power - Commercial - To provide temporary power. Amend: Mar 20th, 2023 address changed to 3808 west 31st | Ross Morrison Electrical Ltd
GP-2022-01069 | 2022-04-05 | 3850 W 31ST AVENUE, Vancouver, BC | Gas Permit | Commercial | Renovation | Completed | Commercial - Replaced furnace @ 98,000 | On Tap Solutions Ltd
GP-2022-00076 | 2022-01-19 | 3287 W 32ND AVENUE, Vancouver, BC V6L 2C2 | Gas Permit | Residential | Renovation | Completed | Residential - Install one natural gas fireplace insert | Vancouver Gas Fireplaces Ltd
GP-2021-04369 | 2022-01-05 | 3299 W 32ND AVENUE, Vancouver, BC V6L 2C2 | Gas Permit | Residential | Renovation - Dwelling Unit(s) only | Completed | Residential - Furnace Installation | Reid Brothers Plumbing & Heating Ltd
PP-2022-02860 | 2022-08-17 | 3420 W 32ND AVENUE, Vancouver, BC V6S 1Y9 | Plumbing Permit | Residential | New | Completed | Residential - Lawn irrigation system | Zhongmin Zhao DBA Colorful Garden
GP-2022-02870 | 2022-09-27 | 3425 W 32ND AVENUE, Vancouver, BC V6S 1Y8 | Gas Permit | Residential | New | Completed | Residential - Install Fulgor 36 Inch Professional Gas Range >BP: Interior alterations to provide improvements at this existing one family dwelling on this site. Scope of work includes to increase kitchen size. New millwork, closets, doors. New door and millwork in crawlspace. | Han Appliances & Refrigeration Ltd
EP-2022-06277 | 2022-07-26 | 3425 W 32ND AVENUE, Vancouver, BC V6S 1Y8 | Electrical Permit | Residential | Renovation | Completed | Installation / Repair - Residential - Kitchen renovation, new pot lights, repair outlets add some pot lights in basement and make repairs as needed. >BP: Interior alterations to provide improvements at this existing one family dwelling on this site. Scope of work includes to increase kitchen size. New millwork, closets, doors. New door and millwork in crawlspace. OK to process as DTI as per Kirat Kang April 20, 2022 Structural Schedule B, Tim Lam, P.Eng., ph:604.255.7670 | Balsam Electric Ltd
EP-2022-06409 | 2022-07-29 | 3425 W 32ND AVENUE, Vancouver, BC V6S 1Y8 | Electrical Permit | Residential | Renovation - Dwelling Unit(s) only | Completed | Installation / Repair - Residential - Pull back and reconnecting of existing wiring. No new wires pulled. We are doing class 2 low voltage >BP: Interior alterations to provide improvements at this existing one family dwelling on this site. Scope of work includes to increase kitchen size. New millwork, closets, doors. New door and millwork in crawlspace. | Pure Image Technology Solutions Ltd
EP-2023-05134 | 2023-07-12 | 3453 W 32ND AVENUE, Vancouver, BC V6S 1Y8 | Electrical Permit | Residential | Renovation | Completed | Installation / Repair - Residential - service upgrade from 100 amp to 200 amp and electrical connection to Heat pump *An approved mechanical permit is required for the installation of air conditioning or heat pump unit at the time of installation before an electrical inspection will be performed | Milani Electric Limited
MP-2023-01590 | 2023-08-30 | 3453 W 32ND AVENUE, Vancouver, BC V6S 1Y8 | Mechanical Permit | NULL | NULL | Completed | NULL | Milani Plumbing Heating & Air Conditioning Ltd
GP-2023-02444 | 2023-08-21 | 3453 W 32ND AVENUE, Vancouver, BC V6S 1Y8 | Gas Permit | Residential | Renovation | Completed | Residential - Re & Re Furnace Re & Re Hot Water Tank | Milani Plumbing Heating & Air Conditioning Ltd
EP-2023-11325 | 2024-01-09 | 3485 W 32ND AVENUE, Vancouver, BC V6S 1Y8 | Electrical Permit | Residential | New | Issued | Installation / Repair - Residential - A/C Wiring, Breaker to Unit NO MECHANICAL PERMIT AT TIME OF ISSUANCE. | Macrae&King Power Inc
GP-2023-04147 | 2023-12-21 | 3485 W 32ND AVENUE, Vancouver, BC V6S 1Y8 | Gas Permit | Residential | Tenant Improvement | Completed | Residential - replacing furnace and water heater | Coleman Heating Inc
MP-2024-00067 | 2024-01-15 | 3485 W 32ND AVENUE, Vancouver, BC V6S 1Y8 | Mechanical Permit | NULL | NULL | Completed | NULL | Ferenc Nagy
EP-2023-10681 | 2023-12-14 | 3228 W 33RD AVENUE, Vancouver, BC V6N 2G9 | Electrical Permit | Residential | Addition | Completed | Installation / Repair - Residential - Wiring and installation of Level 2 Charger >Permit Amendment Jan 26, 2024 -Document Review: Rejected ¦ -"Revised Load calculation" ¦ -Document(s) uploaded to "Application Documents" tab for Electrical Inspector review. Electrical contractor to request an electrical inspection online for the District Electrical Inspector to review document(s): https://plposweb.vancouver.ca/Public/Login.aspx ¦ Include "Document review only" in the requestor comments | Vancouver Green Electric Ltd
EP-2022-04772 | 2022-06-07 | 3249 W 33RD AVENUE, Vancouver, BC V6N 2G8 | Electrical Permit | Residential | New | Expired | Temporary Power - Residential - To provide temporary power. | Oscar Electric Ltd
EP-2023-04805 | 2023-05-31 | 3249 W 33RD AVENUE, Vancouver, BC V6N 2G8 | Electrical Permit | Residential | New | Issued | Installation / Repair - Residential - Install low voltage for alarm, tv, networking, cctv & doorbell. >BP: To construct a 2 storey + basement one-family ($814,950.00) with an attached garage providing 2 parking spaces, having vehicular access from the street. 1. A/C proposed – Exterior component located in rear yard, Interior component located on second floor. 2. Bar sink located not proposed. 3. Schedule B: (KE JIAN MA, P.Eng. 604-599-8890) Structural, Geotechnical 4. HPO: Residential Builder- (HOME VITALITY SOLUTIONS LTD) Note: This is a 2 storey building pursuant to the Zoning and Development By-Law Address Information: Principal Dwelling: 3249 W 33rd AV Address and suite number assigned as per approved plans for Fire and Emergency response. The address number is to be posted to the building to be visible from the street and the suite number is to be posted at the suite entry in accordance with the Building By-law prior to final inspection. **THIS PERMIT HAS BEEN ISSUED UNDER THE REQUIREMENTS OF VBBL #12511 (2019) ** | Casbal Services Ltd
EP-2023-05179 | 2023-06-09 | 3249 W 33RD AVENUE, Vancouver, BC V6N 2G8 | Electrical Permit | Residential | New | Issued | Temporary Power - Residential - To provide temporary power. | Oscar Electric Ltd
SP-2023-00893 | 2023-05-19 | 3249 W 33RD AVENUE, Vancouver, BC V6N 2G8 | Sprinkler Permit | Residential | New | Issued | Residential - 1FD - New fire sprinkler installation >DB: To construct a 2 storey + basement one-family ($814,950.00) with an attached garage providing 2 parking spaces, having vehicular access from the street. 1. A/C proposed – Exterior component located in rear yard, Interior component located on second floor. 2. Bar sink located not proposed. | Spectrum Fire Protection Ltd
GP-2023-00560 | 2023-02-17 | 3249 W 33RD AVENUE, Vancouver, BC V6N 2G8 | Gas Permit | Residential | New | Issued | Residential - 1 Range, 1 Boiler & 1 BBQ new gas works >BP: To construct a 2 storey + basement one-family ($814,950.00) with an attached garage providing 2 parking spaces, having vehicular access from the street. | Lucky Five Eight Plumbing & Heating Ltd
PP-2023-00553 | 2023-02-16 | 3249 W 33RD AVENUE, Vancouver, BC V6N 2G8 | Plumbing Permit | Residential | New | Issued | Residential - new plumbing works >BP: To construct a 2 storey + basement one-family with an attached garage providing 2 parking spaces, having vehicular access from the street. 1. A/C proposed – Exterior component located in rear yard, Interior component located on second floor. 2. Bar sink located not proposed. 3. Schedule B: (KE JIAN MA, P.Eng. 604-599-8890) Structural, Geotechnical 4. HPO: Residential Builder- (HOME VITALITY SOLUTIONS LTD) | Lucky Five Eight Plumbing & Heating Ltd
MP-2023-00283 | 2023-03-02 | 3249 W 33RD AVENUE, Vancouver, BC V6N 2G8 | Mechanical Permit | NULL | NULL | Issued | NULL | Lucky Five Eight Plumbing & Heating Ltd
PP-2022-02573 | 2022-07-22 | 3249 W 33RD AVENUE, Vancouver, BC V6N 2G8 | Plumbing Permit | Residential | New | Issued | Residential - sumps | JVT EXCAVATING & DEMOLITION LTD
EP-2022-07897 | 2022-09-22 | 3249 W 33RD AVENUE, Vancouver, BC V6N 2G8 | Electrical Permit | Residential | New | Issued | Installation / Repair - Residential - New one family dwelling with detached garage. 200A Main service. 1 Meter. 200A Main breaker. >BP: To construct a 2 storey + basement one-family ($814,950.00) with an attached garage providing 2 parking spaces, having vehicular access from the street. 1. A/C proposed – Exterior component located in rear yard, Interior component located on second floor. 2. Bar sink located not proposed. 3. Schedule B: (KE JIAN MA, P.Eng. 604-599-8890) Structural, Geotechnical 4. HPO: Residential Builder- (HOME VITALITY SOLUTIONS LTD) | Oscar Electric Ltd
EP-2022-09890 | 2022-11-23 | 3250 W 33RD AVENUE, Vancouver, BC V6N 2G9 | Electrical Permit | Residential | Addition | Completed | Installation / Repair - Residential - Using a 40 Amp breaker run wire (8/3 BX) from garage panel to the right of the panel and install nema 14-50 R outlet. DCC-12 load management device will be needed. | Amor Energy Corporation
GP-2022-03646 | 2022-11-21 | 3255 W 33RD AVENUE, Vancouver, BC V6N 2G8 | Gas Permit | Residential | Renovation | Completed | Residential - Replacement water heater | BC Wide Home Services Ltd
GP-2022-03998 | 2022-12-15 | 3263 W 33RD AVENUE, Vancouver, BC V6N 2G8 | Gas Permit | Residential | New | Completed | Residential - Install one gas fireplace | JOT MECHANICAL LTD
SP-2022-01294 | 2022-08-15 | 3263 W 33RD AVENUE, Vancouver, BC V6N 2G8 | Sprinkler Permit | Residential | New | Completed | Residential - new sprinkler installation >To construct a 2 storey + basement one-family dwelling ($749,525.00) with a detached accessory building (garage), at the rear providing 2 parking spaces, having vehicular access from the lane. Note: This is a 2 storey building pursuant to the Zoning and Development By-Law 1- Bar/Sink proposed in the basement 2- A/C unit proposed in the rear yard 3- Schedule B: Antony Wang, P.Eng (604-618-6236) Structural & Geotechnical 4- HPO: Residential Builder – JB Pacific Homes Ltd. 5- The entire building to be sprinklered to NFPA 13D. ******THIS PERMIT HAS BEEN ISSUED UNDER THE REQUIREMENTS OF VBBL #12511 (2019)****** | Real Tech Fire Protection Ltd
EP-2022-05997 | 2022-07-19 | 3263 W 33RD AVENUE, Vancouver, BC V6N 2G8 | Electrical Permit | Residential | New | Completed | Installation / Repair - Residential - 1FD - Electrical wiring and installation for a 3 level single family dwelling and detached garage. All low voltage wiring - alarm, data, etc. COMPLETE SECURITY ALARM SYSTEM To construct a 2 storey + basement one-family dwelling with a detached accessory building (garage), at the rear providing 2 parking spaces, having vehicular access from the lane. Note: This is a 2 storey building pursuant to the Zoning and Development By-Law 1- Bar/Sink proposed in the basement 2- A/C unit proposed in the rear yard | Chung Leung
PP-2022-02093 | 2022-06-15 | 3263 W 33RD AVENUE, Vancouver, BC V6N 2G8 | Plumbing Permit | Residential | New | Completed | Residential - plumbing To construct a 2 storey + basement one-family dwelling with a detached accessory building (garage), at the rear providing 2 parking spaces, having vehicular access from the lane. Note: This is a 2 storey building pursuant to the Zoning and Development By-Law 1- Bar/Sink proposed in the basement 2- A/C unit proposed in the rear yard 3- Schedule B: Antony Wang, P.Eng (604-618-6236) Structural & Geotechnical 4- HPO: Residential Builder – JB Pacific Homes Ltd. 5- The entire building to be sprinklered to NFPA 13D. | bcc mechanicals ltd
EP-2022-05441 | 2022-06-27 | 3263 W 33RD AVENUE, Vancouver, BC V6N 2G8 | Electrical Permit | Residential | New | Completed | Installation / Repair - Residential - To pre-install underground feeder cables and telephone conduit for a new house. >BP: To construct a 2 storey + basement one-family dwelling ($749,525.00) with a detached accessory building (garage), at the rear providing 2 parking spaces, having vehicular access from the lane. Note: This Building Permit will remain in a suspended status until the associated (green) Demolition Permit BP-2022-01385 is completed. Note: This is a 2 storey building pursuant to the Zoning and Development By-Law 1- Bar/Sink proposed in the basement 2- A/C unit proposed in the rear yard 3- Schedule B: Antony Wang, P.Eng (604-618-6236) Structural & Geotechnical 4- HPO: Residential Builder – JB Pacific Homes Ltd. 5- The entire building to be sprinklered to NFPA 13D. ******THIS PERMIT HAS BEEN ISSUED UNDER THE REQUIREMENTS OF VBBL #12511 (2019)****** | Eltec Electric Ltd
GP-2022-01929 | 2022-06-27 | 3263 W 33RD AVENUE, Vancouver, BC V6N 2G8 | Gas Permit | Residential | New | Completed | Residential - fire place piping only . To construct a 2 storey + basement one-family dwelling with a detached accessory building (garage), at the rear providing 2 parking spaces, having vehicular access from the lane. Note: This is a 2 storey building pursuant to the Zoning and Development By-Law 1- Bar/Sink proposed in the basement 2- A/C unit proposed in the rear yard 3- Schedule B: Antony Wang, P.Eng (604-618-6236) Structural & Geotechnical 4- HPO: Residential Builder – JB Pacific Homes Ltd. 5- The entire building to be sprinklered to NFPA 13D. | bcc mechanicals ltd
PP-2022-01573 | 2022-05-26 | 3263 W 33RD AVENUE, Vancouver, BC V6N 2G8 | Plumbing Permit | Residential | New | Completed | Residential - Sumps > To construct a 2 storey + basement one-family dwelling ($749,525.00) with a detached accessory building (garage), at the rear providing 2 parking spaces, having vehicular access from the lane. | Canadian Excavating Ltd
EP-2022-03046 | 2022-04-14 | 3263 W 33RD AVENUE, Vancouver, BC V6N 2G8 | Electrical Permit | Residential | New | Expired | Temporary Power - Residential - To provide temporary power. NOTE: Work authorized by this permit is for placement of a temporary power pole only and does not authorize any site construction and/or excavation. A separate Building Permit will be required prior to commencement of any other work on this site. | Jeff Electric Ltd
EP-2022-02444 | 2022-04-29 | 3341 W 33RD AVENUE, Vancouver, BC V6N 2H1 | Electrical Permit | Residential | Addition | Completed | Installation / Repair - Residential - modified service , add 200 amp panel in garage on the existing 200 amp service, make existing panel as sub-panel . install a level 2 ev charger on garage panel . | Vector Home Services Inc
GP-2022-02826 | 2022-09-21 | 3341 W 33RD AVENUE, Vancouver, BC V6N 2H1 | Gas Permit | Residential | Renovation | Completed | Residential - Replacing one gas boiler | Lime Home Services Ltd
EP-2021-09573 | 2022-01-05 | 3357 W 33RD AVENUE, Vancouver, BC V6N 2H1 | Electrical Permit | Residential | Addition | Completed | Installation / Repair - Residential - Install roughly 5 meters long circuit from the sub - electrical panel in the garage using AC90 3C#8 Cu cable. Install a NEMA 14-50R Receptacle for EV charging. 30 AMP breaker will be installed | Four Stones Electric Ltd
MP-2023-00726 | 2023-05-04 | 3708 W 36TH AVENUE, Vancouver, BC V6N 2S4 | Mechanical Permit | NULL | NULL | Completed | NULL | Lambert Plumbing & Heating
EP-2023-03839 | 2023-05-03 | 3708 W 36TH AVENUE, Vancouver, BC V6N 2S4 | Electrical Permit | Residential | Addition | Completed | Installation / Repair - Residential - Connect 17 MCA 230V Heat Pump Unit. Unit to be feed from existing panel in garage. Existing service is a 200 amp 1 phase at the house. Garage sub service is 100 amp, unit is fed from existing 3c8 NMWU. >Permit Amendment Dec 01, 2023 -"Add a 4.5kw condensing water heater to main service" *Document(s) uploaded to "Application Documents" tab for Electrical Inspector review. Documents are at pending status at time of permit amendment approval | Paone Electric Ltd
GP-2023-03343 | 2023-11-02 | 3708 W 36TH AVENUE, Vancouver, BC V6N 2S4 | Gas Permit | Residential | Renovation | Completed | Residential - Disconnecting tankless water heater and capping the gas line and installing heat pump water heater | Lambert Plumbing & Heating
GP-2023-01321 | 2023-04-21 | 4078 W 33RD AVENUE, Vancouver, BC V6N 2J1 | Gas Permit | Residential | Renovation | Completed | Residential - Replace gas furnace | BNA Systems Inc and/or Kirkland Metal Shop Ltd
EP-2023-05022 | 2023-06-07 | 1880 W 34TH AVENUE, Vancouver, BC V6M 1G1 | Electrical Permit | Residential | Addition | Completed | Installation / Repair - Residential - Install one 240V/40A level 2 EV charger. Existing service is 200A. New EV charger locate at garage, branch circuit conductors from main panel which located basement of house. | Vadas Electric Service Inc.
SP-2022-00085 | 2022-01-21 | 1888 W 34TH AVENUE, Vancouver, BC V6M 1G1 | Sprinkler Permit | Residential | New | Completed | Residential - New sprinkler system There is common backflow preventer for both units, No individual dual check valve >BP: Right of way covenant register on land titles, GD101662 To construct a two-storey two-family dwelling with two secondary suite with an attached and detached accessory building (garage) at the rear providing 5 parking spaces, having vehicular access from the lane. Note: This is a 2 storey building pursuant to the Zoning and Development By-Law *Note: site not abutting a street. Relaxation as per 10.19 was given by DOP and access to site provided by shared covenant GD101661. *The entire building to be sprinklered to NFPA 13R 1. No A/C units proposed 2. Bar sinks (2) proposed in lower Basement 3. Schedule A: Vincent L. Yen, Architect (604-337-1703) 4. Schedule B: Vincent L. Yen, Architect (604-337-1703) Architectural 5. Schedule B: Ke Jian Ma, P.Eng (604-599-8890) Structural 6. Schedule B: Karim Karimzadegan, P.Eng (604-990-0546) Geotechnical 7. Schedule D: Jasdeep Bains P.Eng (604-445-5385) Building Envelope Professional ******THIS PERMIT HAS BEEN ISSUED UNDER THE REQUIREMENTS OF VBBL 2019 | Haven Fire Protection Ltd
EP-2022-03464 | 2022-04-29 | 1888 W 34TH AVENUE, Vancouver, BC V6M 1G1 | Electrical Permit | Residential | New | Completed | Installation / Repair - Residential - rough wiring of security alarm, tv, data, sound, telephone and completion of security alarm >BP: To construct a two-storey two-family dwelling with two secondary suite with an attached and detached accessory building (garage) at the rear providing 5 parking spaces, having vehicular access from the lane. Note: This is a 2 storey building pursuant to the Zoning and Development By-Law *Note: site not abutting a street. Relaxation as per 10.19 was given by DOP and access to site provided by shared covenant GD101661. *The entire building to be sprinklered to NFPA 13R 1. No A/C units proposed 2. Bar sinks (2) proposed in lower Basement 3. Schedule A: Vincent L. Yen, Architect (604-337-1703) 4. Schedule B: Vincent L. Yen, Architect (604-337-1703) Architectural 5. Schedule B: Ke Jian Ma, P.Eng (604-599-8890) Structural 6. Schedule B: Karim Karimzadegan, P.Eng (604-990-0546) Geotechnical 7. Schedule D: Jasdeep Bains P.Eng (604-445-5385) Building Envelope Professional ******THIS PERMIT HAS BEEN ISSUED UNDER THE REQUIREMENTS OF VBBL 2019 Amend: May 11th, 2023 amendment $2000 job value to existing job value. Make it together $5000 | Supersonic Security System Inc.
GP-2023-01739 | 2023-06-05 | 1888 W 34TH AVENUE, Vancouver, BC V6M 1G1 | Gas Permit | Residential | New | Completed | Residential - Run underground line and install fire pit >BP: To construct a two-storey two-family dwelling with two secondary suite | JOT MECHANICAL LTD
GP-2023-01440 | 2023-05-04 | 1888 W 34TH AVENUE, Vancouver, BC V6M 1G1 | Gas Permit | Residential | New | Completed | Residential - 2FD+2SS - FRONT 1888 W 34TH AV - #1 & #2 BACK - 1890 W 34TH AV - #1 & #2 INSTALLATION OF 3 X GAS RANGES 1 X GAS COOKTOP >BP: To construct a two-storey two-family dwelling with two secondary suite with an attached and detached accessory building (garage) at the rear providing 5 parking spaces, having vehicular access from the lane. Note: This is a 2 storey building pursuant to the Zoning and Development By-Law *The entire building to be sprinklered to NFPA 13R 1. (2) A/C unit proposed (1) West elevation rear yard adjacent garage; (1) adjacent to rear deck South elevation. 2. Bar sinks (2) proposed in lower Basement | Coal Harbour Mechanical Ltd
EP-2022-08102 | 2022-09-23 | 1888 W 34TH AVENUE, Vancouver, BC V6M 1G1 | Electrical Permit | Residential | New | Expired | Temporary Power - Residential - To provide temporary power. | C G Electrical Contractors Ltd
PP-2022-03433 | 2022-09-28 | 1888 W 34TH AVENUE, Vancouver, BC V6M 1G1 | Plumbing Permit | Residential | New | Completed | Residential - Lawn irrigation | Big City Sprinklers
PP-2016-05419 | 2022-03-11 | 2125 W 34TH AVENUE, Vancouver, BC V6M 1G3 | Plumbing Permit | Residential | Renovation | Completed | Residential - INSTALL TOILET, SHOWER SUPPLY AND DRAIN | Hillcrest Plumbing & Heating (1967) Ltd
GP-2023-01432 | 2023-05-04 | 2145 W 34TH AVENUE, Vancouver, BC V6M 1G3 | Gas Permit | Residential | New | Issued | Residential - Install boiler piping for 3 fireplaces 2 gas range 2 bbq 1 patio heater >BP: To construct a 2 storey + cellar one-family dwelling providing 1 parking space, having vehicular access from the lane. | JOT MECHANICAL LTD
SP-2022-00698 | 2022-05-08 | 2145 W 34TH AVENUE, Vancouver, BC V6M 1G3 | Sprinkler Permit | Residential | New | Issued | Residential - To Install 34 sprinkler heads To construct a 2 storey + cellar one-family dwelling providing 1 parking space, having vehicular access from the lane. Note: This is a 2 storey building pursuant to the Zoning and Development By-Law. 1. Schedule B Architectural from AIBC Stefan Wiedemann 604-313-4241 2. Schedule B Structural / Geotechnical from P.Eng. Sharat Chande 604-291-7434 from P.Eng. Sharat Chande 604-291-7434 - Schedule B (Structural) Glass Guard 3. Schedule A from AIBC Stefan Wiedemann 604-313-4241 4. Schedule D from P.Eng. Julio Reynel- Garcia 778-998-0709 5. HPO: Apple Barn Investments Expiry November 30th 2021 | General Sprinkler Systems Ltd
EP-2022-02614 | 2022-03-31 | 2145 W 34TH AVENUE, Vancouver, BC V6M 1G3 | Electrical Permit | Residential | New | Expired | Temporary Power - Residential - To provide temporary power. | Beyond Electric Ltd
NULL | NULL | 1880 W 2ND AVENUE, Vancouver, BC V6J 1H9 | Electrical Permit | Residential | Renovation | Withdrawn | Installation / Repair - Residential - Install (5) 120V 15A outlets in basement games room | Fina Electric Services Group Ltd
EP-2022-06812 | 2022-08-15 | 1880 W 2ND AVENUE, Vancouver, BC V6J 1H9 | Electrical Permit | Residential | Renovation | Completed | Installation / Repair - Residential - Install (5) 120V 15A outlets in basement games room | Fina Electric Services Group Ltd
PP-2023-00528 | 2023-02-14 | 1937 W 2ND AVENUE, Vancouver, BC V6J 1J2 | Plumbing Permit | Commercial | Renovation | Issued | Commercial - Remove and replace for 2 tubs. >BP: Interior alterations to provide washroom repair to this unit #1-9 on the 1st-3rd floors in this existing multiple dwelling building on this site. Scope of work includes : new drywall and re&re washroom fixtures | Sam Brothers Plumbing and Heating Ltd
NULL | NULL | 1937 W 2ND AVENUE, Vancouver, BC V6J 1J2 | Gas Permit | Residential | Addition | Draft | Residential - Remove old Hot Water boiler and install new | Upper Level Plumbing Ltd
PP-2023-00397 | 2023-02-08 | 1952 W 2ND AVENUE, Vancouver, BC V6J 1J3 | Plumbing Permit | Residential | Renovation | Completed | Residential - Replumb basement bathroom, laundry & bar sink. Replace kitchen sink, faucet & dishwasher >BP: Interior alterations to convert the existing multiple conversion dwelling containing 2 dwelling units to a one-family dwelling on this site. work to include adding connecting stairs between the basement and main floor, relocating bathroom and changing layout of basement and main floor to accommodate stairs. | Fleetwood Plumbing & Heating Ltd
SP-2023-00308 | 2023-02-22 | 1952 W 2ND AVENUE, Vancouver, BC V6J 1J3 | Sprinkler Permit | Residential | Renovation | Completed | Residential - change out 4 existing sprinkler heads add 2 new ones | Fire Busters Inc
MP-2022-00266 | 2022-09-26 | 1952 W 2ND AVENUE, Vancouver, BC V6J 1J3 | Mechanical Permit | NULL | NULL | Completed | NULL | Thomson Industries Ltd
EP-2023-00505 | 2023-01-23 | 1952 W 2ND AVENUE, Vancouver, BC V6J 1J3 | Electrical Permit | Residential | Renovation | Completed | Installation / Repair - Residential - Wire for new kitchen appliances. Adjust wiring in basement to allow for new framing in basement. >BP: Interior alterations to convert the existing multiple conversion dwelling containing 2 dwelling units to a one-family dwelling on this site. work to include adding connecting stairs between the basement and main floor, relocating bathroom and changing layout of basement and main floor to accommodate stairs. House replacement value: $246,000 OK for field review per D.Langevin Aug 4, 2022 Schedule B - Structural - Robert Malczyk - 604.839.0214, Timber Engineering Inc. REUP upgrade (2 pts required; 6 pts proposed): Minor Air Sealing: Target 10% ACH improvement - EA identifies major leaks; air sealing repairs completed (1pt) Heat pump replacement: install heat pump as primary system for > 70% of floor area (5 pts) | Clay Electric Ltd
EP-2022-08390 | 2022-10-05 | 1952 W 2ND AVENUE, Vancouver, BC V6J 1J3 | Electrical Permit | Residential | Renovation | Completed | Installation / Repair - Residential - Dedicated Circuit for Heat Pump and DCC12, Load Share Device >BP: Interior alterations to convert the existing multiple conversion dwelling containing 2 dwelling units to a one-family dwelling on this site. work to include adding connecting stairs between the basement and main floor, relocating bathroom and changing layout of basement and main floor to accommodate stairs. House replacement value: $246,000 OK for field review per D.Langevin Aug 4, 2022 Schedule B - Structural - Robert Malczyk - 604.839.0214, Timber Engineering Inc. REUP upgrade (2 pts required; 6 pts proposed): Minor Air Sealing: Target 10% ACH improvement - EA identifies major leaks; air sealing repairs completed (1pt) Heat pump replacement: install heat pump as primary system for > 70% of floor area (5 pts) | Pacific Star Electric Inc
EP-2022-09708 | 2022-11-21 | 1959 W 2ND AVENUE, Vancouver, BC V6J 1J2 | Electrical Permit | Commercial | Tenant Improvement | Completed | Installation / Repair - Commercial - Repair of branch wiring for parkade lighting that was hit by coring and we repaired with BX, surface mount in the parkade and confirm all is to code. See attached pics. | Houle Electric Limited
EP-2022-03985 | 2022-05-16 | 1959 W 2ND AVENUE, Vancouver, BC V6J 1J2 | Electrical Permit | Commercial | Renovation | Completed | Installation / Repair - Commercial - Maintenance replacement of fire alarm. Replacement of the control unit, annunciator and smoke detectors only. Note: This permit has been issued based on Bulletin 2018-004-BU/EL. | Fina Electrical Systems Ltd
EP-2022-01622 | 2022-03-01 | 2091 W 2ND AVENUE, Vancouver, BC V6J 1J5 | Electrical Permit | Residential | Renovation | Completed | Installation / Repair - Residential - install dishwasher >BP: #101 - 2nd Level Interior alterations to provide improvements in unit #101 to do bathroom and kitchen renovation including fire proofing improvement in this existing multiple dwelling building on this site. E2 - - SWH - Install low flow shower heads in all showers OK for Field Review per Jamie Zhang - July 12/21 | Delta Tritec Group Ltd
GP-2022-01043 | 2022-04-04 | 3919 W 31ST AVENUE, Vancouver, BC V6S 1Y4 | Gas Permit | Residential | Renovation | Completed | Residential - New Combi Boiler Replacement | Pro Ace Heating & Air Conditioning Services Ltd
PP-2023-01220 | 2023-04-06 | 3920 W 31ST AVENUE, Vancouver, BC V6S 1Y5 | Plumbing Permit | Residential | Addition | Issued | Residential - install draintile & rainwater leader & sump pump for new addition >DB: 3920 W 31st Avenue Exterior and interior alterations to renovate this existing 1FD. Scope of Work: - To enclose the space under the main floor into living space in the basement - two doors and one window added facing the rear. - To make a sunken patio to the basement level - To renovate the main floor & upper floor - interior alterations only - To relocate the stairs to the rear deck. AMEND: JUN 19/2023 REVISED DRAWINGS UPLOADED | G E Koba Enterprises Inc
NULL | NULL | 3920 W 31ST AVENUE, Vancouver, BC V6S 1Y5 | Plumbing Permit | Residential | Addition | Draft | Residential - draintile, rainwater leader, dampproofing, sump with sump pump with discharge line | G E Koba Enterprises Inc
PP-2023-01773 | 2023-05-23 | 3920 W 31ST AVENUE, Vancouver, BC V6S 1Y5 | Plumbing Permit | Residential | Renovation | Completed | Residential - Install the following new fixtures: 1 toilet, 1 basin, 1 shower, 1 laundry box, 1 floor drain, 1 bar sink, 1 laundry sink in garage Re and re for the following fixtures: 1 kitchen sink, 2 showers, 1 tub Repipe the following fixtures remaining in the same location: 3 toilets, 4 basins >DB: Exterior and interior alterations to renovate this existing 1FD. Scope of Work: - To enclose the space under the main floor into living space in the basement - two doors and one window added facing the rear. - To make a sunken patio to the basement level - To renovate the main floor & upper floor - interior alterations only - To relocate the stairs to the rear deck. | BD Plumbing
GP-2023-01592 | 2023-05-19 | 3920 W 31ST AVENUE, Vancouver, BC V6S 1Y5 | Gas Permit | Residential | Renovation | Completed | Residential - Install the following new fixtures: 1 range, 1 water heater, 1 fireplace (piping only) >BP: 3920 W 31st Avenue Exterior and interior alterations to renovate this existing 1FD. Scope of Work: - To enclose the space under the main floor into living space in the basement - two doors and one window added facing the rear. - To make a sunken patio to the basement level - To renovate the main floor & upper floor - interior alterations only - To relocate the stairs to the rear deck. Energy Upgrade - 2 points required: 1. Minor air sealing: Target 10% ACH improvement - EA identifies major lleaks; air sealing repairs completed. 2. Attic insulation: If <R12, increase to R28, if >R12, increase to R40 >>>>>>>>>>> Amend: January 5th -to remove water heater -and add one BBQ @ 60,000 BTU | BD Plumbing
EP-2023-04273 | 2023-05-23 | 3920 W 31ST AVENUE, Vancouver, BC V6S 1Y5 | Electrical Permit | Residential | Renovation | Issued | Installation / Repair - Residential - Structured wiring. Security alarm system. Surveillance camera system. Doorbell. >BP: 3920 W 31st Avenue Exterior and interior alterations to renovate this existing 1FD. Scope of Work: - To enclose the space under the main floor into living space in the basement - two doors and one window added facing the rear. - To make a sunken patio to the basement level - To renovate the main floor & upper floor - interior alterations only - To relocate the stairs to the rear deck. Energy Upgrade - 2 points required: 1. Minor air sealing: Target 10% ACH improvement - EA identifies major lleaks; air sealing repairs completed. 2. Attic insulation: If <R12, increase to R28, if >R12, increase to R40 OK for DB per Samantha Patterson (POD) OK for SIPs per Sonia Erichsen & Shelley Dugaro | Vancouver Audiospace Home Control Ltd
EP-2023-04683 | 2023-06-02 | 3920 W 31ST AVENUE, Vancouver, BC V6S 1Y5 | Electrical Permit | Residential | Renovation | Issued | Installation / Repair - Residential - Re wiring of house and move service to the garage and upgrade service to 200 amps >BP: Exterior and interior alterations to renovate this existing 1FD. Scope of Work: - To enclose the space under the main floor into living space in the basement - two doors and one window added facing the rear. - To make a sunken patio to the basement level - To renovate the main floor & upper floor - interior alterations only - To relocate the stairs to the rear deck. Energy Upgrade - 2 points required: 1. Minor air sealing: Target 10% ACH improvement - EA identifies major lleaks; air sealing repairs completed. 2. Attic insulation: If <R12, increase to R28, if >R12, increase to R40 OK for DB per Samantha Patterson (POD) OK for SIPs per Sonia Erichsen & Shelley Dugaro | David Stein
GP-2023-02582 | 2023-09-06 | 3920 W 31ST AVENUE, Vancouver, BC V6S 1Y5 | Gas Permit | Residential | Renovation | Completed | Residential - 1 gas fireplace venting and hook up only >BP: Exterior and interior alterations to renovate this existing 1FD. Scope of Work: - To enclose the space under the main floor into living space in the basement - two doors and one window added facing the rear. - To make a sunken patio to the basement level - To renovate the main floor & upper floor - interior alterations only - To relocate the stairs to the rear deck. | Urban Fireplaces Ltd
EP-2022-03007 | 2022-04-12 | 4063 W 28TH AVENUE, Vancouver, BC V6S 1S7 | Electrical Permit | Residential | New | Expired | Temporary Power - Residential - To provide temporary power. | G Chu Electric Ltd
PP-2023-03044 | 2023-08-28 | 4063 W 28TH AVENUE, Vancouver, BC V6S 1S7 | Plumbing Permit | Residential | New | Completed | Residential - 1FD+SS - #1 & #2 - a 3/4" double check backflow preventer box is installed at front yard | JWU Design Inc
GP-2022-01842 | 2022-06-17 | 4063 W 28TH AVENUE, Vancouver, BC V6S 1S7 | Gas Permit | Residential | New | Completed | Residential - to install 1 cooktop 1 range 1 bbq 2 fireplace 1 generator fireplace piping only >To construct a 2 storey one-family dwelling with a secondary suite located in the basement and 1 surface parking under in the rear having vehicular access from the lane. The entire building to be sprinklered to NFPA 13D. 1. Covenant registered at the Land Title Office under CA8722989 2. No strata titling permitted 3. A/C unit proposed in rear yard 4. Bar sink located in Rec room 5. Schedule A Ricardo Sapollnik P.Eng (604.523.1366) 6. Schedule B Ricardo Sapollnik P.Eng (604.523.1366) Architectural 7. Schedule B Antony Wang P.Eng (604.618.6236) Structural 8. Schedule B Paullus K.F. Young P.Eng. ( 604-841-7748 ) Geotechnical 9. Schedule D Ricardo Sapollnik P.Eng (604.523.1366) 10. BC Housing Bela Construction Ltd This is a 2 storey building pursuant to the Zoning and Development By-Law ******THIS PERMIT HAS BEEN ISSUED UNDER THE REQUIREMENTS OF VBBL 2019****** All rooms adjacent to East and West exposing building face shall be sprinklered. "Combustible projections or roof soffits on an exposing building face shall not project to less than .45m from the property line and shall be in compliance with VBBL 2019 9.10.15.5.(9) >>>>AMEND: Nov. 27th - to remove 2 fireplaces and 1 generator | Symbolistic Heating Ltd
EP-2022-05961 | 2022-07-15 | 4063 W 28TH AVENUE, Vancouver, BC V6S 1S7 | Electrical Permit | Residential | New | Completed | Installation / Repair - Residential - New construction structured wiring security alarm system surveillance camera system central vacuum system intercom system >BP: To construct a 2 storey one-family dwelling with a secondary suite located in the basement and 1 surface parking under in the rear having vehicular access from the lane. The entire building to be sprinklered to NFPA 13D. 1. Covenant registered at the Land Title Office under CA8722989 2. No strata titling permitted 3. A/C unit proposed in rear yard 4. Bar sink located in Rec room 5. Schedule A Ricardo Sapollnik P.Eng (604.523.1366) 6. Schedule B Ricardo Sapollnik P.Eng (604.523.1366) Architectural 7. Schedule B Antony Wang P.Eng (604.618.6236) Structural 8. Schedule B Paullus K.F. Young P.Eng. ( 604-841-7748 ) Geotechnical 9. Schedule D Ricardo Sapollnik P.Eng (604.523.1366) 10. BC Housing Bela Construction Ltd This is a 2 storey building pursuant to the Zoning and Development By-Law ******THIS PERMIT HAS BEEN ISSUED UNDER THE REQUIREMENTS OF VBBL 2019****** All rooms adjacent to East and West exposing building face shall be sprinklered. "Combustible projections or roof soffits on an exposing building face shall not project to less than .45m from the property line and shall be in compliance with VBBL 2019 9.10.15.5.(9) | Vancouver Audiospace Home Control Ltd
EP-2023-04508 | 2023-05-26 | 4075 W 28TH AVENUE, Vancouver, BC V6S 1S7 | Electrical Permit | Residential | Renovation | Completed | Installation / Repair - Residential - Relocation of a stove plug | GV ELECTRICAL INC
PP-2022-00767 | 2022-03-07 | 4035 W 31ST AVENUE, Vancouver, BC V6S 1Y7 | Plumbing Permit | Residential | New | Completed | Residential - 1FD - install irrigation system To construct a 2 storey + basement/cellar one-family dwelling with a detached accessory building (garage), at the rear providing 3 parking spaces, having vehicular access from the lane. 1. No Strata Titling permitted 2. A/C Unit proposed at rear yard 3. Bar sink located in Media room | Zhongmin Zhao DBA Colorful Garden
GP-2023-02153 | 2023-07-19 | 4038 W 31ST AVENUE, Vancouver, BC V6S 1Y6 | Gas Permit | Residential | Tenant Improvement | Completed | Residential - Re and Re the Tankless Water Heater | Moore & Russell Heating Ltd
GP-2023-03862 | 2023-12-05 | 4041 W 31ST AVENUE, Vancouver, BC V6S 1Y7 | Gas Permit | Residential | Renovation | Issued | Residential - Replace gas furnace | BNA Systems Inc and/or Kirkland Metal Shop Ltd
GP-2023-00628 | 2023-02-22 | 4044 W 31ST AVENUE, Vancouver, BC V6S 1Y6 | Gas Permit | Residential | Renovation | Completed | Residential - Re & Re HWT Gas | Milani Plumbing Heating & Air Conditioning Ltd
PP-2020-02602 | 2022-03-11 | 4048 W 31ST AVENUE, Vancouver, BC V6S 1Y6 | Plumbing Permit | Residential | Renovation | Completed | Residential - One outside sump.Exterior rock pit as requested by inspector. | Anway Construction Ltd
PP-2023-02686 | 2023-07-28 | 4063 W 31ST AVENUE, Vancouver, BC V6S 1Y7 | Plumbing Permit | Residential | Renovation | Issued | Residential - renovate all bathrooms >BP: Interior and exterior alterations to this one family dwelling. Scope of work includes: 1) Demo of all existing cabinets and installation of new cabinets. 2) New floors and tiles throughout main and upper floors. 3) Replace all existing pot lights for new L.E.D pot lights. 4) Replace all decorative electrical fixtures with new L.E.D bulbs. 5) Upgrade bathroom fans. 6) Replace plumbing fixtures and appliances throughout. 7) Remove bathtub in one bathroom and replace with a shower. 8) Re & Re of all plumbing fixtures. 9) Replace built in jet tub for a free standing tub in primary bathroom. 10) Add an electric fireplace in the primary bedroom. 11) New interior doors and baseboards. 12) Replace front entry door. 13) Turn the spice kitchen into a mud room. 14) Remove exterior porch over deck. Amend: Aug 11, 2023 permit should be for 2 showers and 1 tub | Conor Whyte Plumbing And Heating Limited
EP-2023-07209 | 2023-08-09 | 4063 W 31ST AVENUE, Vancouver, BC V6S 1Y7 | Electrical Permit | Residential | Renovation | Completed | Installation / Repair - Residential - Changing out all existing pots to an LED equivalent, re & re of kitchen, rearrange the the fireplace plugs, re & re of bathroom. >BP: Interior and exterior alterations to this one family dwelling. Scope of work includes: 1) Demo of all existing cabinets and installation of new cabinets. 2) New floors and tiles throughout main and upper floors. 3) Replace all existing pot lights for new L.E.D pot lights. 4) Replace all decorative electrical fixtures with new L.E.D bulbs. 5) Upgrade bathroom fans. 6) Replace plumbing fixtures and appliances throughout. 7) Remove bathtub in one bathroom and replace with a shower. 8) Re & Re of all plumbing fixtures. 9) Replace built in jet tub for a free standing tub in primary bathroom. 10) Add an electric fireplace in the primary bedroom. 11) New interior doors and baseboards. 12) Replace front entry door. 13) Turn the spice kitchen into a mud room. 14) Remove exterior porch over deck. Ok for Field Review as per Manuel Meier. | WESTPEAK ELECTRICAL LTD
GP-2023-02365 | 2023-08-11 | 4063 W 31ST AVENUE, Vancouver, BC V6S 1Y7 | Gas Permit | Residential | Renovation | Completed | Residential - 2 Fireplaces Installation >BP: nterior and exterior alterations to this one family dwelling. Scope of work includes: 1) Demo of all existing cabinets and installation of new cabinets. 2) New floors and tiles throughout main and upper floors. 3) Replace all existing pot lights for new L.E.D pot lights. 4) Replace all decorative electrical fixtures with new L.E.D bulbs. 5) Upgrade bathroom fans. 6) Replace plumbing fixtures and appliances throughout. 7) Remove bathtub in one bathroom and replace with a shower. 8) Re & Re of all plumbing fixtures. 9) Replace built in jet tub for a free standing tub in primary bathroom. 10) Add an electric fireplace in the primary bedroom. 11) New interior doors and baseboards. 12) Replace front entry door. 13) Turn the spice kitchen into a mud room. 14) Remove exterior porch over deck. | 496302 BC Ltd
GP-2024-00196 | 2024-01-25 | 713 W 68TH AVENUE, Vancouver, BC V6P 2T8 | Gas Permit | Residential | Tenant Improvement | Issued | Residential - Boiler Replacement Amendment - January 25, 2024 - corrected from Furnace replacement to Boiler replacement. | PAPA PLUMBING & HEATING LTD.
GP-2023-02221 | 2023-07-26 | 737 W 68TH AVENUE, Vancouver, BC V6P 2T8 | Gas Permit | Residential | New | Issued | Residential - 2 BBQ's & 2 Rages gas line >BP:To construct a two-storey two-family dwelling | PRIDE GAS & HEATING LTD.
SP-2023-01254 | 2023-07-14 | 737 W 68TH AVENUE, Vancouver, BC V6P 2T8 | Sprinkler Permit | Residential | New | Issued | Residential - 2FD - FRONT - 737 W 68TH AV - #1 BACK - 737 W 68TH AV - #2 To install fire sprinkler system in duplex >DB: To construct a two-storey two-family dwelling with a detached accessory building (garage) at the rear providing 2 parking spaces, having vehicular access from the lane. Note: This is a 2 storey building pursuant to the Zoning and Development By-Law 1. A/C units proposed in the front and rear yard. 4. The entire building to be sprinklered to 2 X NFPA 13D. ***This permit has been issued under the VBBL 2019, with updated energy requirements as per bylaw # 12997 effective Jan 01, 2022.*** | Max Fire Pro Ltd
EP-2023-05778 | 2023-07-17 | 737 W 68TH AVENUE, Vancouver, BC V6P 2T8 | Electrical Permit | Residential | New | Issued | Installation / Repair - Residential - new house electric wiring and installation >BP: To construct a two-storey two-family dwelling ($603,655.00) with a detached accessory building (garage) at the rear providing 2 parking spaces, having vehicular access from the lane. Note: This is a 2 storey building pursuant to the Zoning and Development By-Law 1. A/C units proposed in the front and rear yard. 2. Schedule B: Shaozhe Guo, P.Eng. (778-926-0525) Structural & Geotechnical 3. HPO: Residential Builder - Acebuild Homes Inc. 4. The entire building to be sprinklered to 2 X NFPA 13D. ***This permit has been issued under the VBBL 2019, with updated energy requirements as per bylaw # 12997 effective Jan 01, 2022.*** | HY Electric Company Ltd
EP-2023-06101 | 2023-07-07 | 737 W 68TH AVENUE, Vancouver, BC V6P 2T8 | Electrical Permit | Residential | New | Issued | Installation / Repair - Residential - Installation of alarm, telephone, tv, vacuum, cctv. >BP: To construct a two-storey two-family dwelling ($603,655.00) with a detached accessory building (garage) at the rear providing 2 parking spaces, having vehicular access from the lane. Note: This is a 2 storey building pursuant to the Zoning and Development By-Law 1. A/C units proposed in the front and rear yard. 2. Schedule B: Shaozhe Guo, P.Eng. (778-926-0525) Structural & Geotechnical 3. HPO: Residential Builder - Acebuild Homes Inc. 4. The entire building to be sprinklered to 2 X NFPA 13D. ***This permit has been issued under the VBBL 2019, with updated energy requirements as per bylaw # 12997 effective Jan 01, 2022.*** | Best Built-In Centre Ltd
MP-2023-00869 | 2023-05-17 | 737 W 68TH AVENUE, Vancouver, BC V6P 2T8 | Mechanical Permit | NULL | NULL | Issued | NULL | SKY HIGH PLUMBING & HEATING LTD
PP-2023-01539 | 2023-05-02 | 737 W 68TH AVENUE, Vancouver, BC V6P 2T8 | Plumbing Permit | Residential | New | Issued | Residential - 2FD - FRONT - 737 W 68TH AV - #1 BACK - 737 W 68TH #2 plumbing The entire building to be sprinklered to 2 X NFPA 13D. >DB: To construct a two-storey two-family dwelling with a detached accessory building (garage) at the rear providing 2 parking spaces, having vehicular access from the lane. Note: This is a 2 storey building pursuant to the Zoning and Development By-Law 1. A/C units proposed in the front and rear yard. 4. The entire building to be sprinklered to 2 X NFPA 13D. | SKY HIGH PLUMBING & HEATING LTD
EP-2022-07250 | 2022-08-28 | 737 W 68TH AVENUE, Vancouver, BC V6P 2T8 | Electrical Permit | Residential | New | Expired | Temporary Power - Residential - To provide temporary power. | HY Electric Company Ltd
PP-2022-04056 | 2022-11-09 | 737 W 68TH AVENUE, Vancouver, BC V6P 2T8 | Plumbing Permit | Residential | New | Issued | Residential - 2FD - Install one sump without pump | Van-City Excavating Ltd
GP-2022-02236 | 2022-07-29 | 773 W 68TH AVENUE, Vancouver, BC V6P 2T8 | Gas Permit | Residential | Renovation | Completed | Residential - REMOVE 1 WOOD UNIT AND INSTALL 1 FREE STANDING GAS STOVE, RUN GAS LINE MAX 25FT | The LM Fireplace Warehouse Ltd.
GP-2022-01556 | 2022-05-24 | 773 W 68TH AVENUE, Vancouver, BC V6P 2T8 | Gas Permit | Residential | Renovation | Completed | Residential - INSTALL 1 GAS INSERT INTO AN EXISTING GAS MASONRY CHIMNEY, RUN GAS LINE TO THE FP LOCATION | The LM Fireplace Warehouse Ltd.
GP-2023-03734 | 2023-11-27 | 803 W 68TH AVENUE, Vancouver, BC V6P 2V1 | Gas Permit | Residential | Renovation | Completed | Residential - Furnace Re/Re | UComfort Services Inc
GP-2023-00098 | 2023-01-10 | 826 W 68TH AVENUE, Vancouver, BC V6P 2V2 | Gas Permit | Residential | Renovation | Completed | Residential - Hot Water Heater Replacement | Hillcrest Plumbing & Heating (1991) Ltd
PP-2022-00901 | 2022-03-17 | 2722 W 7TH AVENUE, Vancouver, BC V6K 1Z4 | Plumbing Permit | Residential | Addition | Completed | Residential - Install backflow preventer for irrigation system | Complete Irrigation Ltd
GP-2023-00074 | 2023-01-09 | 2742 W 7TH AVENUE, Vancouver, BC V6K 1Z4 | Gas Permit | Residential | Renovation - Dwelling Unit(s) only | Completed | Residential - Installing gas furnace | Reid Brothers Plumbing & Heating Ltd
PP-2024-00188 | 2024-01-25 | 2758 W 7TH AVENUE, Vancouver, BC V6K 1Z4 | Plumbing Permit | Residential | Renovation | Issued | Residential - Sump install with storm/sani to PL | Headwater Management Ltd
EP-2024-00118 | 2024-01-05 | 888 W 8TH AVENUE, Vancouver, BC V5Z 3Y1 | Electrical Permit | Commercial | Tenant Improvement | Completed | Installation / Repair - Commercial - Installation of fished-in branch circuits for new washer and dryer. | Wespac Electrical Contractor Ltd
PP-2023-03707 | 2023-10-30 | 888 W 8TH AVENUE, Vancouver, BC V5Z 3Y1 | Plumbing Permit | Commercial | Tenant Improvement | Completed | Commercial - UNIT #310 - Addition of a clothes washer box and floor drain AMEND: JAN 16/2024 CORRECTED UNIT NUMBER IN WORK DESCRIPTION | Tri-City Plumbing & Heating Ltd
PP-2023-02059 | 2023-06-12 | 888 W 8TH AVENUE, Vancouver, BC V5Z 3Y1 | Plumbing Permit | Commercial | Tenant Improvement | Completed | Commercial - Installing 1 sink >BP: #312 - 888 W 8th Avenue Interior alterations to unit #312 - 888 W 8th Avenue to change the use from an Office to a Dental Lab. New Dental Lab tenant: Haus Dental Laboratory Scope of work includes: 1) Construct infill wall between unit 312 and 314 2) Change of use from Office to Dental Lab. July 28/2023-AMEND -to add 1 backflow prevention device to this space | Tri-City Plumbing & Heating Ltd
PP-2023-02340 | 2023-06-30 | 888 W 8TH AVENUE, Vancouver, BC V5Z 3Y1 | Plumbing Permit | Commercial | Tenant Improvement | Completed | Commercial - Backflow Install >BP: #312 - 888 W 8th Avenue Interior alterations to unit #312 - 888 W 8th Avenue to change the use from an Office to a Dental Lab. | KERN BSG MANAGEMENT LTD
EP-2023-10441 | 2023-11-20 | 4514 W 7TH AVENUE, Vancouver, BC V6R 1X3 | Electrical Permit | Residential | Renovation | Issued | Installation / Repair - Residential - Full House renovation/ Service Upgrade >BP: Exterior and interior alterations for a new gable roof, interior layout modifications/stair reconfiguration and new cladding at this existing single detached dwelling on this site. CCRP Schedule A and Architectural Schedule B submitted by David S. Mah, AIBC, 604.437.1855 Structural Schedule B submitted by Jie Peng P. Eng., 778.998.0616 Renovation Energy Upgrade Proposal provided by Doug Martin of Energy Smart Consulting, 604.614.7985 Entire building is to be sprinklered to NFPA 13D requirements. A separate Sprinkler Permit is required. Note: 1. Heat pump and Bar sink located at Level 1 2. Install interconnected, hardwired, 120 volt smoke alarms with battery back-up and silencing feature, in each sleeping unit and within 5 m outside each sleeping area on each storey as per Building By-law 9.1019. 3. Install carbon monoxide alarm as per Building By-la 9.32.4.2. & Bulletin 2007-007-BU/EL. ***** REVISION #1: - removal of three skylights from scope - interior layout changes on both main and upper floors - window changes on all elevations - roof cladding changed from metal roofing to asphalt shingles - building to be sprinklered | Lonsdale Electric Ltd
PP-2023-04084 | 2023-11-20 | 4514 W 7TH AVENUE, Vancouver, BC V6R 1X3 | Plumbing Permit | Residential | Renovation | Issued | Residential - Nov.21/2023: Scope of work: -Outdoor Perimeter Draintile and Rain Water Piping to Gravity Sump. -Indoor Sanitary DWV below slab ONLY (Plumbing Permit to see for A/G) Permit to stay open until 2nd Plumbing Permit is issued. -A.L __________________________________________________________ drainage work and perimeter drainage >BP: Exterior and interior alterations for a new gable roof, interior layout modifications/stair reconfiguration and new cladding at this existing single detached dwelling on this site. | Leo's Plumbing & Heating Ltd
GP-2024-00021 | 2024-01-05 | 4514 W 7TH AVENUE, Vancouver, BC V6R 1X3 | Gas Permit | Residential | Renovation | Issued | Residential - 200,000 BTU gas water heater install >BP: Exterior and interior alterations for a new gable roof, interior layout modifications/stair reconfiguration and new cladding at this existing single detached dwelling on this site. | Kits Plumbing and Heating Ltd
SP-2023-02311 | 2023-12-22 | 4514 W 7TH AVENUE, Vancouver, BC V6R 1X3 | Sprinkler Permit | Commercial | Tenant Improvement | Issued | Commercial - Adding a sprinkler system to a residential house >BP: Exterior and interior alterations for a new gable roof, interior layout modifications/stair reconfiguration and new cladding at this existing single detached dwelling on this site. | Escape Fire Protection Ltd
PP-2023-04381 | 2023-12-19 | 4514 W 7TH AVENUE, Vancouver, BC V6R 1X3 | Plumbing Permit | Residential | Renovation | Issued | Residential - Rough in and finishing work for single family renovation. Sewer , storm and water main from city connections by others. >BP: Exterior and interior alterations for a new gable roof, interior layout modifications/stair reconfiguration and new cladding at this existing single detached dwelling on this site. | Kits Plumbing and Heating Ltd
EP-2022-05008 | 2022-06-14 | 4538 W 7TH AVENUE, Vancouver, BC V6R 1X3 | Electrical Permit | Residential | Addition | Completed | Installation / Repair - Residential - Install 60 AMP Siemens breaker and use suitable cable size (4AWG cooper AC90)to connect to client provided Tesla Wall connector. Installation roughly 10 meter from the electrical panel on the other side of the garage wall. | Amor Energy Corporation
EP-2023-02383 | 2023-03-27 | 4538 W 7TH AVENUE, Vancouver, BC V6R 1X3 | Electrical Permit | Residential | Renovation | Completed | Installation / Repair - Residential - Electrical supply for Dsplit *MP-2023-00426 | Milani Electric Limited
MP-2023-00426 | 2023-03-20 | 4538 W 7TH AVENUE, Vancouver, BC V6R 1X3 | Mechanical Permit | NULL | NULL | Completed | NULL | Milani Electric Limited
GP-2023-04115 | 2023-12-19 | 4548 W 7TH AVENUE, Vancouver, BC V6R 1X3 | Gas Permit | Residential | Renovation | Completed | Residential - replacement the high efficiency boiler | Hillcrest Plumbing & Heating (1991) Ltd
EP-2022-06615 | 2022-08-08 | 4560 W 7TH AVENUE, Vancouver, BC V6R 1X3 | Electrical Permit | Residential | Addition | Issued | Installation / Repair - Residential - upgrade service from 100A to 200A, single phase; | ShaoJun Li / Glee Electric Contractor Ltd
GP-2023-00255 | 2023-01-20 | 4598 W 7TH AVENUE, Vancouver, BC V6R 1X3 | Gas Permit | Residential | Renovation - Dwelling Unit(s) only | Issued | Residential - Boiler replacement | Heatco Furnace Services Ltd
PP-2023-00105 | 2023-01-11 | 4605 W 7TH AVENUE, Vancouver, BC V6R 1X4 | Plumbing Permit | Residential | New | Completed | Residential - new gravity sump | Vancouver Excavating and Contracting Ltd
EP-2022-08468 | NULL | 4605 W 7TH AVENUE, Vancouver, BC V6R 1X4 | Electrical Permit | Residential | New | Cancelled | Temporary Power - Residential - To provide temporary power. | F & S Electrical Ltd
EP-2022-06525 | 2022-08-03 | 4605 W 7TH AVENUE, Vancouver, BC V6R 1X4 | Electrical Permit | Residential | New | Expired | Temporary Power - Residential - To provide temporary power. | F & S Electrical Ltd
GP-2023-00958 | 2023-03-21 | 4605 W 7TH AVENUE, Vancouver, BC V6R 1X4 | Gas Permit | Residential | New | Completed | Residential - 1FD+SS - #1 & #2 - New construction gas fixtures >DB: To construct a 2.5 storey one-family dwelling with a secondary suite located in the Basement with a detached accessory building (garage), at the rear providing 1 parking space, having vehicular access from the lane. 1. Covenant registered at the Land Title Office under CA9899599 2. No Strata Titling permitted 3. A/C proposed – Exterior component located in rear yard, Interior component located in closet on upper floor. 4. Bar sink not proposed. | BD Plumbing
PP-2023-00923 | 2023-03-20 | 4605 W 7TH AVENUE, Vancouver, BC V6R 1X4 | Plumbing Permit | Residential | New | Completed | Residential - 1FD+SS - #1 & #2 - new construction plumbing note: 1 shower on main floor is rough in only >DB: To construct a 2.5 storey one-family dwelling with a secondary suite located in the Basement with a detached accessory building (garage), at the rear providing 1 parking space, having vehicular access from the lane. 1. Covenant registered at the Land Title Office under CA9899599 2. No Strata Titling permitted 3. A/C proposed – Exterior component located in rear yard, Interior component located in closet on upper floor. 4. Bar sink not proposed. | BD Plumbing
MP-2023-00516 | 2023-03-28 | 4605 W 7TH AVENUE, Vancouver, BC V6R 1X4 | Mechanical Permit | NULL | NULL | Completed | NULL | BD Plumbing
SP-2023-01240 | 2023-07-13 | 4605 W 7TH AVENUE, Vancouver, BC V6R 1X4 | Sprinkler Permit | Residential | New | Completed | Residential - 1FD+SS - #1 & #2 - Install sprinklers in sfd >DB: To construct a 2.5 storey one-family dwelling with a secondary suite located in the Basement with a detached accessory building (garage), at the rear providing 1 parking space, having vehicular access from the lane. 1. Covenant registered at the Land Title Office under CA9899599 2. No Strata Titling permitted 3. A/C proposed – Exterior component located in rear yard, Interior component located in closet on upper floor. 4. Bar sink not proposed. Note: This is a 2.5 storey building pursuant to the Zoning and Development By-Law **THIS PERMIT HAS BEEN ISSUED UNDER THE REQUIREMENTS OF VBBL #12511 (2019) ** | Gold Key Fire Protection Ltd
EP-2023-05046 | 2023-06-07 | 4605 W 7TH AVENUE, Vancouver, BC V6R 1X4 | Electrical Permit | Residential | New | Completed | Installation / Repair - Residential - Low Voltage (Data, Door bell) Rough In & Finishing. >BP: To construct a 2.5 storey one-family dwelling with a secondary suite located in the Basement ($1,000,000.00) with a detached accessory building (garage) ($10,000), at the rear providing 1 parking space, having vehicular access from the lane. 1. Covenant registered at the Land Title Office under CA9899599 2. No Strata Titling permitted 3. A/C proposed – Exterior component located in rear yard, Interior component located in closet on upper floor. 4. Bar sink not proposed. 5. Schedule B: (Jeff Allester) P.Eng (604.228.0518) Structural 6. Schedule B: (Kim Chau Chung) P.Eng (604.362.7398) Geotechnical 7. HPO: Residential Builder- (BUILDER COMPANY NAME) Note: This is a 2.5 storey building pursuant to the Zoning and Development By-Law **THIS PERMIT HAS BEEN ISSUED UNDER THE REQUIREMENTS OF VBBL #12511 (2019) ** | Cititech Security & Sound Inc.
EP-2023-03984 | 2023-06-05 | 4605 W 7TH AVENUE, Vancouver, BC V6R 1X4 | Electrical Permit | Residential | New | Completed | Installation / Repair - Residential - New house with basement suite. New 200A service from garage with double meter base. 125A for main house, 100A for basement suite. Lighting and fixtures throughout. >BP: To construct a 2.5 storey one-family dwelling with a secondary suite located in the Basement ($1,000,000.00) with a detached accessory building (garage) ($10,000), at the rear providing 1 parking space, having vehicular access from the lane. 1. Covenant registered at the Land Title Office under CA9899599 2. No Strata Titling permitted 3. A/C proposed – Exterior component located in rear yard, Interior component located in closet on upper floor. 4. Bar sink not proposed. 5. Schedule B: (Jeff Allester) P.Eng (604.228.0518) Structural 6. Schedule B: (Kim Chau Chung) P.Eng (604.362.7398) Geotechnical 7. HPO: Residential Builder- (BUILDER COMPANY NAME) Note: This is a 2.5 storey building pursuant to the Zoning and Development By-Law **THIS PERMIT HAS BEEN ISSUED UNDER THE REQUIREMENTS OF VBBL #12511 (2019) ** | F & S Electrical Ltd
GP-2022-02856 | 2022-09-26 | 4615 W 7TH AVENUE, Vancouver, BC V6R 1X4 | Gas Permit | Residential | New | Completed | Residential - INSTALL ONE GAS FIREPLACE WITH VENT AND HOOK UP. | Fastgo System 2011 Inc DBA Fireplaces Unlimited
GP-2022-03563 | 2023-04-17 | 4619 W 7TH AVENUE, Vancouver, BC V6R 1X4 | Gas Permit | Residential | Renovation | Completed | Residential - replacement of high efficiency boiler with another high efficiency boiler | BOILERS & BEYOND HEATING & COOLING LTD
GP-2023-02257 | 2023-07-28 | 4620 W 7TH AVENUE, Vancouver, BC V6R 1X5 | Gas Permit | Residential | Renovation | Completed | Residential - replace gas water heater | Joyce Heating Services Ltd
GP-2023-03683 | 2023-11-22 | 4633 W 7TH AVENUE, Vancouver, BC V6R 1X4 | Gas Permit | Residential | Renovation | Completed | Residential - RE&RE hot water tank | Milani Plumbing Heating & Air Conditioning Ltd
GP-2024-00137 | 2024-01-17 | 4650 W 7TH AVENUE, Vancouver, BC V6R 1X5 | Gas Permit | Residential | Renovation | Issued | Residential - Replace gas furnace on main floor. | Canadian Care Heating & Cooling Ltd
EP-2022-01232 | 2022-03-17 | 4655 W 7TH AVENUE, Vancouver, BC V6R 1X4 | Electrical Permit | Residential | Addition | Completed | Installation / Repair - Residential - Wire and Connect New Air Conditioner. | Gerald W Jansen & Jody Jansen
GP-2022-04092 | NULL | 4664 W 7TH AVENUE, Vancouver, BC V6R 1X5 | Gas Permit | Residential | Tenant Improvement | Withdrawn | Residential - Replace gas fired Hot water tanks for Navien tankless water heater, Run new venting | Vancouver City Plumbing Inc
GP-2022-04093 | 2022-12-22 | 4664 W 7TH AVENUE, Vancouver, BC V6R 1X5 | Gas Permit | Residential | Tenant Improvement | Completed | Residential - 1)Replace Old Furnace with new high Efficency furnace and run new gas venting 2)Replace gas fired Hot water tanks for Navien tankless water heater, Run new venting | Vancouver City Plumbing Inc
GP-2023-02084 | 2023-07-12 | 1593 W 64TH AVENUE, Vancouver, BC V6P 2N8 | Gas Permit | Residential | Addition | Completed | Residential - re and re gas range | Christopher Sterling
GP-2022-00943 | 2022-04-01 | 1612 W 64TH AVENUE, Vancouver, BC V6P 2P1 | Gas Permit | Residential | New | Completed | Residential - Fulgor 30" All Gas Range | Han Appliances & Refrigeration Ltd
MP-2023-01254 | 2023-07-08 | 1623 W 64TH AVENUE, Vancouver, BC V6P 2P2 | Mechanical Permit | NULL | NULL | Issued | NULL | Red Mechanical
EP-2023-07071 | 2023-08-22 | 1623 W 64TH AVENUE, Vancouver, BC V6P 2P2 | Electrical Permit | Residential | New | Issued | Installation / Repair - Residential - ¦ 1FD- 200A ¦ NEW ELECTRICAL FOR SINGLE FAMILY *An approved mechanical permit is required for the installation of air conditioning or heat pump unit at the time of installation before an electrical inspection will be performed To construct a 2 storey + basement one-family dwelling with a detached accessory building (garage), at the rear providing 2 parking spaces, having vehicular access from the lane. Note: The entire building, INCLUDING THE ATTACHED GARAGE (if applicable), to be sprinklered to NFPA 13D. 1- Bar/Sink proposed in basement 2- A/C unit proposed in rear yard 3- Schedule B: Clinton Yiu P.Eng (604.255.7670) Structural 4- Schedule B: Jian Zhong P.Eng (604.362.7021) Geotechnical 5 -HPO: Residential Builder - 0869270 BC LTD | Indy Electrical Ltd
SP-2023-00916 | 2023-05-24 | 1623 W 64TH AVENUE, Vancouver, BC V6P 2P2 | Sprinkler Permit | Residential | New | Issued | Residential - Installation of new fire sprinkler system >BP: To construct a 2 storey + basement one-family dwelling with a detached accessory building (garage), at the rear providing 2 parking spaces, having vehicular access from the lane. Note: The entire building, INCLUDING THE ATTACHED GARAGE (if applicable), to be sprinklered to NFPA 13D. 1- Bar/Sink proposed in basement 2- A/C unit proposed in rear yard 3- Schedule B: Clinton Yiu P.Eng (604.255.7670) Structural 4- Schedule B: Jian Zhong P.Eng (604.362.7021) Geotechnical 5 -HPO: Residential Builder - 0869270 BC LTD | Fire Busters Inc
PP-2023-02144 | 2023-06-19 | 1623 W 64TH AVENUE, Vancouver, BC V6P 2P2 | Plumbing Permit | Residential | New | Issued | Residential - Plumbing for new construction single family home. DWV, waterlines and finishing >BP: To construct a 2 storey + basement one-family dwelling with a detached accessory building (garage), at the rear providing 2 parking spaces, having vehicular access from the lane. Note: The entire building, INCLUDING THE ATTACHED GARAGE (if applicable), to be sprinklered to NFPA 13D. 1- Bar/Sink proposed in basement 2- A/C unit proposed in rear yard 3- Schedule B: Clinton Yiu P.Eng (604.255.7670) Structural 4- Schedule B: Jian Zhong P.Eng (604.362.7021) Geotechnical 5 -HPO: Residential Builder - 0869270 BC LTD ******THIS PERMIT HAS BEEN ISSUED UNDER THE REQUIREMENTS OF VBBL #12511 (2019)****** | Red Mechanical
PP-2022-04549 | 2023-01-03 | 1623 W 64TH AVENUE, Vancouver, BC V6P 2P2 | Plumbing Permit | Residential | New | Issued | Residential - install sumps | Ajac Construction & Excavation Inc
EP-2022-06775 | 2022-08-11 | 1623 W 64TH AVENUE, Vancouver, BC V6P 2P2 | Electrical Permit | Residential | New | Expired | Temporary Power - Residential - To provide temporary power. | Indy Electrical Ltd
EP-2023-07408 | 2023-08-14 | 1623 W 64TH AVENUE, Vancouver, BC V6P 2P2 | Electrical Permit | Residential | New | Issued | Temporary Power - Residential - To provide temporary power. | Indy Electrical Ltd
NULL | NULL | 1623 W 64TH AVENUE, Vancouver, BC V6P 2P2 | Electrical Permit | Residential | New | Draft | Installation / Repair - Residential - NEW ELECTRICAL FOR SINGLE FAMILY | Indy Electrical Ltd
EP-2023-08552 | 2023-09-21 | 1623 W 64TH AVENUE, Vancouver, BC V6P 2P2 | Electrical Permit | Residential | New | Issued | Installation / Repair - Residential - Security, intercome, camera, tel, tv, data rough in & completion. >BP: To construct a 2 storey + basement one-family dwelling ($646,052.50) with a detached accessory building (garage), at the rear providing 2 parking spaces, having vehicular access from the lane. Note: The entire building, INCLUDING THE ATTACHED GARAGE (if applicable), to be sprinklered to NFPA 13D. 1- Bar/Sink proposed in basement 2- A/C unit proposed in rear yard 3- Schedule B: Clinton Yiu P.Eng (604.255.7670) Structural 4- Schedule B: Jian Zhong P.Eng (604.362.7021) Geotechnical 5 -HPO: Residential Builder - 0869270 BC LTD ******THIS PERMIT HAS BEEN ISSUED UNDER THE REQUIREMENTS OF VBBL #12511 (2019)****** | Repel Security Systems Ltd
GP-2023-02731 | 2023-09-20 | 1623 W 64TH AVENUE, Vancouver, BC V6P 2P2 | Gas Permit | Residential | New | Issued | Residential - 1 Range, 1 BBQ & 1 Boiler >BP: To construct a 2 storey + basement one-family dwelling ($646,052.50) with a detached accessory building (garage), at the rear providing 2 parking spaces, having vehicular access from the lane. | Red Mechanical
PP-2023-02315 | 2023-06-29 | 1807 W 60TH AVENUE, Vancouver, BC V6P 2A8 | Plumbing Permit | Residential | New | Completed | Residential - to install a DCVA for lawn irrigation | University Sprinkler Systems Incorporated
GP-2023-02861 | 2023-09-28 | 1808 W 60TH AVENUE, Vancouver, BC V6P 2A9 | Gas Permit | Residential | Renovation - Dwelling Unit(s) only | Completed | Residential - Tankless replacement | CoStar Home Energy Ltd
MP-2024-00029 | 2024-01-08 | 1808 W 60TH AVENUE, Vancouver, BC V6P 2A9 | Mechanical Permit | NULL | NULL | Completed | NULL | CoStar Home Energy Ltd
EP-2024-00588 | NULL | 1808 W 60TH AVENUE, Vancouver, BC V6P 2A9 | Electrical Permit | Residential | Addition | Application Incomplete | Installation / Repair - Residential - Heat pump installation MP-2024-00029 | T2WINS Service Ltd
EP-2024-00676 | 2024-02-01 | 1565 W 6TH AVENUE, Vancouver, BC | Electrical Permit | Commercial | Renovation - Dwelling Unit(s) only | Completed | Installation / Repair - Commercial - - Take current sauna feed and move to new location (Same area) - Re and re sauna switching / cap off what is not needed from current sauna - 30 amp teck cable required - Wet connector for sauna side | Vancity Electric Inc
EP-2023-06278 | 2023-07-12 | 1632 W 6TH AVENUE, Vancouver, BC V6J 1R3 | Electrical Permit | Commercial | Renovation | Completed | Installation / Repair - Commercial - Install Access Control, Alarm System and Handicap Operator. >BP: Interior alterations to remove all interior partitions and finishes on both first and portion of the second floor of this existing general office and to convert the entire space to Office Shell at this existing building on this site. Separate permit is required for tenant improvement. Note: This application is reviewed under VBBL 2019. April 21st, 2023- Revision 1: 1.0. Entire existing second floor to remain. 2.0. New lunch room, mud room WCs, shower and storage room on the ground floor. | Citiloc Systems Ltd
PP-2023-00810 | 2023-05-05 | 1632 W 6TH AVENUE, Vancouver, BC V6J 1R3 | Plumbing Permit | Commercial | Renovation | Completed | Commercial - Future office space installation of bathrooms, laundry room, janitor sink >BP: Interior alterations to remove all interior partitions and finishes on both first and portion of the second floor of this existing general office and to convert the entire space to Office Shell at this existing building on this site. Separate permit is required for tenant improvement. Note: This application is reviewed under VBBL 2019. February 3rd, 2023- Revision 1: 1.0. Entire existing second floor to remain. 2.0. New lunch room, mud room WCs, shower and storage room on the ground floor. | MDE Enterprises Ltd
EP-2023-00264 | 2023-01-16 | 1632 W 6TH AVENUE, Vancouver, BC V6J 1R3 | Electrical Permit | Commercial | Renovation | Completed | Installation / Repair - Commercial - Installation of lighting, switches, receptacles, and panelboard. BP: Interior alterations to remove all interior partitions and finishes on both first and portion of the second floor of this existing general office and to convert the entire space to Office Shell at this existing building on this site. Separate permit is required for tenant improvement. Note: This application is reviewed under VBBL 2019. April 21st, 2023- Revision 1: 1.0. Entire existing second floor to remain. 2.0. New lunch room, mud room WCs, shower and storage room on the ground floor. | MDE Enterprises Ltd
PP-2022-04297 | 2022-11-29 | 1632 W 6TH AVENUE, Vancouver, BC V6J 1R3 | Plumbing Permit | Commercial | Renovation | Completed | Commercial - Sewer, storm and domestic water relocation. North Property Line | MDE Enterprises Ltd
PP-2022-03689 | NULL | 1632 W 6TH AVENUE, Vancouver, BC V6J 1R3 | Plumbing Permit | Commercial | Renovation | Withdrawn | Commercial - Sewer, storm and domestic water relocation | MDE Enterprises Ltd
PP-2022-03690 | NULL | 1638 W 6TH AVENUE, Vancouver, BC V6J 1R3 | Plumbing Permit | Commercial | Renovation | Withdrawn | Commercial - Sanitary sewer, storm sewer and domestic water connections at city line | MDE Enterprises Ltd
PP-2022-04296 | 2022-11-29 | 1638 W 6TH AVENUE, Vancouver, BC V6J 1R3 | Plumbing Permit | Commercial | Renovation | Completed | Commercial - Sanitary sewer, storm sewer and domestic water connections at city line. | MDE Enterprises Ltd
EP-2023-00265 | 2023-01-16 | 1638 W 6TH AVENUE, Vancouver, BC V6J 1R3 | Electrical Permit | Commercial | Renovation | Completed | Installation / Repair - Commercial - Installation of lighting, switches, receptacles, and panelboard. | MDE Enterprises Ltd
EP-2023-01735 | 2023-03-02 | 1644 W 6TH AVENUE, Vancouver, BC V6J 1R3 | Electrical Permit | Commercial | NULL | Issued | Annual / Operating - Annual Operating Permit Renewal from: EP-2021-01590 Valid from March 3rd, 2023 to March 2nd, 2024 | MDE Enterprises Ltd
EP-2022-01403 | 2022-02-23 | 1644 W 6TH AVENUE, Vancouver, BC V6J 1R3 | Electrical Permit | Commercial | NULL | Expired | Annual / Operating - Annual Operating Permit General Electrical works: ballasts, lamps, switches, receptacles and other small electrical jobs Renewal from: EP-2021-01590 Valid from March 3rd, 2022 to March 2nd, 2023 | MDE Enterprises Ltd
EP-2022-01414 | 2022-02-23 | 1648 W 6TH AVENUE, Vancouver, BC V6J 1R3 | Electrical Permit | Commercial | NULL | Expired | Annual / Operating - Annual Operating Permit General Electrical Works: ballasts, lamps, switches and receptacles and other small electrical jobs Renewal from EP-2021-01617 Valid from March 4th 2022 to March 3rd 2023 | MDE Enterprises Ltd
EP-2023-04519 | 2023-05-24 | 1648 W 6TH AVENUE, Vancouver, BC V6J 1R3 | Electrical Permit | Commercial | NULL | Issued | Annual / Operating - Annual Operating Permit General Electrical Works: ballasts, lamps, switches and receptacles and other small electrical jobs Renewal of EP-2022-01414 Valid: March 4th 2023 to March 3rd 2024 | MDE Enterprises Ltd
GP-2023-00243 | 2023-01-20 | 2071 W 6TH AVENUE, Vancouver, BC V6J 1R8 | Gas Permit | Residential | Tenant Improvement | Completed | Residential - Replace existing broken hot water tank | Pars Mechanical Corp
GP-2022-04094 | 2022-12-22 | 2085 W 6TH AVENUE, Vancouver, BC V6J 1R8 | Gas Permit | Residential | Renovation | Completed | Residential - Re and Re HWT | Just Mechanical Ltd
NULL | NULL | 15 W 8TH AVENUE, Vancouver, BC V5Y 1M8 | Electrical Permit | Commercial | New | Draft | Installation / Repair - Commercial - Rough in wiring for new washroom | NULL
EP-2022-01673 | 2022-03-04 | 15 W 8TH AVENUE, Vancouver, BC V5Y 1M8 | Electrical Permit | Commercial | Renovation | Completed | Installation / Repair - Commercial - New Bathroom rough in >BP: Interior alterations within this existing 2 storey brewery w/ancillary staff area, food preparation kitchen, retail area, and tasting room. Scope of work includes a new back-of-house kitchen (WWOP), plus the conversion of a former tasting room for wholesale customers only (per BU456106 & OC441667) into a tasting room w/food service for general public. Related to DP-2017-01139. NOTE; The 2019 VBBL applies to this permit application which has been reviewed during the Covid-19 pandemic. | Operator Electrical Incorporated
EP-2023-05878 | 2023-07-06 | 33 W 8TH AVENUE, Vancouver, BC V5Y 1M8 | Electrical Permit | Commercial | Addition | Completed | Installation / Repair - Commercial - Installation of a security alarm system. | Chubb Fire & Security Canada Corp
EP-2023-10662 | 2023-12-11 | 33 W 8TH AVENUE, Vancouver, BC V5Y 1M8 | Electrical Permit | Commercial | Renovation | Issued | Installation / Repair - Commercial - Installation of a 600V 600A new service to building. Wire electrical room. Upgrade tenant services to the west tenant to a 200A 600V feeder. Upgrade East Tenant to 400A 600V feeder. Largest motor size is 10 HP, no capacitor, no welder, no Generator, spec sheets for lights attached and all are on motion sensors. >BP: Interior and exterior alterations to construct a new electrical room and PMT located in the rear of this existing industrial building on the site. Related to DP-2022-00946. OK for Field Review as per I. Mackie on April 13, 2023 Letter of assurance submitted: - Sch A/B (Arch): Victor Joseph Muego, AIBC, 604.266.4677 - Sch B (Elec): Sher Singh Dwo, P.eng., 604.946.7680 | DELCO ELECTRIC LTD
NULL | NULL | 33 W 8TH AVENUE, Vancouver, BC V5Y 1M8 | Mechanical Permit | NULL | NULL | Withdrawn | NULL | PACIFIC FLO MECHANICAL
PP-2023-03168 | 2023-11-24 | 33 W 8TH AVENUE, Vancouver, BC V5Y 1M8 | Plumbing Permit | Commercial | Tenant Improvement | Completed | Commercial - New sinks + back-flows >BP: Interior alterations to provide improvements and change of major occupancy to this existing ground floor Wholesaling - Class A to Laboratories in this existing 2 storey industrial building on this site (#101 - 33 West 8th Ave). | PACIFIC FLO MECHANICAL
EP-2023-09336 | 2023-12-11 | 33 W 8TH AVENUE, Vancouver, BC V5Y 1M8 | Electrical Permit | Commercial | Tenant Improvement | Issued | Installation / Repair - Commercial - Tenant improvement for wiring of outlets, emergency lighting and electrical transformer and associated equipment. There is LED 2x4 drop in to be operated by a switch motion sensor. >BP: Minor renovation Interior alterations and change of use of the existing Wholesaling - Class A unit (suite #101) to Laboratories in this existing 2 storey industrial building on this site. The office areas on the first and 2nd floor shall stay the same. | DELCO ELECTRIC LTD
EP-2023-07844 | 2023-08-30 | 62 W 8TH AVENUE, Vancouver, BC V5Y 1M7 | Electrical Permit | Commercial | NULL | Issued | Annual / Operating - Maintenance of existing operating electrical equipment in compliance with the Electrical By-law No. 5563. (for car chargers, minor electrical works for small office ) | Paul Chiasson
NULL | NULL | 62 W 8TH AVENUE, Vancouver, BC V5Y 1M7 | Electrical Permit | Commercial | NULL | Draft | Annual / Operating - electrical maintenance | NULL
NULL | NULL | 62 W 8TH AVENUE, Vancouver, BC V5Y 1M7 | Electrical Permit | Commercial | NULL | Draft | Annual / Operating - move receptacles, small office renos, car chargers. | NULL
EP-2022-00323 | 2022-01-21 | 77 W 8TH AVENUE, Vancouver, BC V5Y 1M8 | Electrical Permit | Commercial | Renovation | Completed | Installation / Repair - Commercial - installation of x5 EV level 2 chargers | Fairley Electric Ltd
EP-2023-05222 | 2023-06-13 | 88 W 8TH AVENUE, Vancouver, BC V5Y 1M7 | Electrical Permit | Commercial | Renovation | Completed | Installation / Repair - Commercial - INSTALL DATA WIRE ONLY. >BP: #300 - 3rd floor Interior alterations to provide improvements for a new office tenant on the 3rd floor (#300) of this existing commercial building. Scope of work: demo all partitions, new walls, doors, millwork, finishes, lighting, HVAC upgrade . Sprinklers, electrical, plumbing to suit. | Innova Security Systems Inc
SP-2023-00795 | 2023-05-08 | 88 W 8TH AVENUE, Vancouver, BC V5Y 1M7 | Sprinkler Permit | Commercial | Tenant Improvement | Completed | Commercial - relocation/added 18 heads to suit new tenant lay-out changes >BP: Interior alterations to provide improvements for a new office tenant on the 3rd floor (#300) of this existing commercial building. Scope of work: demo all partitions, new walls, doors, millwork, finishes, lighting, HVAC upgrade . Sprinklers, electrical, plumbing to suit. *****This application does not include any of the following: 1. Not more than 20 sprinklers (add, relocate, or remove), 2. hydraulic calculations, 3. change in occupancy and /or hazard classification, 4. warehouse storage arrangements, 5. mobile compact storage arrangements, 6. alternative solutions, 7. changes to the sprinkler system supply piping (e.g. valves, mains, cross-mains, branch-lines, etc.), or 8. flexible sprinkler pipe. | Milan Balun
PP-2023-01174 | 2023-04-14 | 88 W 8TH AVENUE, Vancouver, BC V5Y 1M7 | Plumbing Permit | Commercial | Tenant Improvement | Completed | Commercial - Install 2 toilets, and install 2 vanities >BP: Interior alterations to provide improvements for a new office tenant on the 3rd floor (#300) of this existing commercial building. Scope of work: demo all partitions, new walls, doors, millwork, finishes, lighting, HVAC upgrade . Sprinklers, electrical, plumbing to suit. | Clearly Plumbing and Drainage Ltd
EP-2023-03615 | 2023-05-01 | 88 W 8TH AVENUE, Vancouver, BC V5Y 1M7 | Electrical Permit | Commercial | Addition | Completed | Installation / Repair - Commercial - Add receptacles and lights >BP: Interior alterations to provide improvements for a new office tenant on the 3rd floor (#300) of this existing commercial building. Scope of work: demo all partitions, new walls, doors, millwork, finishes, lighting, HVAC upgrade . Sprinklers, electrical, plumbing to suit. Letters of Assurance submitted: Schedule A & Schedule B Architectural - Danny Ka Wai Wong - 604-773-2068, dwong@architeclier.com Schedule B Mechanical - Satwik Shetty, P.Eng - 778-360-2153 ext 1, satwik@aquavolt.ca Schedule B Electrical - Abdul El-Haddad - 778-360-2153 ext 2, abdul@aquavolt.ca L2 - Lighting - Upgrade to Local Control (per 9.4.1.1.(a) of ASHRAE 90.1-2016) Energy checklist is currently no longer required with your Building Permit (BP) application. Some supporting documents are still required at BP stage, specifically Envelope and HVAC, if applicable. Service Water Heating and Lighting supporting documents, if applicable, must be submitted with your related trades permits (e.g. electrical and plumbing). All energy upgrades will be checked during inspections stage. It is the applicant's responsibility to identify and note all required upgrades including energy upgrades on their BP drawings at BP stage. | STAT ELECTRICS LIMITED
GP-2022-00184 | 2022-01-20 | 2495 W 8TH AVENUE, Vancouver, BC V6K 2B2 | Gas Permit | Residential | Renovation | Completed | Residential - replace old furnace | Symbolistic Heating Ltd
MP-2023-00990 | 2023-06-02 | 4691 W 8TH AVENUE, Vancouver, BC V6R 2A6 | Mechanical Permit | NULL | NULL | Completed | NULL | 0994152 BC Ltd
EP-2023-04929 | 2023-06-09 | 4691 W 8TH AVENUE, Vancouver, BC V6R 2A6 | Electrical Permit | Residential | Tenant Improvement | Completed | Installation / Repair - Residential - electrical to outdoor heat pump *MP-2023-00990: Issued (Heating and Cooling) | 0994152 BC Ltd
EP-2023-03810 | 2023-05-04 | 88 W 62ND AVENUE, Vancouver, BC V5X 2E1 | Electrical Permit | Residential | Renovation | Completed | Installation / Repair - Residential - We are upgrading a service from 100amp to 200amps AC unit *MP-2023-00471 | Douglas Millington o/a Moose Electric
GP-2023-01070 | 2023-03-28 | 88 W 62ND AVENUE, Vancouver, BC V5X 2E1 | Gas Permit | Residential | Renovation | Completed | Residential - Decommission and remove old Furnace, install new Heat pump. | Ashton Service Group/Ashton Mechanical Ltd.
MP-2023-00471 | 2023-03-23 | 88 W 62ND AVENUE, Vancouver, BC V5X 2E1 | Mechanical Permit | NULL | NULL | Issued | NULL | Ashton Service Group/Ashton Mechanical Ltd.
GP-2022-00400 | 2022-02-08 | 163 W 62ND AVENUE, Vancouver, BC V5X 2C9 | Gas Permit | Residential | Renovation | Completed | Residential - FURNACE RE/RE | Reliance Comfort Limited Partnership
GP-2022-02957 | 2022-09-30 | 2582 W 6TH AVENUE, Vancouver, BC V6K 1W5 | Gas Permit | Residential | Renovation | Completed | Residential - We are replacing regular furnace with high efficiency 80,0000 BTU American Standard Furnace | Superstar Plumbing Heating & Sprinkler Supplies Ltd
NULL | NULL | 2636 W 6TH AVENUE, Vancouver, BC V6K 1W7 | Plumbing Permit | Residential | Renovation | Withdrawn | Residential - Renovation of Single Family Home | Canstar Excavating & Landscaping Ltd
PP-2022-02943 | NULL | 2636 W 6TH AVENUE, Vancouver, BC V6K 1W7 | Plumbing Permit | Residential | New | Withdrawn | Residential - Sump and sanitary connections for new Laneway home | NULL
SP-2023-00009 | 2023-01-04 | 2636 W 6TH AVENUE, Vancouver, BC V6K 1W7 | Sprinkler Permit | Residential | New | Completed | Residential - installation of a new fire sprinkler system Building Permit for DP-2020-00827 To add, alter and convert this existing one-family dwelling to a one-family dwelling with secondary suite. No parking provided. NOTE: To achieve the required FSR. A floor space exclusion of 2% has been applied to this application as per section 10.11.1 of the district schedule, to accommodate improved building performance. | CENTRE LINE FIRE SPRINKLERS LTD
GP-2022-03729 | 2022-11-25 | 2636 W 6TH AVENUE, Vancouver, BC V6K 1W7 | Gas Permit | Residential | New | Completed | Residential - Installation of two fireplaces with all required venting up and out the back wall. >BP: Building Permit for DP-2020-00827 To add, alter and convert this existing one-family dwelling to a one-family dwelling with secondary suite. No parking provided. | Galaxy Fireplaces Ltd
PP-2022-03706 | 2022-10-17 | 2636 W 6TH AVENUE, Vancouver, BC V6K 1W7 | Plumbing Permit | Residential | Addition | Completed | Residential - plumbing roughen and finish >Building Permit for DP-2020-00827 To add, alter and convert this existing one-family dwelling to a one-family dwelling with secondary suite. No parking provided. NOTE: To achieve the required FSR. A floor space exclusion of 2% has been applied to this application as per section 10.11.1 of the district schedule, to accommodate improved building performance. Structural Schedule B provided by Carlos Chiu P.Eng. 604.737. 9830 Geotech Schedule B provided by P.K.L. Fong P.Eng. 604.873.3205 Note: - No strata-titling will be permitted. - This is a two-storey building pursuant to the Zoning and Development By-law. - An annual Vancouver Business License must be obtained prior to the rental of this approved one-family dwelling and/or secondary suite on this site. - Provide minimum headroom of 6’-6” over 80% of the suite area and all exit routes. - Smoke alarms to be installed in compliance with Subsection 9.10.19., Division B of the Vancouver Building By-law (2019) - Carbon monoxide alarms shall be installed in conformance to Subsections 6.2.4. and 9.32.4., Division B of the Vancouver Building By-law ENTIRE BUILDING TO BE SPRINKLERED TO NFPA 13D REQUIREMENTS | ARCO PLUMBING & HEATING LTD
PP-2023-00946 | 2023-03-20 | 2636 W 6TH AVENUE, Vancouver, BC V6K 1W7 | Plumbing Permit | Residential | Addition | Completed | Residential - 1FD+SS - #1 & #2 - Sump and sanitary connections for an old house,, they are doing renovation and adding new basement sweet | Canstar Excavating & Landscaping Ltd
GP-2023-00569 | 2023-02-21 | 2636 W 6TH AVENUE, Vancouver, BC V6K 1W7 | Gas Permit | Residential | New | Completed | Residential - 2 Ranges, 1 Boiler, 1 BBQ, 2 Fireplaces & 1 Patio Heater/Fire Pit gas rough in and finish >BP: To add, alter and convert this existing one-family dwelling to a one-family dwelling with secondary suite. No parking provided. | ARCO PLUMBING & HEATING LTD
EP-2023-01257 | 2023-02-14 | 2636 W 6TH AVENUE, Vancouver, BC V6K 1W7 | Electrical Permit | Residential | Renovation | Completed | Installation / Repair - Residential - Full house renovation with full re-wire. Legal suite in the basement. New 200A service. 200A service technically would be an increase -Full re wire of home. Basement suite in home. Circuits to all appliance in main and suite kitchens. New lights, smokes, outlets and switches throughout. Air handler to be installed. Wiring for bathroom fans, wiring for floor plugs, GFCi outlets outside, smoke carbon monoxide detectors to code and installation of customer supplied light fixtures. >BP: Building Permit for DP-2020-00827 To add, alter and convert this existing one-family dwelling to a one-family dwelling with secondary suite. No parking provided. NOTE: To achieve the required FSR. A floor space exclusion of 2% has been applied to this application as per section 10.11.1 of the district schedule, to accommodate improved building performance. Structural Schedule B provided by Carlos Chiu P.Eng. 604.737. 9830 Geotech Schedule B provided by P.K.L. Fong P.Eng. 604.873.3205 Note: - No strata-titling will be permitted. - This is a two-storey building pursuant to the Zoning and Development By-law. - An annual Vancouver Business License must be obtained prior to the rental of this approved one-family dwelling and/or secondary suite on this site. - Provide minimum headroom of 6’-6” over 80% of the suite area and all exit routes. - Smoke alarms to be installed in compliance with Subsection 9.10.19., Division B of the Vancouver Building By-law (2019) - Carbon monoxide alarms shall be installed in conformance to Subsections 6.2.4. and 9.32.4., Division B of the Vancouver Building By-law ENTIRE BUILDING TO BE SPRINKLERED TO NFPA 13D REQUIREMENTS | F & S Electrical Ltd
EP-2023-01179 | 2023-02-17 | 2636 W 6TH AVENUE, Vancouver, BC V6K 1W7 | Electrical Permit | Residential | Renovation | Completed | Installation / Repair - Residential - Extra LV-Audio/Video/Data/Cameras >BP: Building Permit for DP-2020-00827 To add, alter and convert this existing one-family dwelling to a one-family dwelling with secondary suite. No parking provided. NOTE: To achieve the required FSR. A floor space exclusion of 2% has been applied to this application as per section 10.11.1 of the district schedule, to accommodate improved building performance. Structural Schedule B provided by Carlos Chiu P.Eng. 604.737. 9830 Geotech Schedule B provided by P.K.L. Fong P.Eng. 604.873.3205 Note: - No strata-titling will be permitted. - This is a two-storey building pursuant to the Zoning and Development By-law. - An annual Vancouver Business License must be obtained prior to the rental of this approved one-family dwelling and/or secondary suite on this site. - Provide minimum headroom of 6’-6” over 80% of the suite area and all exit routes. - Smoke alarms to be installed in compliance with Subsection 9.10.19., Division B of the Vancouver Building By-law (2019) - Carbon monoxide alarms shall be installed in conformance to Subsections 6.2.4. and 9.32.4., Division B of the Vancouver Building By-law ENTIRE BUILDING TO BE SPRINKLERED TO NFPA 13D REQUIREMENTS | Comwest Electrical and Media Contractors Inc
EP-2023-00816 | 2023-01-31 | 2636 W 6TH AVENUE, Vancouver, BC V6K 1W7 | Electrical Permit | Residential | Renovation | Expired | Temporary Power - Residential - To provide temporary power. | F & S Electrical Ltd
EP-2022-00295 | 2022-01-17 | 2636 W 6TH AVENUE, Vancouver, BC V6K 1W7 | Electrical Permit | Residential | New | Expired | Temporary Power - Residential - To provide temporary power. | Castle Electric Inc
GP-2022-02315 | 2022-08-08 | 2689 W 6TH AVENUE, Vancouver, BC V6K 1W6 | Gas Permit | Residential | Renovation - Dwelling Unit(s) only | Completed | Residential - replace furnace | Pioneer Plumbing & Heating Inc
GP-2023-00709 | 2023-02-28 | 2742 W 6TH AVENUE, Vancouver, BC V6K 1W8 | Gas Permit | Residential | Renovation | Completed | Residential - Boiler replacement | Maple Furnace Heating & Air Conditioning
EP-2022-07955 | 2022-09-22 | 473 W 64TH AVENUE, Vancouver, BC V5X 2M2 | Electrical Permit | Residential | Renovation | Completed | Installation / Repair - Residential - Reconnect 100A 240V service power. | Guang Yuan Electrical Ltd
GP-2022-03802 | 2022-12-01 | 4532 W 6TH AVENUE, Vancouver, BC V6R 1V5 | Gas Permit | Residential | Renovation | Completed | Residential - Install one natural gas fireplace insert | Vancouver Gas Fireplaces Ltd
EP-2023-07841 | 2023-09-11 | 4535 W 6TH AVENUE, Vancouver, BC V6R 1V4 | Electrical Permit | Residential | Tenant Improvement | Completed | Installation / Repair - Residential - EV Charger using #12 cable within 25' away from electrical panel in garage and Decommission 2 heaters Ground Disturbance: -No digging in the dirt is required. This is all interior work on existing structures. No work on site could lead to ground disturbance. Please contact Quinn at 250-863-1071 if additional information is requried. | MJR Electric Ltd
GP-2022-02576 | 2022-08-29 | 4585 W 6TH AVENUE, Vancouver, BC V6R 1V4 | Gas Permit | Residential | Renovation | Completed | Residential - furnace re&re | Ferenc Nagy
PP-2023-02553 | 2023-07-18 | 1496 W 72ND AVENUE, Vancouver, BC | Plumbing Permit | Commercial | Tenant Improvement | Completed | Commercial - Hand wash sink added to work space Please Note: A Building Permit will be required should any Structural work occur. | Brent Forbes
SP-2023-01223 | 2023-07-13 | 1200 W 73RD AVENUE, Vancouver, BC V6P 6G5 | Sprinkler Permit | Commercial | Tenant Improvement | Completed | Commercial - Add one sprinkler head for tenant improvement. >BP: #100 - 1st Floor Interior alterations to provide improvements for an existing office space at unit #100 on the first floor of this existing commercial building. Scope of work: Remove 2 existing exit/service doors, reverse swing to an existing door and sprinkler work. *****This application does not include any of the following: 1. Not more than 20 sprinklers (add, relocate, or remove), 2. hydraulic calculations, 3. change in occupancy and /or hazard classification, 4. warehouse storage arrangements, 5. mobile compact storage arrangements, 6. alternative solutions, 7. changes to the sprinkler system supply piping (e.g. valves, mains, cross-mains, branch-lines, etc.), or 8. flexible sprinkler pipe. ***ARCHAEOLOGICAL IMPACT: If work on this site could lead to the disturbance of soil advise applicant to contact the Provincial Archaeology Branch at 250-953-3334 for necessary permits. In addition, please be advised that reports from an Archaeologist (AIA, AOA) and permits from the First Nations may be necessary prior to the release of your City of Vancouver permits. | Priority Fire Systems Ltd
EP-2023-05920 | 2023-07-07 | 1200 W 73RD AVENUE, Vancouver, BC V6P 6G5 | Electrical Permit | Commercial | Renovation | Completed | Installation / Repair - Commercial - Installation of six level 2 EV charging stations in parkade, all work will be installing conduit / equipment on surface. Any penetrations through interior walls to be firestopped. ***ARCHAEOLOGICAL IMPACT: If work on this site could lead to the disturbance of soil advise applicant to contact the Provincial Archaeology Branch at 250-953-3334 for necessary permits. In addition, please be advised that reports from an Archaeologist (AIA, AOA) and permits from the First Nations may be necessary prior to the release of your City of Vancouver permits. | Corporate Electric Limited
PP-2023-02791 | 2023-08-08 | 1200 W 73RD AVENUE, Vancouver, BC V6P 6G5 | Plumbing Permit | Commercial | Renovation | Completed | Commercial - SUITE #1415 - 14TH FLOOR - New Office Space >BP: #1415 - 14th Floor Interior alterations to provide tenant improvements to this existing office tenant on the 14th floor (#1415) of this existing commercial building on site. Scope of Work: Demolish/construct partition walls, doors, frames, millwork, flooring. Adding new kitchen, new tenant entrance, new ceiling tiles, electrical, plumbing and sprinkler work to suit. PLEASE NOTE: If work on this site could lead to the disturbance of soil advise applicant to contact the Provincial Archaeology Branch at 250-953-3334 for necessary permits. In addition, please be advised that reports from an Archaeologist (AIA, AOA) and permits from the First Nations may be necessary prior to the release of your City of Vancouver permits. | PACIFIC FLO MECHANICAL
EP-2023-06726 | 2023-07-25 | 1200 W 73RD AVENUE, Vancouver, BC V6P 6G5 | Electrical Permit | Commercial | Renovation | Completed | Installation / Repair - Commercial - Installation of Branch Circuit Wiring, Emergency Lighting, LV Data and Comm, Receptacles, Switches, Mechanical (Power Only). >BP: #1415 - 14th Floor Interior alterations to provide tenant improvements to this existing office tenant on the 14th floor (#1415) of this existing commercial building on site. Scope of Work: Demolish/construct partition walls, doors, frames, millwork, flooring. Adding new kitchen, new tenant entrance, new ceiling tiles, electrical, plumbing and sprinkler work to suit. TENANT: Garda Canada Security Corp Building Sprinklered – Separate sprinkler permit required for proposed sprinkler work. Energy checklist is currently no longer required with your Building Permit (BP) application. Some supporting documents are still required at BP stage, specifically Envelope and HVAC, if applicable. Service Water Heating and Lighting supporting documents, if applicable, must be submitted with your related trades permits (e.g. electrical and plumbing). ARCHAEOLOGICAL IMPACT: If work on this site could lead to the disturbance of soil advise applicant to contact the Provincial Archaeology Branch at 250-953-3334 for necessary permits. In addition, please be advised that reports from an Archaeologist (AIA, AOA) and permits from the First Nations may be necessary prior to the release of your City of Vancouver permits. | Kato Electrical Inc
EP-2023-06727 | 2023-07-25 | 1200 W 73RD AVENUE, Vancouver, BC V6P 6G5 | Electrical Permit | Commercial | Renovation | Completed | Installation / Repair - Commercial - Installation of Branch Circuit Wiring, Emergency Lighting, LV Data and Comm, Receptacles, Switches, Mechanical (Power Only). >BP: #110 - 1st Floor Interior alterations to provide tenant improvements to this existing office tenant on the main floor (#110) of this existing commercial building on site. Scope of Work: Demolish interior walls, doors, carpet flooring and millwork. Construct new partitions to build office and storage rooms, new carpet, electrical and sprinkler work to suit. TENANT: Garda Canada Security Corp Building Sprinklered – Separate sprinkler permit required for proposed sprinkler work. Energy checklist is currently no longer required with your Building Permit (BP) application. Some supporting documents are still required at BP stage, specifically Envelope and HVAC, if applicable. Service Water Heating and Lighting supporting documents, if applicable, must be submitted with your related trades permits (e.g. electrical and plumbing). ARCHAEOLOGICAL IMPACT: If work on this site could lead to the disturbance of soil advise applicant to contact the Provincial Archaeology Branch at 250-953-3334 for necessary permits. In addition, please be advised that reports from an Archaeologist (AIA, AOA) and permits from the First Nations may be necessary prior to the release of your City of Vancouver permits. | Kato Electrical Inc
SP-2023-01331 | 2023-07-21 | 1200 W 73RD AVENUE, Vancouver, BC V6P 6G5 | Sprinkler Permit | Commercial | Tenant Improvement | Completed | Commercial - Add and relocate sprinkler heads for tenant improvement. >BP: #1415 - 14th Floor Interior alterations to provide tenant improvements to this existing office tenant on the 14th floor (#1415) of this existing commercial building on site. Scope of Work: Demolish/construct partition walls, doors, frames, millwork, flooring. Adding new kitchen, new tenant entrance, new ceiling tiles, electrical, plumbing and sprinkler work to suit. *****This application does not include any of the following: 1. Not more than 20 sprinklers (add, relocate, or remove), 2. hydraulic calculations, 3. change in occupancy and /or hazard classification, 4. warehouse storage arrangements, 5. mobile compact storage arrangements, 6. alternative solutions, 7. changes to the sprinkler system supply piping (e.g. valves, mains, cross-mains, branch-lines, etc.), or 8. flexible sprinkler pipe. | Priority Fire Systems Ltd
SP-2023-01332 | 2023-07-21 | 1200 W 73RD AVENUE, Vancouver, BC V6P 6G5 | Sprinkler Permit | Commercial | Tenant Improvement | Completed | Commercial - SUITE #110 - 1ST FLOOR - Add and relocate sprinkler heads for tenant improvement. >BP: #110 - 1st Floor Interior alterations to provide tenant improvements to this existing office tenant on the main floor (#110) of this existing commercial building on site. Scope of Work: Demolish interior walls, doors, carpet flooring and millwork. Construct new partitions to build office and storage rooms, new carpet, electrical and sprinkler work to suit. *****This application does not include any of the following: 1. Not more than 20 sprinklers (add, relocate, or remove), 2. hydraulic calculations, 3. change in occupancy and /or hazard classification, 4. warehouse storage arrangements, 5. mobile compact storage arrangements, 6. alternative solutions, 7. changes to the sprinkler system supply piping (e.g. valves, mains, cross-mains, branch-lines, etc.), or 8. flexible sprinkler pipe. | Priority Fire Systems Ltd
EP-2023-00783 | NULL | 1200 W 73RD AVENUE, Vancouver, BC V6P 6G5 | Electrical Permit | Commercial | Addition | Application Incomplete | Installation / Repair - Commercial - Replacing existing vehicle chargers | Yastremski Associates Inc
EP-2023-00829 | 2023-02-02 | 1200 W 73RD AVENUE, Vancouver, BC V6P 6G5 | Electrical Permit | Commercial | Renovation | Completed | Installation / Repair - Commercial - Install a Variable Frequency Drive on an exhaust fan. >NOTE: ARCHAEOLOGICAL IMPACT: If work on this site could lead to the disturbance of soil advise applicant to contact the Provincial Archaeology Branch at 250-953-3334 for necessary permits. In addition, please be advised that reports from an Archaeologist (AIA, AOA) and permits from the First Nations may be necessary prior to the release of your City of Vancouver permits. | Webir Automation & Control Services Ltd
EP-2022-08050 | 2022-09-26 | 1200 W 73RD AVENUE, Vancouver, BC V6P 6G5 | Electrical Permit | Commercial | NULL | Expired | Annual / Operating - maintenance of electrical equipment Expired Permit EP-2021-07015 Valid Sept 20/2022 until Sept 19/2023 NO SOIL DISTURBANCE OR ALTERATION OF GRADES IS TO TAKE PLACE UNDER THIS PERMIT Work under this permit does not authorize excavation, including the disturbance of soils. Should work necessitate excavation or the disturbance of soils, stop work immediately and consult an Archaeologist or the Archaeological Branch of British Columbia for the necessary approvals | Vancouver Neolite Ltd
EP-2022-09940 | 2022-11-24 | 1200 W 73RD AVENUE, Vancouver, BC V6P 6G5 | Electrical Permit | Commercial | Renovation | Issued | Installation / Repair - Commercial - Power, Data and Lighting Install in Boardroom, Washroom and Corridor NO GROUND DISTURBANCE - any ground disturbance may be in contravention to the Heritage Conservation Act and will require appropriate permits and clearances from the Provincial Archaeology Branch, First Nations and the City of Vancouver. | Action Electric Ltd
EP-2022-10558 | 2022-12-15 | 1200 W 73RD AVENUE, Vancouver, BC V6P 6G5 | Electrical Permit | Commercial | Renovation | Completed | Installation / Repair - Commercial - Add 1x duplex 120V/15A receptacle/circuit from existing for fridge in Break area. -this is only adding a circuit for the fridge in the breakroom. | Houle Electric Limited
EP-2022-10625 | 2022-12-16 | 1200 W 73RD AVENUE, Vancouver, BC V6P 6G5 | Electrical Permit | Commercial | Addition | Issued | Installation / Repair - Commercial - Install one 15 amp 208 V outlet -Does not affect service, 50 amp 3 phase breaker removed One 15 amp double pole breaker and outlet added If work on this site could lead to the disturbance of soil advise applicant to contact the Provincial Archaeology Branch at 250-953-3334 for necessary permits. In addition, please be advised that reports from an Archaeologist (AIA, AOA) and permits from the First Nations may be necessary prior to the release of your City of Vancouver permits. | Onestop Electrical Services Ltd
PP-2022-04368 | 2022-12-09 | 1200 W 73RD AVENUE, Vancouver, BC V6P 6G5 | Plumbing Permit | Commercial | New | Completed | Commercial - Install 1/2” DCVA backflow NO SOIL DISTURBANCE OR ALTERATION OF GRADES IS TO TAKE PLACE UNDER THIS PERMIT. Work under this permit does not authorize excavation, including the disturbance of soils. Should work necessitate excavation or the disturbance of soils, stop work immediately contact the City of Vancouver to obtain the necessary approvals. | Kaila, Simerit DBA: Dr Drain Mechanical
NULL | NULL | 1200 W 73RD AVENUE, Vancouver, BC V6P 6G5 | Sprinkler Permit | Commercial | Renovation | Draft | Commercial - Lower 6 sprinkler heads to accommodate lowered T-bar ceiling panels | 0777792 BC Ltd
EP-2023-08758 | 2023-10-03 | 1200 W 73RD AVENUE, Vancouver, BC V6P 6G5 | Electrical Permit | Commercial | NULL | Issued | Annual / Operating - ANNUAL OPERATING PERMIT maintenance of electrical equipment. (reference: CF-2023-010672) Expired Permit EP-2022-08050 Valid Sept 20/2023 until Sept 19/2024 NO SOIL DISTURBANCE OR ALTERATION OF GRADES IS TO TAKE PLACE UNDER THIS PERMIT Work under this permit does not authorize excavation, including the disturbance of soils. Should work necessitate excavation or the disturbance of soils, stop work immediately and consult an Archaeologist or the Archaeological Branch of British Columbia for the necessary approvals | Vancouver Neolite Ltd
NULL | NULL | 1200 W 73RD AVENUE, Vancouver, BC V6P 6G5 | Electrical Permit | Commercial | NULL | Draft | Annual / Operating - maintance | Vancouver Neolite Ltd
EP-2023-09906 | 2023-11-21 | 1200 W 73RD AVENUE, Vancouver, BC V6P 6G5 | Electrical Permit | Commercial | Renovation | Completed | Installation / Repair - Commercial - Re and Re of all lights, exit signs and devices throughout the elevator lobby and corridor on the 14th floor of a commercial office building. 22 Pot lights and 2 exit signs. >BP: 14th floor - elevator lobby and corridor Interior alterations to provide improvements to the elevator lobby and corridor on the 14th floor of this existing commercial building. Scope of work: remove and replace cosmetic finishes including flooring, wall coverings, ceilings and door finishes. *DBI to determine if a Special Sprinkler Permit is required. If work on this site could lead to the disturbance of soil advise applicant to contact the Provincial Archaeology Branch at 250-953-3334 for necessary permits. In addition, please be advised that reports from an Archaeologist (AIA, AOA) and permits from the First Nations may be necessary prior to the release of your City of Vancouver permits | Rockwood Electric Ltd
SP-2023-02024 | 2023-11-03 | 1200 W 73RD AVENUE, Vancouver, BC V6P 6G5 | Sprinkler Permit | Commercial | Tenant Improvement | Completed | Commercial - add new heads into new ceilings in hallway >BP: 14th floor - elevator lobby and corridor Interior alterations to provide improvements to the elevator lobby and corridor on the 14th floor of this existing commercial building. Scope of work: remove and replace cosmetic finishes including flooring, wall coverings, ceilings and door finishes. *****This application does not include any of the following: 1. Not more than 20 sprinklers (add, relocate, or remove), 2. hydraulic calculations, 3. change in occupancy and /or hazard classification, 4. warehouse storage arrangements, 5. mobile compact storage arrangements, 6. alternative solutions, 7. changes to the sprinkler system supply piping (e.g. valves, mains, cross-mains, branch-lines, etc.), or 8. flexible sprinkler pipe. | Five Star Fire Protection Ltd
SP-2023-02262 | 2023-12-18 | 1200 W 73RD AVENUE, Vancouver, BC V6P 6G5 | Sprinkler Permit | Commercial | Tenant Improvement | Issued | Commercial - Add and relocate sprinkler heads for tenant improvement. >BP: #500 and #590 - 5th Floor (T.I to #590) Interior alterations to the 5th floor to demise the existing office space #500 into two units to be #500 and #590 and to provide tenant improvements to #590 only, in this existing commercial building on this site. Scope of work: Construct demising wall between the 2 units, remove 2 office partitions, doors to create an open concept, relocate millwork, new kitchen, electrical, plumbing and sprinkler work to suit. Building Sprinklered – Separate sprinkler permit required for proposed sprinkler work. | Priority Fire Systems Ltd
EP-2023-11362 | NULL | 1200 W 73RD AVENUE, Vancouver, BC V6P 6G5 | Electrical Permit | Commercial | Tenant Improvement | Application Incomplete | Installation / Repair - Commercial - Relocate 3 existing lights, install exit signage, receptacles; some demo >BP: #500 and #590 - 5th Floor (T.I to #590) Interior alterations to the 5th floor to demise the existing office space #500 into two units to be #500 and #590 and to provide tenant improvements to #590 only, in this existing commercial building on this site. Scope of work: Construct demising wall between the 2 units, remove 2 office partitions, doors to create an open concept, relocate millwork, new kitchen, electrical, plumbing and sprinkler work to suit. Building Sprinklered – Separate sprinkler permit required for proposed sprinkler work. Energy checklist is currently no longer required with your Building Permit (BP) application. Some supporting documents are still required at BP stage, specifically Envelope and HVAC, if applicable. Service Water Heating and Lighting supporting documents, if applicable, must be submitted with your related trades permits (e.g. electrical and plumbing). | Action Electric Ltd
SP-2022-00913 | 2022-06-07 | 1200 W 73RD AVENUE, Vancouver, BC V6P 6G5 | Sprinkler Permit | Commercial | Tenant Improvement | Completed | Commercial - ADD AND RELOCATE 4 SPRINKLER HEADS #1410 -14th floor (demising into #1410 & #1415) Interior alterations to the 14th floor to demise this existing vacant office space #1410 into two units to be #1410 & #1415 in this existing commercial building on this site. Scope of work: remove select partition walls and construct a demising wall to demise #1410 into two units. *****This application does not include any of the following: 1. Not more than 20 sprinklers (add, relocate, or remove), 2. hydraulic calculations, 3. change in occupancy and /or hazard classification, 4. warehouse storage arrangements, 5. mobile compact storage arrangements, 6. alternative solutions, 7. changes to the sprinkler system supply piping (e.g. valves, mains, cross-mains, branch-lines, etc.), or 8. flexible sprinkler pipe. | Priority Fire Systems Ltd
GP-2022-01525 | 2022-05-17 | 3130 W 7TH AVENUE, Vancouver, BC V6K 2A1 | Gas Permit | Residential | Renovation | Completed | Residential - Furnace re&re | Ferenc Nagy
GP-2022-00405 | 2022-02-08 | 4234 W 9TH AVENUE, Vancouver, BC V6R 2C5 | Gas Permit | Residential | New | Completed | Residential - Down draft Cooktop re/re | Super Tech Appliances Installation Ltd
GP-2022-03866 | 2022-12-05 | 4250 W 9TH AVENUE, Vancouver, BC V6R 2C5 | Gas Permit | Residential | Renovation | Completed | Residential - Installing a Gas Furnace and a Gas Hot Water Tank | Reid Brothers Plumbing & Heating Ltd
MP-2022-00386 | 2022-10-12 | 4288 W 9TH AVENUE, Vancouver, BC V6R 2C5 | Mechanical Permit | NULL | NULL | Completed | NULL | Energy 1 Services Ltd
EP-2022-06558 | 2022-08-09 | 4288 W 9TH AVENUE, Vancouver, BC V6R 2C5 | Electrical Permit | Residential | Renovation | Completed | Installation / Repair - Residential - Service upgrade to 200 amps. Include rough wiring and installation of light fixtures to garage. AMEND: AUG 8/2022 REMOVE AC UNIT INSTALLATION FROM PERMIT. AMEND: AUG 26/2022 "Include rough wiring and installation of light fixtures to garage. It should have been on this permit but I missed it." AMEND: SEPT.27/2022 LOAD CALCULATIONS UPLOADED | Westridge Electric Co. Ltd.
GP-2023-03607 | 2023-11-20 | 4288 W 9TH AVENUE, Vancouver, BC V6R 2C5 | Gas Permit | Residential | Addition | Issued | Residential - 1 Gas Firepit Installation of outdoor natural gas firepit, and associated gas piping | Jan Kolac
GP-2023-02723 | 2023-09-18 | 4344 W 9TH AVENUE, Vancouver, BC V6R 2C7 | Gas Permit | Residential | Renovation | Completed | Residential - RE&RE for tankless water heater | Milani Plumbing Heating & Air Conditioning Ltd
NULL | NULL | 4370 W 9TH AVENUE, Vancouver, BC V6R 2C7 | Electrical Permit | Residential | Renovation | Withdrawn | Installation / Repair - Residential - Remove suite | NULL
EP-2022-08659 | 2022-10-12 | 4370 W 9TH AVENUE, Vancouver, BC V6R 2C7 | Electrical Permit | Residential | Renovation | Completed | Installation / Repair - Residential - Suite Removal (CF-2019-009732) | Kulbir Bhatti dba Bhatti Electrical
EP-2022-09466 | NULL | 4370 W 9TH AVENUE, Vancouver, BC V6R 2C7 | Electrical Permit | Residential | Renovation | Application Incomplete | Installation / Repair - Residential - Installing interconnected smoke and co2 detectors | Kulbir Bhatti dba Bhatti Electrical
GP-2023-00558 | 2023-02-15 | 4372 W 9TH AVENUE, Vancouver, BC V6R 2C7 | Gas Permit | Residential | Renovation | Completed | Residential - Replacement of boiler | BCRC Plumbing and Heating Ltd
GP-2023-01314 | 2023-04-21 | 4376 W 9TH AVENUE, Vancouver, BC V6R 2C7 | Gas Permit | Residential | Addition | Completed | Residential - RE & RE combi boiler installation | BCRC Plumbing and Heating Ltd
GP-2022-04054 | 2022-12-19 | 4387 W 9TH AVENUE, Vancouver, BC V6R 2C8 | Gas Permit | Residential | Renovation | Completed | Residential - Re&re Boiler | Milani Plumbing Heating & Air Conditioning Ltd
GP-2022-02517 | 2022-08-24 | 4394 W 9TH AVENUE, Vancouver, BC V6R 2C7 | Gas Permit | Residential | Renovation - Dwelling Unit(s) only | Completed | Residential - RE & RE FURNACE | 484081 BC LTD
GP-2023-02940 | 2023-10-05 | 4394 W 9TH AVENUE, Vancouver, BC V6R 2C7 | Gas Permit | Residential | Tenant Improvement | Completed | Residential - RE & RE HOT WATER TANK | 484081 BC LTD
EP-2022-03520 | 2022-06-01 | 1220 W 6TH AVENUE, Vancouver, BC V6H 1A5 | Electrical Permit | Commercial | Addition | Completed | Installation / Repair - Commercial - • Installation of 2 40-amp double pole breakers for FPE house panel • Installation of 2 30-amp double pole breakers for FPE house panel Installation of 2" conduit branch, installation of 3/4 inch conduits to charger locations Installation of data for 5G network Installation of 13 SWTCH EV Chargers (Supplied by 4 Shared Branch Circuits). | MJR Electric Ltd
GP-2023-02612 | 2023-09-06 | 823 W 62ND AVENUE, Vancouver, BC V6P 2E3 | Gas Permit | Residential | Renovation | Completed | Residential - Replace leaking hot water tank | Maestro Plumbing Heating & Air Conditioning Ltd
EP-2023-09731 | 2023-11-23 | 1558 W 66TH AVENUE, Vancouver, BC V6P 2R9 | Electrical Permit | Residential | New | Issued | Installation / Repair - Residential - Wiring for New detach house >BP: To construct a 2 storey + basement one-family dwelling with a secondary suite ($761,145.00) located in the basement with 1 surface parking space, having vehicular access from the lane. Note: This is a 2 storey building pursuant to the Zoning and Development By-Law 1- Covenant registered at the Land Title Office under CA9980410 2- No strata titling permitted 3- No bar sink proposed 4- A/C unit proposed in the rear yard 5- Schedule B: Jason Hui, P.Eng (778-319-3403) Structural & Geotechnical 6- HPO: Residential Builder – Lyla Construction Ltd. 7- The entire building, INCLUDING THE ATTACHED GARAGE (if applicable), to be sprinklered to NFPA 13D. ******THIS PERMIT HAS BEEN ISSUED UNDER THE REQUIREMENTS OF VBBL #12511 (2019)****** | Econ Energy Group Ltd
NULL | NULL | 1558 W 66TH AVENUE, Vancouver, BC V6P 2R9 | Sprinkler Permit | NULL | NULL | Draft | Residential - Install sprinklers in sfd | Gold Key Fire Protection Ltd
MP-2024-00048 | 2024-01-10 | 1558 W 66TH AVENUE, Vancouver, BC V6P 2R9 | Mechanical Permit | NULL | NULL | Issued | NULL | Aeris Air Conditioning ltd
NULL | NULL | 1558 W 66TH AVENUE, Vancouver, BC V6P 2R9 | Mechanical Permit | NULL | NULL | Draft | NULL | NULL
EP-2024-00574 | 2024-01-29 | 1558 W 66TH AVENUE, Vancouver, BC V6P 2R9 | Electrical Permit | Residential | New | Issued | Installation / Repair - Residential - Install Low Voltage wiring (networking), Alarm, CCTV, TV, Data, Tel. Rough-In and Finishing. >BP: To construct a 2 storey + basement one-family dwelling with a secondary suite ($761,145.00) located in the basement with 1 surface parking space, having vehicular access from the lane. Note: This is a 2 storey building pursuant to the Zoning and Development By-Law 1- Covenant registered at the Land Title Office under CA9980410 2- No strata titling permitted 3- No bar sink proposed 4- A/C unit proposed in the rear yard 5- Schedule B: Jason Hui, P.Eng (778-319-3403) Structural & Geotechnical 6- HPO: Residential Builder – Lyla Construction Ltd. 7- The entire building, INCLUDING THE ATTACHED GARAGE (if applicable), to be sprinklered to NFPA 13D. ******THIS PERMIT HAS BEEN ISSUED UNDER THE REQUIREMENTS OF VBBL #12511 (2019)****** | Magnificent Security Inc.
EP-2022-10364 | 2022-12-07 | 1558 W 66TH AVENUE, Vancouver, BC V6P 2R9 | Electrical Permit | Residential | New | Expired | Temporary Power - Residential - To provide temporary power. | Econ Energy Group Ltd
PP-2023-00828 | 2023-03-13 | 1558 W 66TH AVENUE, Vancouver, BC V6P 2R9 | Plumbing Permit | Residential | New | Issued | Residential - 1FD+SS - Two Sump No Pump | Canadian Excavating Ltd
MP-2023-01021 | 2023-06-06 | 1558 W 66TH AVENUE, Vancouver, BC V6P 2R9 | Mechanical Permit | NULL | NULL | Issued | NULL | Rain Coast Plumbing & Heating Ltd
PP-2023-01926 | 2023-05-30 | 1558 W 66TH AVENUE, Vancouver, BC V6P 2R9 | Plumbing Permit | Residential | New | Issued | Residential - 1FD+SS - #1 & #2 - Plumbing for new house >DB: To construct a 2 storey + basement one-family dwelling with a secondary suite located in the basement with 1 surface parking space, having vehicular access from the lane. Note: This is a 2 storey building pursuant to the Zoning and Development By-Law 1- Covenant registered at the Land Title Office under CA9980410 2- No strata titling permitted 3- No bar sink proposed 4- A/C unit proposed in the rear yard 7- The entire building, INCLUDING THE ATTACHED GARAGE (if applicable), to be sprinklered to NFPA 13D. | Rain Coast Plumbing & Heating Ltd
SP-2023-00950 | 2023-05-31 | 1563 W 66TH AVENUE, Vancouver, BC V6P 2R8 | Sprinkler Permit | Residential | New | Issued | Residential - 2FD - DUPLEX WITH NEW SPRINKLERS The entire building, INCLUDING THE ATTACHED GARAGE (if applicable), to be sprinklered to 2 x NFPA 13D. >DB: To construct a two-storey two-family dwelling with a detached accessory building (garage) at the rear providing 2 parking spaces, having vehicular access from the lane. Note: This is a 2.5 storey building pursuant to the Zoning and Development By-Law 1. A/C units proposed in rear yard and 2nd floor 2. Bar sinks NOT proposed | BC Fire Sprinklers Ltd
GP-2023-01531 | 2023-05-11 | 1563 W 66TH AVENUE, Vancouver, BC V6P 2R8 | Gas Permit | Residential | New | Issued | Residential - 2FD - FRONT 1563 W 66TH AV BACK - 1561 W 66TH AV new installation >DB: To construct a two-storey two-family dwelling ($702,750) with a detached accessory building (garage) at the rear providing 2 parking spaces, having vehicular access from the lane. Note: This Building Permit will remain in a suspended status until the associated (green) Demolition Permit BP-2021-06294 is completed. Note: This is a 2.5 storey building pursuant to the Zoning and Development By-Law 1. A/C units proposed in rear yard and 2nd floor 2. Bar sinks NOT proposed | Sea To Sky Plumbing & Heating Supplies Ltd
EP-2023-06466 | 2023-07-18 | 1563 W 66TH AVENUE, Vancouver, BC V6P 2R8 | Electrical Permit | Residential | New | Issued | Installation / Repair - Residential - Installation of security alarm, tel, tv, data, intercom, and camera rough in. >BP: To construct a two-storey two-family dwelling ($702,750) with a detached accessory building (garage) at the rear providing 2 parking spaces, having vehicular access from the lane. Note: This is a 2.5 storey building pursuant to the Zoning and Development By-Law 1. A/C units proposed in rear yard and 2nd floor 2. Bar sinks NOT proposed 3. Schedule B: Xue Li Chen P.Eng. (778.235.5447) Structural, Geotechnical & Arch #1.5 4. Schedule B: Zhao Guan P.Eng. (778-868-5635) Geotechnical 5. HPO: Residential Builder - Empire West Construction Ltd. ******THIS PERMIT HAS BEEN ISSUED UNDER THE REQUIREMENTS OF VBBL #12511 (2019)****** | SIGHTLINE TECHNOLOGY LTD.
EP-2023-06269 | 2023-07-26 | 1563 W 66TH AVENUE, Vancouver, BC V6P 2R8 | Electrical Permit | Residential | New | Issued | Installation / Repair - Residential - New duplex wiring. 2x 200A service >BP: To construct a two-storey two-family dwelling ($702,750) with a detached accessory building (garage) at the rear providing 2 parking spaces, having vehicular access from the lane. Note: This is a 2.5 storey building pursuant to the Zoning and Development By-Law 1. A/C units proposed in rear yard and 2nd floor 2. Bar sinks NOT proposed 3. Schedule B: Xue Li Chen P.Eng. (778.235.5447) Structural, Geotechnical & Arch #1.5 4. Schedule B: Zhao Guan P.Eng. (778-868-5635) Geotechnical 5. HPO: Residential Builder - Empire West Construction Ltd. ******THIS PERMIT HAS BEEN ISSUED UNDER THE REQUIREMENTS OF VBBL #12511 (2019)****** | L.H. ELECTRIC LTD
MP-2023-00320 | 2023-03-08 | 1563 W 66TH AVENUE, Vancouver, BC V6P 2R8 | Mechanical Permit | NULL | NULL | Issued | NULL | Sea To Sky Plumbing & Heating Supplies Ltd
PP-2023-00622 | 2023-02-22 | 1563 W 66TH AVENUE, Vancouver, BC V6P 2R8 | Plumbing Permit | Residential | New | Issued | Residential - 2FD - FRONT - 1563 W 66TH AV BACK - 1561 W 66TH AV Plumbing for new duplex house >DB: To construct a two-storey two-family dwelling with a detached accessory building (garage) at the rear providing 2 parking spaces, having vehicular access from the lane. Note: This is a 2.5 storey building pursuant to the Zoning and Development By-Law 1. A/C units proposed in rear yard and 2nd floor 2. Bar sinks NOT proposed | Sea To Sky Plumbing & Heating Supplies Ltd
PP-2022-03610 | 2022-10-11 | 1563 W 66TH AVENUE, Vancouver, BC V6P 2R8 | Plumbing Permit | Residential | New | Issued | Residential - sump | J B Siteworks Inc
EP-2022-04497 | 2022-05-30 | 1563 W 66TH AVENUE, Vancouver, BC V6P 2R8 | Electrical Permit | Residential | New | Expired | Temporary Power - Residential - To provide temporary power. | Dragon Electric Ltd
GP-2023-02934 | 2023-10-05 | 1569 W 66TH AVENUE, Vancouver, BC V6P 2R8 | Gas Permit | Residential | Renovation | Completed | Residential - hot water tank replacement | Reid Brothers Plumbing & Heating Ltd
GP-2024-00139 | 2024-01-16 | 1570 W 66TH AVENUE, Vancouver, BC V6P 2R9 | Gas Permit | Residential | Renovation - Dwelling Unit(s) only | Issued | Residential - Installing one gas furnace | Reid Brothers Plumbing & Heating Ltd
EP-2023-02050 | 2023-03-09 | 1573 W 66TH AVENUE, Vancouver, BC V6P 2R8 | Electrical Permit | Residential | Renovation | Completed | Installation / Repair - Residential - Removing the damage wiring and doing rough in Garage, rough wire and doing finishing due to fire >BP: Interior alterations to provide new vapour barrier and walls at this detached garage building on this site. | Lux Electric Group Ltd
MP-2023-01216 | 2023-07-04 | 1574 W 66TH AVENUE, Vancouver, BC V6P 2R9 | Mechanical Permit | NULL | NULL | Issued | NULL | Lally Plumbing & Heating Ltd
PP-2023-02221 | 2023-06-23 | 1574 W 66TH AVENUE, Vancouver, BC V6P 2R9 | Plumbing Permit | Residential | New | Issued | Residential - Plumbing >BP: To construct a 2 storey one-family dwelling with a secondary suite located in the Basement/Cellar with an open parking pad, providing 1 parking space, having vehicular access from the 20' Lane. 1. Covenant registered at the Land Title Office under CB428662 2. A/C proposed – Exterior component located in Rear, Interior component located in Upper Floor. 3. Schedule B: (J.J.S.Hui) P.Eng (778.319.3403) Structural & Geotechnical 4. HPO: Residential Builder- Milkyway Industry Ltd | Lally Plumbing & Heating Ltd
SP-2023-01350 | 2023-07-25 | 1574 W 66TH AVENUE, Vancouver, BC V6P 2R9 | Sprinkler Permit | Residential | New | Issued | Residential - Install Sprinkler Heads >BP: To construct a 2 storey one-family dwelling with a secondary suite located in the Basement/Cellar with an open parking pad, providing 1 parking space, having vehicular access from the 20' Lane. 1. Covenant registered at the Land Title Office under CB428662 2. A/C proposed – Exterior component located in Rear, Interior component located in Upper Floor. 3. Schedule B: (J.J.S.Hui) P.Eng (778.319.3403) Structural & Geotechnical 4. HPO: Residential Builder- Milkyway Industry Ltd 5. Rev#1: Bar sink proposed on second floor 6. Rev#1: External/Internal mechanical unit (heat pump proposed) Note: The entire building, INCLUDING THE ATTACHED GARAGE (if applicable), to be sprinklered to NFPA 13D | RAHELU PLUMBING & HEATING LTD.
EP-2023-04145 | 2023-05-11 | 1574 W 66TH AVENUE, Vancouver, BC V6P 2R9 | Electrical Permit | Residential | New | Issued | Temporary Power - Residential - To provide temporary power. | MILKYWAY INDUSTRY LTD
PP-2023-01859 | 2023-05-26 | 1574 W 66TH AVENUE, Vancouver, BC V6P 2R9 | Plumbing Permit | Residential | New | Issued | Residential - 2 sump with pump and one sump on gravity Total 3 sump NOTE: Engineering Assurance letter will be submitted to the Plumbing Inspector on the site. Letter shall conform to the requirements of Vancouver Bulletin 2000-008-EL/PL. | East West Excavating 2022 ltd
MP-2023-01805 | NULL | 1574 W 66TH AVENUE, Vancouver, BC V6P 2R9 | Mechanical Permit | NULL | NULL | Application Incomplete | NULL | MILKYWAY INDUSTRY LTD
GP-2023-02576 | 2023-09-06 | 1574 W 66TH AVENUE, Vancouver, BC V6P 2R9 | Gas Permit | Residential | New | Issued | Residential - 1 Range & 1 BBQ Gas BBQ piping only >BP: To construct a 2 storey one-family dwelling with a secondary suite located in the Basement/Cellar ($697,000) with an open parking pad, providing 1 parking space, having vehicular access from the 20' Lane. | Lally Plumbing & Heating Ltd
EP-2023-07751 | 2023-08-28 | 1574 W 66TH AVENUE, Vancouver, BC V6P 2R9 | Electrical Permit | Residential | New | Issued | Installation / Repair - Residential - Install Low Voltage wiring (networking), Security Alarm, CCTV, TV, Data, Tel. Rough-In and Finishing. >BP: To construct a 2 storey one-family dwelling with a secondary suite located in the Basement/Cellar ($697,000) with an open parking pad, providing 1 parking space, having vehicular access from the 20' Lane. | Magnificent Security Inc.
EP-2023-07578 | 2023-09-21 | 1574 W 66TH AVENUE, Vancouver, BC V6P 2R9 | Electrical Permit | Residential | New | Issued | Installation / Repair - Residential - WIRE NEW SINGLE-FAMILY DWELLING 2x200 amp services. >BP: To construct a 2 storey one-family dwelling with a secondary suite located in the Basement/Cellar ($697,000) with an open parking pad, providing 1 parking space, having vehicular access from the 20' Lane. 1. Covenant registered at the Land Title Office under CB428662 2. A/C proposed – Exterior component located in Rear, Interior component located in Upper Floor. 3. Schedule B: (J.J.S.Hui) P.Eng (778.319.3403) Structural & Geotechnical 4. HPO: Residential Builder- Milkyway Industry Ltd 5. Rev#1: Bar sink proposed on second floor 6. Rev#1: External/Internal mechanical unit (heat pump proposed) Note: The entire building, INCLUDING THE ATTACHED GARAGE (if applicable), to be sprinklered to NFPA 13D Note: This is a 2 storey building pursuant to the Zoning and Development By-Law ***This permit is issued under the VBBL 2019, with updated energy requirements as per bylaw # 12997 effective Jan 01, 2022.*** | MILKYWAY INDUSTRY LTD
NULL | NULL | 1574 W 66TH AVENUE, Vancouver, BC V6P 2R9 | Electrical Permit | Residential | New | Draft | Installation / Repair - Residential - wiring a new house for a single-family dwelling | MILKYWAY INDUSTRY LTD
PP-2022-00136 | 2022-01-18 | 4745 W 6TH AVENUE, Vancouver, BC V6T 1C4 | Plumbing Permit | Residential | New | Completed | Residential - plumbing throughout To construct a 2 storey + cellar one-family dwelling with a detached accessory building (garage) at the rear providing 1 parking spaces, in addition to 2 attached parking space next to main house, having vehicular access from the lane and front drive way. Note: This is a 2 storey building pursuant to the Zoning and Development By-Law. This building has been designed under Part 5 of the VBBL #12511 (2019). 1- Bar sink proposed in Basement level 2- A/C unit proposed in Rear Yard | T Paradiso Plumbing & Hot Water Heating Inc
EP-2022-04614 | 2022-06-02 | 4745 W 6TH AVENUE, Vancouver, BC V6T 1C4 | Electrical Permit | Residential | New | Completed | Installation / Repair - Residential - Security roughin and finishing >BP: To construct a 2 storey + cellar one-family dwelling with a detached accessory building (garage) at the rear providing 1 parking spaces, in addition to 2 attached parking space next to main house, having vehicular access from the lane and front drive way. Note: This is a 2 storey building pursuant to the Zoning and Development By-Law. This building has been designed under Part 5 of the VBBL #12511 (2019). 1- Bar sink proposed in Basement level 2- A/C unit proposed in Rear Yard 3- Schedule B - (Structural) P.Eng. Thomas Antonius Van Wermeskerken 604-484-2859 "Combustible projections or roof soffits on an exposing building face shall not project to less than .45m from the property line and shall be in compliance with VBBL 2019 9.10.15.5.(9)" The entire building, INCLUDING THE ATTACHED GARAGE (if applicable), to be sprinklered to NFPA 13D. Any alterations or conversions to the attached garage (if applicable) to habitable living space shall not be permitted without first obtaining the approval of the Director of Planning and the Chief Building Official. Thermal protection measures and Laneway house design guidelines shall be required to be met prior to the approval of the conversion. ******THIS PERMIT HAS BEEN ISSUED UNDER THE REQUIREMENTS OF VBBL 2019 AND THE GREEN HOMES PROGRAM****** | Venture One Services Inc
SP-2022-00821 | 2022-05-25 | 4745 W 6TH AVENUE, Vancouver, BC V6T 1C4 | Sprinkler Permit | Residential | New | Completed | Residential - fire suppression system 1FD + 1 CAR DETACHED GARAGE + 2 CAR ATTACHED GARAGE To construct a 2 storey + cellar one-family dwelling with a detached accessory building (garage) at the rear providing 1 parking spaces, in addition to 2 attached parking space next to main house, having vehicular access from the lane and front drive way. | Brent C Williams
GP-2022-01820 | 2022-06-15 | 4745 W 6TH AVENUE, Vancouver, BC V6T 1C4 | Gas Permit | Residential | Renovation | Completed | Residential - Installation of 3 gas fireplaces - venting and hook up only >BP: To construct a 2 storey + cellar one-family dwelling with a detached accessory building (garage) at the rear providing 1 parking spaces, in addition to 2 attached parking space next to main house, having vehicular access from the lane and front drive way. >>>>>>Amend: Feb. 1st, 2023 -Please add 1 outdoor fireplace - 100,000 BTU's hook up only | Urban Fireplaces Ltd
EP-2022-02208 | 2022-03-21 | 4745 W 6TH AVENUE, Vancouver, BC V6T 1C4 | Electrical Permit | Residential | New | Completed | Installation / Repair - Residential - Low Voltage Class II Circuits, Lighting control, WiFi, TV's, Speakers, Home Automation control >BP: 1FD + 1 CAR DETACHED GARAGE + 2 CAR ATTACHED GARAGE To construct a 2 storey + cellar one-family dwelling with a detached accessory building (garage) at the rear providing 1 parking spaces, in addition to 2 attached parking space next to main house, having vehicular access from the lane and front drive way. Note: This is a 2 storey building pursuant to the Zoning and Development By-Law. This building has been designed under Part 5 of the VBBL #12511 (2019). 1- Bar sink proposed in Basement level 2- A/C unit proposed in Rear Yard 3- Schedule B - (Structural) P.Eng. Thomas Antonius Van Wermeskerken 604-484-2859 "Combustible projections or roof soffits on an exposing building face shall not project to less than .45m from the property line and shall be in compliance with VBBL 2019 9.10.15.5.(9)" The entire building, INCLUDING THE ATTACHED GARAGE (if applicable), to be sprinklered to NFPA 13D. Any alterations or conversions to the attached garage (if applicable) to habitable living space shall not be permitted without first obtaining the approval of the Director of Planning and the Chief Building Official. Thermal protection measures and Laneway house design guidelines shall be required to be met prior to the approval of the conversion. ******THIS PERMIT HAS BEEN ISSUED UNDER THE REQUIREMENTS OF VBBL 2019 AND THE GREEN HOMES PROGRAM****** | Pure Image Technology Solutions Ltd
GP-2022-00961 | 2022-03-29 | 4745 W 6TH AVENUE, Vancouver, BC V6T 1C4 | Gas Permit | Residential | New | Completed | Residential - Gas piping only throughout >To construct a 2 storey + cellar one-family dwelling with a detached accessory building (garage) at the rear providing 1 parking spaces, in addition to 2 attached parking space next to main house, having vehicular access from the lane and front drive way. Note: This is a 2 storey building pursuant to the Zoning and Development By-Law. This building has been designed under Part 5 of the VBBL #12511 (2019). 1- Bar sink proposed in Basement level 2- A/C unit proposed in Rear Yard 3- Schedule B - (Structural) P.Eng. Thomas Antonius Van Wermeskerken 604-484-2859 "Combustible projections or roof soffits on an exposing building face shall not project to less than .45m from the property line and shall be in compliance with VBBL 2019 9.10.15.5.(9)" The entire building, INCLUDING THE ATTACHED GARAGE (if applicable), to be sprinklered to NFPA 13D. Any alterations or conversions to the attached garage (if applicable) to habitable living space shall not be permitted without first obtaining the approval of the Director of Planning and the Chief Building Official. Thermal protection measures and Laneway house design guidelines shall be required to be met prior to the approval of the conversion. ******THIS PERMIT HAS BEEN ISSUED UNDER THE REQUIREMENTS OF VBBL 2019 AND THE GREEN HOMES PROGRAM****** | T Paradiso Plumbing & Hot Water Heating Inc
GP-2023-01474 | 2023-05-08 | 4745 W 6TH AVENUE, Vancouver, BC V6T 1C4 | Gas Permit | Residential | New | Completed | Residential - Wolf 48 Inch Freestanding Dual-Fuel Range >BP: To construct a 2 storey + cellar one-family dwelling with a detached accessory building (garage) at the rear providing 1 parking spaces, in addition to 2 attached parking space next to main house, having vehicular access from the lane and front drive way. | Han Appliances & Refrigeration Ltd
PP-2023-01285 | 2023-04-14 | 4745 W 6TH AVENUE, Vancouver, BC V6T 1C4 | Plumbing Permit | Residential | New | Completed | Residential - Install 3/4" backflow assembly prevention device >BP: To construct a 2 storey + cellar one-family dwelling with a detached accessory building (garage) at the rear providing 1 parking spaces, in addition to 2 attached parking space next to main house, having vehicular access from the lane and front drive way. | M&M Industries Ltd
EP-2022-02909 | NULL | 250 W 70TH AVENUE, Vancouver, BC V5X 2X1 | Electrical Permit | Commercial | Renovation | Withdrawn | Interim - Commercial - Runnin of teck cables and disconnect of 2 fuel dispensers before full project gets underway. This is work for the temporary fuel system | Western Oil Services Ltd
PP-2022-02055 | 2022-06-14 | 250 W 70TH AVENUE, Vancouver, BC V5X 2X1 | Plumbing Permit | Commercial | Addition | Completed | Commercial - Drainage | Western Oil Services Ltd
EP-2022-00015 | 2022-01-04 | 250 W 70TH AVENUE, Vancouver, BC V5X 2X1 | Electrical Permit | Commercial | Addition | Completed | Installation / Repair - Commercial - Add Card Reader Door to existing system. Electric Strike Hardware (NO MAGLOCK) | Rose Security Services Inc
EP-2022-01394 | 2022-02-23 | 250 W 70TH AVENUE, Vancouver, BC V5X 2X1 | Electrical Permit | Commercial | Renovation | Cancelled | Installation / Repair - Commercial - Relocate and re-terminate power and data for 8 workstations. | 4th Utility Inc
EP-2023-03753 | 2023-05-03 | 250 W 70TH AVENUE, Vancouver, BC V5X 2X1 | Electrical Permit | Commercial | Addition | Completed | Installation / Repair - Commercial - Replace the existing gas-fired furnace with a new dual fuel heat pump on the office building of this existing Public Utility site (Manitoba Yards) >Permit Amendment Oct 25, 2023 - Installation of new heat pump - Installation of new gas-fired furnace - Installation of new exhaust fans and controls - Remove four electrical panels, transformer, and splitter and replace with new *Document(s) uploaded to "Application Documents" tab for Electrical Inspector review. Documents are at pending status at time of permit amendment approval >Permit Amendment Oct 23, 2023 -"Electrical Declaration" *Document(s) uploaded to "Application Documents" tab for Electrical Inspector review. Documents are at pending status at time of permit amendment approval >BP: To replace the existing gas-fired furnace with a new dual fuel heat pump on the office building of this existing Public Utility site (Manitoba Yards). Sch A & Sch B (Mech & Plumb): Raymond Cho #37746, 778-956-8555, Chorus Consulting Inc. Sch B (Elec): Allan Robinson #33753, 604-807-4492, Jenmar Concepts Requires a separate Mechanical permit | Just Mechanical Ltd
EP-2023-02008 | 2023-03-10 | 250 W 70TH AVENUE, Vancouver, BC V5X 2X1 | Electrical Permit | Commercial | Renovation | Issued | Installation / Repair - Commercial - Manitoba Yard FMS and Central Stores CCTV camera cables upgrade. EMT pathways & data cabling - camera install by others. -Adding 9 cameras as per instructions. | 4th Utility Inc
MP-2023-00769 | 2023-05-04 | 250 W 70TH AVENUE, Vancouver, BC V5X 2X1 | Mechanical Permit | NULL | NULL | Completed | NULL | Just Mechanical Ltd
EP-2023-05187 | 2023-06-26 | 250 W 70TH AVENUE, Vancouver, BC V5X 2X1 | Electrical Permit | Commercial | Renovation | Completed | Installation / Repair - Commercial - DDC control and monitoring of new heatpump and furnace *MP-2023-00769: Issued (Heating and Cooling) >BP: To replace the existing gas-fired furnace with a new dual fuel heat pump on the office building of this existing Public Utility site (Manitoba Yards). Sch A & Sch B (Mech & Plumb): Raymond Cho #37746, 778-956-8555, Chorus Consulting Inc. Sch B (Elec): Allan Robinson #33753, 604-807-4492, Jenmar Concepts Requires a separate Mechanical permit | Houle Electric Limited
EP-2023-08846 | 2023-10-03 | 250 W 70TH AVENUE, Vancouver, BC V5X 2X1 | Electrical Permit | Commercial | Addition | Issued | Installation / Repair - Commercial - Install heat trace to domestic cold water on ground floor level; electrical connections by others. >BP: Lagan 101015504345 To partially deconstruct the Hydrovac shed and construct new site services in this existing works yard (Manitoba Works Yard) on this site. Reconstruction permit to be applied for separately. Ok for field review as per Hilton Hartwell - November 29, 2021 Letters of assurance submitted: Sch A: Tony Yip, Architect, 604.669.9460 Sch B (Arch): Tony Yip, Architect, 604.669.9460 Sch B (Struct):Thomas Poon, P. Eng., 604.738.0048 Sch B (Plumb): Steve Verkaik, P.Eng., 604.785.3344 | Artech Electric Ltd
PP-2023-04066 | 2023-11-23 | 250 W 70TH AVENUE, Vancouver, BC V5X 2X1 | Plumbing Permit | Commercial | New | Issued | Commercial - HVAC and Plumbing >DB: Manitoba works yard Expand the existing garage building to accommodate new hydrovac vehicles and provide new structure, roof, cladding. and roofing. Existing garage is being demolished on the west side through a separate permit(BP-2021-06311) and being expanded on North side with this application. | Four Lakes Mechanical
EP-2022-00925 | 2022-02-10 | 777 W 7TH AVENUE, Vancouver, BC V5Z 1B9 | Electrical Permit | Commercial | Tenant Improvement | Completed | Installation / Repair - Commercial - Fire Alarm Upgrade at the Elevator Room Replace elevator disconnects with new fused disconnects c/w feeders to elevators. Replace receptacles in machine rooms and pits with new GFCI receptacles. Replace fixtures in machine rooms and pits with new 4' LED fixtures c/w cages. Install new phone line from telephone room to machine room. Phone line to be activated Install ground wire from building ground to elevator machine room c/w ground bus controllers. At this contract, we will be doing only electrical work, replacing existing devices and components without altering the existing wiring or outlet boxes. This is a voluntary alarm upgrade in conformance with CAN/ULC-SS537 - Bulletin 2018-004-BU/EL3 | Sasco Contractors Ltd
EP-2023-11188 | 2023-12-15 | 2028 W 7TH AVENUE, Vancouver, BC V6J 1T4 | Electrical Permit | Commercial | Addition | Issued | Installation / Repair - Commercial - Installation of security alarm & access control systems | Chubb Fire & Security Canada Corp
EP-2024-00362 | 2024-01-18 | 2033 W 7TH AVENUE, Vancouver, BC V6J 1T3 | Electrical Permit | Residential | Renovation - Dwelling Unit(s) only | Completed | Installation / Repair - Residential - Changing old 60A cartridge screw panel to 60A breaker panel. >Amend: Feb. 1st -Add Unit 312 | Dana Electrical Ltd
EP-2022-08748 | NULL | 227 W 6TH AVENUE, Vancouver, BC V5Y 1K7 | Electrical Permit | Residential | Renovation | Withdrawn | Installation / Repair - Residential - Dedicated Circuit for AC install | Pacific Star Electric Inc
NULL | NULL | 389 W 6TH AVENUE, Vancouver, BC V5Y 1L1 | Electrical Permit | Commercial | Addition | Draft | Installation / Repair - Commercial - replace lighting in existing stair wells, Add new Exit signs, Add new pull stations and top of stair smoke detectors to the existing FA system. Add 1 Fan force heater. Add occupancy sensors for lighting in each stair well | Western Integrated Electrical Limited
SP-2023-00892 | 2023-05-23 | 389 W 6TH AVENUE, Vancouver, BC V5Y 1L1 | Sprinkler Permit | Commercial | Tenant Improvement | Issued | Commercial - adjusting 5 sprinklers >BP: Interior and exterior alterations to add approximately 130 sq. ft at the stair enclosure on the south elevation and provide improvements to the entrance and stair enclosure including roof on the west and south elevations to this existing mixed-use (industrial/commercial) building on this site. Separate permit will be required to combine unit at 2198 Yukon St and 377 W 6th Av. >*****This application does not include any of the following: 1. Not more than 20 sprinklers (add, relocate, or remove), 2. hydraulic calculations, 3. change in occupancy and /or hazard classification, 4. warehouse storage arrangements, 5. mobile compact storage arrangements, 6. alternative solutions, 7. changes to the sprinkler system supply piping (e.g. valves, mains, cross-mains, branch-lines, etc.), or 8. flexible sprinkler pipe. | Titan Fire Protection Ltd
EP-2023-05527 | 2023-06-21 | 389 W 6TH AVENUE, Vancouver, BC V5Y 1L1 | Electrical Permit | Commercial | Renovation | Issued | Installation / Repair - Commercial - Re-install lighting in stair core - West and South Stairs. Update Fire alarm devices in the stair cores. >BP: Interior and exterior alterations to add approximately 130 sq. ft at the stair enclosure on the south elevation and provide improvements to the entrance and stair enclosure including roof on the west and south elevations to this existing mixed-use (industrial/commercial) building on this site. Separate permit will be required to combine unit at 2198 Yukon St and 377 W 6th Av. | Western Integrated Electrical Limited
EP-2023-09923 | 2023-11-21 | 445 W 6TH AVENUE, Vancouver, BC V5Y 1L3 | Electrical Permit | Commercial | Renovation | Completed | Installation / Repair - Commercial - adding 3-5 outlets at reception, adding 3 exit and emergency lights, relocating switches, relabel panel directionary, adding 4 smoke alarms and adding one circuit for front shop sign. *An approved sign permit is required for the installation of "front shop sign" before a final electrical inspection will be performed See Bulletin 2005-006-EL/AD: https://vancouver.ca/files/cov/2005-006-permitting-and-inspection-of-electrically-connected-sig >BP: Small suite Change of Major Occupancy Classification and Small suite renovation Interior alterations and to change the use and Major Occupancy of the general office unit (major Occupancy Classification D) to School (Arts or Self- Improvement, Major Occupancy Classification A2) on the 1st floor of this existing 2-storey commercial building on the site. Notes: 1. Street-fronting glazing must remain transparent, with visual access to interior activities. Avoid window film, shelving, display/light boxes or other furnishings which may block views into the storefront, thereby limiting street activation. 2. Was reviewed for compliance with VBBL 2019 3. Occupant load is 32 Persons Revision-1 1- Revised existing wall assembly W3 per site condition 2- Add new wall assembly W6 for the pony wall. | Big Forest Electric Ltd
PP-2022-00146 | 2022-01-20 | 1060 W 8TH AVENUE, Vancouver, BC V6H 1C4 | Plumbing Permit | Commercial | Renovation | Completed | Commercial - UNIT #220 - 2ND FLOOR - Capped off single sink line #220 - 2nd floor (combining #220 & #230) Interior alterations to remove a demising wall, all interior partition walls from this existing office space on the 2nd floor (#220 & #230) to create a one shell space (#220) for future tenant in this existing commercial building. Scope of work: remove a demising wall between #220 & #230, all partition walls, doors, finishes, ceiling work, millwork, electrical, plumbing work. | Pacific Mechanical Systems Ltd
EP-2022-00311 | 2022-03-15 | 1107 W 8TH AVENUE, Vancouver, BC | Electrical Permit | Commercial | Addition | Completed | Installation / Repair - Commercial - Installation of a new single stage fire alarm system as per the engineering drawings. Remove the existing 3-wire system. >BP: Voluntary Fire Alarm upgrade to this existing mixed-use commercial and residential building. Scope of work includes: - Replacement of existing 3-wire FA system with new single stage Fire Alarm System. - Add Remote Annunciator in front lobby entrance of commercial unit. - Install Fire Department Key Lockbox for access. - Add pull stations in parking level. - replace heat detectors in commercial unit and in parking level with smoke detectors. - Add tamper & pressure switches to sprinkler system to be supervised by FA system. - Add functionality/ equipment for ULC monitoring of the FA system. Note: - No elevators in this existing building. | AG Electric and Alarm Monitoring Co Ltd
EP-2022-04541 | 2022-06-02 | 1151 W 8TH AVENUE, Vancouver, BC V6H 1C5 | Electrical Permit | Commercial | Renovation | Completed | Installation / Repair - Commercial - Relocation of some switches and plugs, adding 5 LED panels, adding 3 emergency and exit lights -I am going to add only four LED panel with total power usage of 40 Watts. >BP: Including the letter from Open Door Group signed by Nicole Allen and dated July 9, 2021, change of use from General Office to Social Service Centre and interior alterations to provide improvements at unit #1 on the first storey of this existing municipally designated commercial building that is on the Vancouver Heritage Register (B) for an unlimited period of time. OK for field review as per Eun Jeon & Lalitha Jayaraman, July 28, 2021 | Kamran Saghah
SP-2022-01165 | 2022-07-22 | 1151 W 8TH AVENUE, Vancouver, BC V6H 1C5 | Sprinkler Permit | Commercial | Tenant Improvement | Completed | Commercial - 2 New sprinkler head require by lay out changed #1 - 1ST STOREY Including the letter from Open Door Group signed by Nicole Allen and dated July 9, 2021, change of use from General Office to Social Service Centre and interior alterations to provide improvements at unit #1 on the first storey of this existing municipally designated commercial building that is on the Vancouver Heritage Register (B) for an unlimited period of time. *****This application does not include any of the following: 1. Not more than 20 sprinklers (add, relocate, or remove), 2. hydraulic calculations, 3. change in occupancy and /or hazard classification, 4. warehouse storage arrangements, 5. mobile compact storage arrangements, 6. alternative solutions, 7. changes to the sprinkler system supply piping (e.g. valves, mains, cross-mains, branch-lines, etc.), or 8. flexible sprinkler pipe. | Spectrum Fire Protection Ltd
EP-2022-07894 | 2022-09-22 | 3395 W BROADWAY, Vancouver, BC V6R 2B1 | Electrical Permit | Commercial | Addition | Completed | Installation / Repair - Commercial - Installation of a cell unit for monitoring the alarm system | Chubb Fire & Security Canada Corp
EP-2022-01797 | 2022-03-09 | 3396 W BROADWAY, Vancouver, BC V6R 2B2 | Electrical Permit | Commercial | Addition | Completed | Installation / Repair - Commercial - Installing power outlet for pump in pit | Core Electric Services Ltd
SP-2023-00682 | 2023-04-18 | 496 W BROADWAY, Vancouver, BC V5Y 1R3 | Sprinkler Permit | Commercial | Tenant Improvement | Completed | Commercial - Tenant improvement adding 1 walk in cooler and 1 walk in freezer. >BP: Unit #10 - 496 W Broadway Interior alterations only to provide tenant improvements for a new Retail Limited Food Store use at this existing unit #10 at this existing Broadway City Hall Skytrain Station. *****This application does not include any of the following: 1. Not more than 20 sprinklers (add, relocate, or remove), 2. hydraulic calculations, 3. change in occupancy and /or hazard classification, 4. warehouse storage arrangements, 5. mobile compact storage arrangements, 6. alternative solutions, 7. changes to the sprinkler system supply piping (e.g. valves, mains, cross-mains, branch-lines, etc.), or 8. flexible sprinkler pipe. | Levitt Safety Limited
EP-2023-02305 | 2023-03-17 | 496 W BROADWAY, Vancouver, BC V5Y 1R3 | Electrical Permit | Commercial | Tenant Improvement | Completed | Installation / Repair - Commercial - For setting up a Pizza Restaurant: we do followings: 1. Install lights and receptacles. 2. Install Exit/Emergency lights. 3. Install two electric ovens. 4. Connect a Hot Water Tank. 5. Connect a Walk-in Cooer and a Freezer. 6. Install Tel and Internet lines. >BP: Interior alterations only to provide tenant improvements for a new Retail Limited Food Store use at this existing unit #10 at this existing Broadway City Hall Skytrain Station. Tenant: Freshslice Pizza OK for Field Review processing as per Howie Chow, February 16, 2023. Energy Upgrades: E2 - Retrofit Path: 1 @ E2 / E2 - Lighting - Upgrade to incorporate Scheduled Shutoff (per 9.4.1.1.(i) of ASHRAE 90.1-2016) Note to applicant: The services of a structural engineer may be required, based upon site inspection by the District Building Inspector. A Sprinkler permit may be required, as determined by the District Building Inspector. Energy checklist is currently no longer required with your Building Permit (BP) application. Some supporting documents are still required at BP stage, specifically Envelope and HVAC, if applicable. Service Water Heating and Lighting supporting documents, if applicable, must be submitted with your related Trades permits (e.g. electrical and plumbing | CANRISE ELECTRIC CO LTD
PP-2023-01162 | 2023-04-05 | 496 W BROADWAY, Vancouver, BC V5Y 1R3 | Plumbing Permit | Commercial | Renovation | Completed | Commercial - UNIT #10 - installation for one compartment sink and one GI one had sink >BP: Unit #10 - 496 W Broadway Interior alterations only to provide tenant improvements for a new Retail Limited Food Store use at this existing unit #10 at this existing Broadway City Hall Skytrain Station. | JCHY Construction Ltd
EP-2022-00258 | 2022-01-14 | 507 W BROADWAY, Vancouver, BC V5Z 1E6 | Electrical Permit | Commercial | NULL | Expired | Annual / Operating - Annual permit for maintenance purposes. RENEWAL FOR EP-2021-00168 VALID JAN 14/2022 TO JAN 13/2023 >>>>>>> Amend: Jan. 28th -effective dates should be: January 24th, 2022 - January 23rd, 2023 | Blueline Electrical Services Ltd
EP-2023-00305 | 2023-01-16 | 507 W BROADWAY, Vancouver, BC V5Z 1E6 | Electrical Permit | Commercial | NULL | Expired | Annual / Operating - Annual permit for maintenance purposes. -Renewal of EP-2022-00258 -Valid: January 24, 2023 - January 23, 2024 | Blueline Electrical Services Ltd
EP-2024-00011 | 2024-01-03 | 507 W BROADWAY, Vancouver, BC V5Z 1E6 | Electrical Permit | Commercial | NULL | Issued | Annual / Operating - Annual permit for maintenance purposes. -Renewal of EP-2023-00305 -Valid: January 24, 2024 - January 23, 2025 | Blueline Electrical Services Ltd
SP-2023-01893 | 2023-10-13 | 530 W BROADWAY, Vancouver, BC V5Z 1E9 | Sprinkler Permit | Commercial | Tenant Improvement | Issued | Commercial - Add and Relocated Sprinkler Heads >BP: Interior alterations and change of use from Beauty Salon to General Office to provide improvements for a new office tenant at 528 W Broadway on the ground floor in this existing commercial building on this site. Scope of work: remove/construct partition walls, door, lighting, new kitchenette, electrical, plumbing and sprinkler work. *****This application does not include any of the following: 1. Not more than 20 sprinklers (add, relocate, or remove), 2. hydraulic calculations, 3. change in occupancy and /or hazard classification, 4. warehouse storage arrangements, 5. mobile compact storage arrangements, 6. alternative solutions, 7. changes to the sprinkler system supply piping (e.g. valves, mains, cross-mains, branch-lines, etc.), or 8. flexible sprinkler pipe. | Viking Fire Protection Inc
PP-2023-03270 | 2023-09-14 | 532 W BROADWAY, Vancouver, BC V5Z 1E9 | Plumbing Permit | Commercial | Renovation | Completed | Commercial - plumbing permit for fixture type dishsasher and wok stove | Hillcrest Plumbing & Heating (1991) Ltd
EP-2021-07347 | 2022-06-21 | 601 W BROADWAY, Vancouver, BC V5Z 4C2 | Electrical Permit | Commercial | Tenant Improvement | Completed | Installation / Repair - Commercial - Rough-in & install 6 plugs & 5 data outlets, relocate plug/data outlets, replace GFCI in kitchen, install new exit sign (front door) >BP: #600 - 6th floor Interior alterations for a new office tenant on the 6th floor (#600) in this existing commercial building. Scope of work: Grateful Home Care Inc. | Santec Electric Inc
EP-2022-05045 | 2022-06-14 | 601 W BROADWAY, Vancouver, BC V5Z 4C2 | Electrical Permit | Commercial | NULL | Expired | Annual / Operating - Annual operating permit Valid: June 12, 2022 - June 11, 2023 Renewal of EP-2021-04428 | Santec Electric Inc
SP-2022-00951 | 2022-06-15 | 601 W BROADWAY, Vancouver, BC V5Z 4C2 | Sprinkler Permit | Commercial | Tenant Improvement | Completed | Commercial - Add and relocate heads as needed for tenant improvement #U15 - Upper Plaza Interior alterations to provide improvements for this existing office tenant on the upper plaza (#U15) in this existing high-rise commercial use building on this site. Scope of work: remove/construct partition walls, doors, finishes, millwork, lighting, electrical, mechanical and sprinkler work. TENANT: Provincial Health Services Authority For Plan Sketch and Under 20 sprinkler heads TI *****This application does not include any of the following: 1. Not more than 20 sprinklers (add, relocate, or remove), 2. hydraulic calculations, 3. change in occupancy and /or hazard classification, 4. warehouse storage arrangements, 5. mobile compact storage arrangements, 6. alternative solutions, 7. changes to the sprinkler system supply piping (e.g. valves, mains, cross-mains, branch-lines, etc.), or 8. flexible sprinkler pipe. | Frontier Fire Protection Ltd
NULL | NULL | 601 W BROADWAY, Vancouver, BC V5Z 4C2 | Sprinkler Permit | NULL | NULL | Withdrawn | NULL | Gisborne Industrial Construction Ltd
EP-2023-08329 | 2023-09-21 | 601 W BROADWAY, Vancouver, BC V5Z 4C2 | Electrical Permit | Commercial | Tenant Improvement | Issued | Installation / Repair - Commercial - Supply and install 43 new speakers and 3 speaker strobes in CRU spaces. Verification of FA panel in conformance with CAN/ULC-S561 >BP: To provide voluntary upgrade to the existing fire alarm system with 43 new speakers and 3 speaker strobes in the commercial units of this high-rise commercial building on this site. | Sasco Contractors Ltd
EP-2023-08643 | 2023-09-25 | 601 W BROADWAY, Vancouver, BC V5Z 4C2 | Electrical Permit | Commercial | Tenant Improvement | Completed | Installation / Repair - Commercial - Install 17 New Cat5 Data Outlets with Patch Panel. Fish down approx. 10 x 120V receptacles with kitchen wiring. >BP: #701 - 7th floor Interior alterations to provide tenant improvements for a new office tenant on the 7th floor (#701) in this commercial building on this site. Scope of work: remove/construct partition walls, doors, power and data, finishes and electrical work. TENANT: Lanyard Properties Group | Santec Electric Inc
PP-2023-03436 | 2023-09-27 | 601 W BROADWAY, Vancouver, BC V5Z 4C2 | Plumbing Permit | Commercial | Tenant Improvement | Completed | Commercial - relocate sink drain and waterlines to sink >BP: #701 - 7th floor Interior alterations to provide tenant improvements for a new office tenant on the 7th floor (#701) in this commercial building on this site. Scope of work: remove/construct partition walls, doors, power and data, finishes and electrical work. | VANMECH PLUMBING & HEATING LTD.
EP-2023-07455 | 2023-08-16 | 601 W BROADWAY, Vancouver, BC V5Z 4C2 | Electrical Permit | Commercial | Renovation | Completed | Installation / Repair - Commercial - Supply and install Feeders and disconnects and transformers for Broadway Plaza Ventilation Upgrades. To disconnect all the existing equipment and make safe. To supply and install new feeders from the nearest panel/MCC to the new VFD/Disconnect of the MUA-N1. To supply and install new feeder from the nearest panel/MCC to the new disconnect for the CU-N1. To supply and install 1 new feeder the new VFD and to the new SF-22N Ventallation Fan. To supply and install 1 new feeder from the nearest panel to the new VFD/Disconnect for the Heating Coil Pump. | Sasco Contractors Ltd
EP-2023-09423 | 2023-10-31 | 601 W BROADWAY, Vancouver, BC V5Z 4C2 | Electrical Permit | Commercial | Tenant Improvement | Completed | Installation / Repair - Commercial - DDC wiring for new make-up air unit. -We are just doing the control wiring for Honeywell for this unit | Marsic Contracting Ltd
EP-2022-07904 | 2022-09-23 | 601 W BROADWAY, Vancouver, BC V5Z 4C2 | Electrical Permit | Commercial | Renovation | Completed | Installation / Repair - Commercial - install new data cables and add 4 new led recessed pot lights #M2A - Mezzanine Level Interior alterations to provide improvements for new general office (change from Health care office) tenant on the mezzanine level (unit #M2A) in this existing commercial use building on this site. Scope of work: construct new partition walls, glass front for new conference room, electrical and plumbing work. (C-3A Outright change of use from Health care office to General office.) | Atma Electric Ltd.
EP-2022-06132 | 2022-07-22 | 601 W BROADWAY, Vancouver, BC V5Z 4C2 | Electrical Permit | Commercial | Tenant Improvement | Completed | Installation / Repair - Commercial - Provide new power drops for office desks Replace existing T8 fluorescent lighting with LED 2x2 troffers Install wall switch vacancy sensors in offices provide Room controllers for open areas Provide data conduit stubs for data - wiring by others #U15 - Upper Plaza Interior alterations to provide improvements for this existing office tenant on the upper plaza (#U15) in this existing high-rise commercial use building on this site. Scope of work: remove/construct partition walls, doors, finishes, millwork, lighting, electrical, mechanical and sprinkler work. | MCKINLEY ELECTRIC LTD
PP-2022-02577 | 2022-07-25 | 601 W BROADWAY, Vancouver, BC V5Z 4C2 | Plumbing Permit | Commercial | Tenant Improvement | Completed | Commercial - Add one new kitchen sink with hot water tank >BP: #M2A - Mezzanine Level Interior alterations to provide improvements for new general office (change from Health care office) tenant on the mezzanine level (unit #M2A) in this existing commercial use building on this site. Scope of work: construct new partition walls, glass front for new conference room, electrical and plumbing work. (C-3A Outright change of use from Health care office to General office.) * NO DEMO WORK PROPOSED. No demo permit on file. District Building Inspector to determine if a Special Sprinkler Permit is required. | DELCO MECHANICAL SYSTEMS LTD
EP-2022-06303 | 2022-07-27 | 601 W BROADWAY, Vancouver, BC V5Z 4C2 | Electrical Permit | Commercial | Addition | Completed | Installation / Repair - Commercial - Voice/Data cabling - low voltage >BP: #U15 - Upper Plaza Interior alterations to provide improvements for this existing office tenant on the upper plaza (#U15) in this existing high-rise commercial use building on this site. Scope of work: remove/construct partition walls, doors, finishes, millwork, lighting, electrical, mechanical and sprinkler work. TENANT: Provincial Health Services Authority Letters of Assurance submitted by: Schedule A and Architectural Schedule B, Patrick Yu, Architect, ph: 778-688-7317 Mechanical Schedule B, Jason Le, P.Eng., ph: 604-200-9087 Electrical Schedule B, Gary Yeung, P.Eng., ph: 604-605-4974 OK for Field Review per K. Vogt- Apr 25/22 E2 Lighting - upgrade to local control (per 9.4.1.1 (a) of ASHRAE 90.1-2016 Energy checklist is currently no longer required with your Building Permit (BP) application. Some supporting documents are still required at BP stage, specifically Envelope and HVAC, if applicable. Service Water Heating and Lighting supporting documents, if applicable, must be submitted with your related trades permits (e.g. electrical and plumbing). All energy upgrades will be checked during inspections stage. It is the applicant’s responsibility to identify and note all required upgrades including energy upgrades on their BP drawings at BP stage. | 4th Utility Inc
EP-2023-03638 | 2023-04-27 | 601 W BROADWAY, Vancouver, BC V5Z 4C2 | Electrical Permit | Commercial | Tenant Improvement | Completed | Installation / Repair - Commercial - Remove and relocate existing receptacles (7). Supply and Install new receptacles (5) and Branch Circuits – BX Cable. Remove existing 12cct subpanel and replace with 24cct subpanel. | Houle Electric Limited
EP-2023-05820 | 2023-06-28 | 601 W BROADWAY, Vancouver, BC V5Z 4C2 | Electrical Permit | Commercial | Tenant Improvement | Completed | Installation / Repair - Commercial - Install light switch and receptacles. >BP: Interior alterations only to provide improvements to an existing Health Care Office on the 9th floor (#902) in this existing commercial building on site. Scope of work: Construct new partition for new office, new door, paint, kitchen upgrade and electrical work. TENANT: Stephen Schertzer OK For Field Review per Shelley Dugaro - May 19/23 Building Sprinklered – Building inspector to determine on site if a separate sprinkler permit is required. Energy checklist is currently no longer required with your Building Permit (BP) application. Some supporting documents are still required at BP stage, specifically Envelope and HVAC, if applicable. Service Water Heating and Lighting supporting documents, if applicable, must be submitted with your related trades permits (e.g. electrical and plumbing). | Marcel Electric Inc
EP-2023-04691 | 2023-05-29 | 601 W BROADWAY, Vancouver, BC V5Z 4C2 | Electrical Permit | Commercial | NULL | Issued | Annual / Operating - Annual operating permit Valid: June 12, 2023 - June 11, 2024 Renewal of EP-2022-05045 | Santec Electric Inc
EP-2022-08794 | 2022-10-17 | 1672 W 66TH AVENUE, Vancouver, BC V6P 2S2 | Electrical Permit | Residential | Renovation | Completed | Installation / Repair - Residential - upgrade 100a overhead service to 200a, new private pole, underground feeder cable from pole to main panel, Amendment -to change address - from Pole service to 1672 W 66TH Ave 2022-12-05 | Green Mountain Multitech Ltd
GP-2022-03245 | 2022-10-20 | 1694 W 66TH AVENUE, Vancouver, BC V6P 2S2 | Gas Permit | Residential | Renovation | Completed | Residential - Re + re furnace | Lambert Plumbing & Heating Ltd
GP-2022-00660 | 2022-03-02 | 1716 W 66TH AVENUE, Vancouver, BC V6P 2S3 | Gas Permit | Residential | Addition | Completed | Residential - Gas insert fireplace installation | Vaglio Fireplace LTD
EP-2023-08567 | 2023-09-27 | 1760 W 66TH AVENUE, Vancouver, BC V6P 2S3 | Electrical Permit | Residential | Renovation | Completed | Installation / Repair - Residential - Range Plug for EV Charger Install | Milani Electric Limited
GP-2023-04123 | 2023-12-21 | 808 W 67TH AVENUE, Vancouver, BC V6P 2S5 | Gas Permit | Residential | Renovation | Issued | Residential - Furnace replacement x 2 70 000 BTU each | Apple Plumbing & Heating Services
GP-2022-03269 | 2022-10-24 | 1638 W 62ND AVENUE, Vancouver, BC V6P 2G2 | Gas Permit | Residential | New | Issued | Residential - to install 1 boiler 1 range 1 bbq 1 fireplace fireplace piping only >To construct a 2 storey + basement one-family dwelling with a secondary suite ($1,120,192.50) located in the basement with 2 parking spaces, having vehicular access from the lane. Note: This Building Permit will remain in a suspended status until the associated (green) Demolition Permit BP-2021-03859 is completed. Note: This is a 2 storey building pursuant to the Zoning and Development By-Law 1- Covenant registered at the Land Title Office under CA9281423 2- No strata titling permitted 3- Bar sink proposed in the recreation room 4- A/C unit proposed in the rear yard 5- Schedule B: Antony Wang, P.Eng (604-618-6236) Structural & Geotechnical 6- HPO: Residential Builder - D&P Development Corp. 7- The entire building, INCLUDING THE ATTACHED GARAGE (if applicable), to be sprinklered to NFPA 13D. ******THIS PERMIT HAS BEEN ISSUED UNDER THE REQUIREMENTS OF VBBL #12511 (2019)****** | Symbolistic Heating Ltd
EP-2022-09192 | 2022-10-28 | 1638 W 62ND AVENUE, Vancouver, BC V6P 2G2 | Electrical Permit | Residential | New | Issued | Installation / Repair - Residential - 1FD+SS - #1 & #2 - To Pre-wire and install security Alarm, and TV/DATA/TEL cables. >DB: To construct a 2 storey + basement one-family dwelling with a secondary suite located in the basement with 2 parking spaces, having vehicular access from the lane. Note: This is a 2 storey building pursuant to the Zoning and Development By-Law 1- Covenant registered at the Land Title Office under CA9281423 2- No strata titling permitted 3- Bar sink proposed in the recreation room 4- A/C unit proposed in the rear yard 7- The entire building, INCLUDING THE ATTACHED GARAGE (if applicable), to be sprinklered to NFPA 13D. | Yao Rong Xu
GP-2022-04113 | 2022-12-23 | 1638 W 62ND AVENUE, Vancouver, BC V6P 2G2 | Gas Permit | Residential | New | Issued | Residential - INSTALL 1 GAS FIREPLACE IN NEW HOME CONSTRUCTION, BASIC UP AND OUT THE WALL VENTING, VENT AND CONNECT ONLY >BP: To construct a 2 storey + basement one-family dwelling with a secondary suite ($1,120,192.50) located in the basement with 2 parking spaces, having vehicular access from the lane. | The LM Fireplace Warehouse Ltd.
PP-2022-02105 | 2022-06-16 | 1638 W 62ND AVENUE, Vancouver, BC V6P 2G2 | Plumbing Permit | Residential | New | Stop Work | Residential - Plumbing for new single family home >BP: To construct a 2 storey + basement one-family dwelling with a secondary suite ($1,120,192.50) located in the basement with 2 parking spaces, having vehicular access from the lane. Note: This is a 2 storey building pursuant to the Zoning and Development By-Law 1- Covenant registered at the Land Title Office under CA9281423 2- No strata titling permitted 3- Bar sink proposed in the recreation room 4- A/C unit proposed in the rear yard 5- Schedule B: Antony Wang, P.Eng (604-618-6236) Structural & Geotechnical 6- HPO: Residential Builder - D&P Development Corp. 7- The entire building, INCLUDING THE ATTACHED GARAGE (if applicable), to be sprinklered to NFPA 13D. ******THIS PERMIT HAS BEEN ISSUED UNDER THE REQUIREMENTS OF VBBL #12511 (2019)****** | Sunny Beach Plumbing & Heating Ltd
EP-2023-00603 | 2023-01-24 | 1638 W 62ND AVENUE, Vancouver, BC V6P 2G2 | Electrical Permit | Residential | New | Expired | Temporary Power - Residential - To provide temporary power. | Aidea Solutions Ltd
PP-2022-00950 | 2022-03-23 | 1638 W 62ND AVENUE, Vancouver, BC V6P 2G2 | Plumbing Permit | Residential | New | Issued | Residential - 1FD+SS - #1 & #2 - 2 sump no pump To construct a 2 storey + basement one-family dwelling with a secondary suite located in the basement with 2 parking spaces, having vehicular access from the lane. Note: This Building Permit will remain in a suspended status until the associated (green) Demolition Permit BP-2021-03859 is completed. Note: This is a 2 storey building pursuant to the Zoning and Development By-Law 1- Covenant registered at the Land Title Office under CA9281423 2- No strata titling permitted 3- Bar sink proposed in the recreation room 4- A/C unit proposed in the rear yard | Canadian Excavating Ltd
EP-2022-03015 | 2022-05-12 | 1638 W 62ND AVENUE, Vancouver, BC V6P 2G2 | Electrical Permit | Residential | New | Issued | Installation / Repair - Residential - Residential - single-phase service, all outlets, roughing and connection, lighting system, and all electrical equipment connection. Double Meter system. Building to be sprinkled to NFPA 13D requirement. Service:200A, Single phase, 120/240V, Main house 150A, LWH 100A ** Amend 05/12/2022** Uploaded new load calculation forms Amend: Oct 25, 2022 Since the owner want to have 400 A service instead the original application for 200 A service. I upload the new load calculation form. At the new application, the owner requests 400 A, 120/240v, three meters service. The service will be on the outside wall of lane way house. The three meter will be the main house 200 A, second suite 100 A, Lane way house will be 125 A. please amend the permit for us | Aidea Solutions Ltd
SP-2022-00845 | 2022-05-27 | 1638 W 62ND AVENUE, Vancouver, BC V6P 2G2 | Sprinkler Permit | Residential | New | Issued | Residential - New sprinkler system >To construct a 2 storey + basement one-family dwelling with a secondary suite ($1,120,192.50) located in the basement with 2 parking spaces, having vehicular access from the lane. Note: This Building Permit will remain in a suspended status until the associated (green) Demolition Permit BP-2021-03859 is completed. Note: This is a 2 storey building pursuant to the Zoning and Development By-Law 1- Covenant registered at the Land Title Office under CA9281423 2- No strata titling permitted 3- Bar sink proposed in the recreation room 4- A/C unit proposed in the rear yard 5- Schedule B: Antony Wang, P.Eng (604-618-6236) Structural & Geotechnical 6- HPO: Residential Builder - D&P Development Corp. 7- The entire building, INCLUDING THE ATTACHED GARAGE (if applicable), to be sprinklered to NFPA 13D. Address Note: Building 1 #1-1638 W 62nd Av - One Family Dwelling (1st & 2nd floor, north side of basement) #2-1638 W 62nd Av - Secondary Suite (south side of basement) Address and suite numbers assigned as per approved plans for Fire and Emergency response. The address number is to be posted to the building to be visible from the street and the suite numbers are to be posted at the suite entries in accordance with the Building By-law prior to final inspection. ******THIS PERMIT HAS BEEN ISSUED UNDER THE REQUIREMENTS OF VBBL #12511 (2019)****** | Haven Fire Protection Ltd
EP-2022-00359 | 2022-01-18 | 1638 W 62ND AVENUE, Vancouver, BC V6P 2G2 | Electrical Permit | Residential | New | Expired | Temporary Power - Residential - To provide temporary power. | Aidea Solutions Ltd
PP-2023-03617 | 2023-10-13 | 1661 W 62ND AVENUE, Vancouver, BC V6P 2G1 | Plumbing Permit | Residential | New | Completed | Residential - 1FD - NEW IRRIGATION SYSTEM | Lucky Five Eight Plumbing & Heating Ltd
SP-2022-00069 | 2022-01-28 | 1689 W 62ND AVENUE, Vancouver, BC V6P 2G1 | Sprinkler Permit | Residential | New | Completed | Residential - To Install 42 sprinkler heads >BP: To construct a 2 storey one-family dwelling with a secondary suite located in the Basement/Cellar ($1,102,000.00) with an open parking pad, and 1 car garage, providing a total of 2 parking spaces, having vehicular access from the 20' Lane. The entire building, INCLUDING THE ATTACHED GARAGE (if applicable), to be sprinklered to NFPA 13D. Note: Parking for this site is under LWH DB-2020-03467 1. Covenant registered at the Land Title Office under CA86403 2. No Strata Titling permitted 3. A/C proposed – Exterior component located in Rear Yard, Interior component located on Second Floor 4. Schedule B: (Zhanchao Zhao) P.Eng (604.526.1305) Structural and Geotechnical 5. HPO: Residential Builder- (MCCM Residential Ltd.) Note: This is a 2 storey building pursuant to the Zoning and Development By-Law Address Information: Building 1 #1 - 1689 W 62nd Av - One Family Dwelling (1st and 2nd storey, south & north-east portion of cellar) #2 - 1689 W 62nd Av - Secondary Suite (north-west portion of cellar) Building 2 #3 - 1689 W 62nd Av - Laneway House (1.5 storey) Addresses have been assigned per the approved plans, access to the rear unit is from the West side. This access must be provided & maintained at all times and the building addresses posted to be visible from the street in accordance with the Building By-law. **THIS PERMIT HAS BEEN ISSUED UNDER THE REQUIREMENTS OF VBBL #12511 (2019).** | General Sprinkler Systems Ltd
PP-2022-03165 | 2022-09-13 | 1689 W 62ND AVENUE, Vancouver, BC V6P 2G1 | Plumbing Permit | Residential | New | Completed | Residential - lawn irrigation >BP: To construct a 2 storey one-family dwelling with a secondary suite located in the Basement/Cellar ($1,102,000.00) with an open parking pad, and 1 car garage, providing a total of 2 parking spaces, having vehicular access from the 20' Lane. | Sun Gardening & Landscaping Services Ltd
GP-2022-03187 | 2022-10-17 | 1693 W 62ND AVENUE, Vancouver, BC V6P 2G1 | Gas Permit | Residential | Renovation | Completed | Residential - Decommission and remove the furnace | Ashton Service Group/Ashton Mechanical Ltd.
EP-2023-01922 | 2024-01-19 | 1693 W 62ND AVENUE, Vancouver, BC V6P 2G1 | Electrical Permit | Residential | Renovation | Issued | Installation / Repair - Residential - We are adding a circuit for a heat pump *MP-2023-00439: Completed (Heating and Cooling) ¦ WWOP Applied | Douglas Millington o/a Moose Electric
MP-2023-00439 | 2023-03-22 | 1693 W 62ND AVENUE, Vancouver, BC V6P 2G1 | Mechanical Permit | NULL | NULL | Completed | NULL | Ashton Service Group/Ashton Mechanical Ltd.
GP-2022-04097 | 2022-12-22 | 908 W 7TH AVENUE, Vancouver, BC V5Z 1C3 | Gas Permit | Residential | Renovation | Completed | Residential - - Removal and disposal of existing boiler. - Install 2 RINNAI CU 199IN high efficiency tankless water heaters. - Install expansion tank. | Artisan Plumbing & Heating Ltd
NULL | NULL | 908 W 7TH AVENUE, Vancouver, BC V5Z 1C3 | Plumbing Permit | Commercial | Renovation | Draft | Commercial - - Removal and disposal of existing boiler. - Install 2 RINNAI CU 199IN high efficiency tankless water heaters. - Install expansion tank. | Artisan Plumbing & Heating Ltd
EP-2022-09538 | 2022-11-16 | 922 W 7TH AVENUE, Vancouver, BC V5Z 1C3 | Electrical Permit | Commercial | Tenant Improvement | Completed | Installation / Repair - Commercial - Electrical maintenance on the elevator Machine Room Replace Fixtures in machine room and pit with new LED 4” Replace Receptacles in machine room and pit with GFIC. Install ground wire from Building ground to elevator machine room Replace Elevator disconnect with new 60A fused disconnect c/w feeder to elevator controller. Existing feeder to controller from electrical room to be reused. Reuse existing cab light disconnect, connect to new controller Run phone line from electrical room to machine room, phone line will be activate by others. | Sasco Contractors Ltd
EP-2022-05548 | 2022-06-30 | 922 W 7TH AVENUE, Vancouver, BC V5Z 1C3 | Electrical Permit | Commercial | Tenant Improvement | Completed | Installation / Repair - Commercial - Voluntary upgrade of existing fire alarm system as per Bulletin 2018-004-BU/EL Option 1 - C Install new panel in electrical room c/w 120V power. Intercept existing fire alarm wiring from exterior panel and connect to new panel. Install new exterior rated annunciator in existing panel location. I have included custom metal to ensure the finished product looks professional. Reconnect all existing conventional devices and bells. Existing EOL resistors will be replaced. Install new ULC listed dialer c/w 120V power and telephone cable. Replace and Complete verification of the FA panel in conformance with CAN/ULC-S561 | Sasco Contractors Ltd
PP-2023-00342 | 2023-02-06 | 938 W 7TH AVENUE, Vancouver, BC V5Z 1C3 | Plumbing Permit | Commercial | Tenant Improvement | Completed | Commercial - Bathroom update >BP: Interior alterations to provide improvements to this existing storage warehouse on the ground floor of this existing commercial building on this site. OK for field review as per Jamie Zhang, Jun.25/20 This is a non sprinklered building. Tenant: Inhaus Surfaces Ltd. Scope of work includes replacing water closet, installing shower in bathroom, installing partitions and sink in lunch room, adding partitions at back | Ben Jesson
EP-2023-10074 | 2023-11-22 | 938 W 7TH AVENUE, Vancouver, BC V5Z 1C3 | Electrical Permit | Commercial | Renovation | Completed | Installation / Repair - Commercial - Inspect and repair as necessary to ensure code compliance >BP: Interior alterations to provide improvements to this existing storage warehouse on the ground floor of this existing commercial building on this site. OK for field review as per Jamie Zhang, Jun.25/20 This is a non sprinklered building. Tenant: Inhaus Surfaces Ltd. Scope of work includes replacing water closet, installing shower in bathroom, installing partitions and sink in lunch room, adding partitions at back Architectural Schedule B submitted by Ron Hart, Architect - 778.233.7241 Energy Upgrade Selected: E-2 - Lighting - Upgrade to incorporate automatic full OFF as per 9.4.1.1(h) of ASHRAE 90.1-2016 | Leading Edge Electric Inc
EP-2021-08644 | 2022-02-02 | 939 W 7TH AVENUE, Vancouver, BC V5Z 1C4 | Electrical Permit | Commercial | Renovation | Completed | Installation / Repair - Commercial - Install 1 EV charger in the underground parking lot | JDM ELECTRICAL LTD
EP-2023-01045 | 2023-02-08 | 1005 W 7TH AVENUE, Vancouver, BC V6H 1B2 | Electrical Permit | Commercial | Renovation | Completed | Installation / Repair - Commercial - Maintenance replacement of fire alarm control unit and bells. Note: This permit has been issued based on Bulletin 2018-004-BU/EL. | Fina Electrical Systems Ltd
EP-2023-11395 | 2024-01-25 | 1040 W 7TH AVENUE, Vancouver, BC V6H 1B3 | Electrical Permit | Commercial | Tenant Improvement | Issued | Installation / Repair - Commercial - Installation of an EVEMS. The EVEMS monitors the consumer’s service and controls the EVSE loads in accordance with CE Code Rule 8-106 11). Installation of 10x DCC-9-50A + Main building EVEMS in electrical room + 10x NEMA14-50 outlets for EV charging in parkade. This is pertaining to Units 1 to 10. However, the installation would take place in the Electrical room and parkade. Note: An annual permit is required. Maintenance and operation of the EVEMS require an annual permit (See BULLETIN 2019-003-EL and BULLETIN 2019-006-BU/EL). | Black & McDonald Limited
EP-2024-00617 | 2024-01-31 | 2121 W 6TH AVENUE, Vancouver, BC V6K 1V5 | Electrical Permit | Commercial | Addition | Issued | Installation / Repair - Commercial - New Exterior Lighting - Bollard and Wall >BP: Exterior alterations for parkade membrane repair to this existing three storey multiple dwelling building over 1 level of underground parking. Scope: - Slab waterproofing - new drain tile at perimeter Building Review Branch Notes: 1. This permit has been reviewed under the requirements of the VBBL #12511 (2019) 2. Contractor to have a valid business license | Shakeel Ikbal dba New Edge Electric
PP-2022-00536 | 2022-02-16 | 2121 W 6TH AVENUE, Vancouver, BC V6K 1V5 | Plumbing Permit | Commercial | Addition | Completed | Commercial - Re-piping PRV station and adding a backflow preventer | Reid Brothers Plumbing & Heating Ltd
GP-2022-01594 | 2022-05-25 | 1583 W 68TH AVENUE, Vancouver, BC V6P 2V4 | Gas Permit | Residential | Renovation - Dwelling Unit(s) only | Completed | Residential - Installing combination boiler | Reid Brothers Plumbing & Heating Ltd
EP-2022-05545 | 2022-07-04 | 520 W 6TH AVENUE, Vancouver, BC V5Z 1A1 | Electrical Permit | Commercial | Renovation | Completed | Installation / Repair - Commercial - To relocate one (1) pull station and one (1) bell three feet closer to the exit door -It will be relocated within the same room. | Fina Electrical Systems Ltd
EP-2022-05639 | 2022-07-07 | 520 W 6TH AVENUE, Vancouver, BC V5Z 1A1 | Electrical Permit | Commercial | Renovation | Completed | Installation / Repair - Commercial - 5th Floor Office Reno - new boardroom. Re&re power & data for 6x workstations; lighting for 8x LED fixtures; under carpet raceway. -just the removal of older lights and install 8 NEW LEDs in place of the 8 we are removing >BP: Interior alterations to provide improvements to this existing full floor office tenant on the 5th floor of this existing commercial use building on this site. Scope of work: Demolish/construct interior modular partitions, relocating an alarm bell and electrical work. TENANT: Vancouver Coastal Health Architectural Schedule B Letter submitted by S.R. McEwen, AIBC, 604.733.8948 Building Sprinklered – Building inspector to determine on site if a separate sprinkler permit is required/No SP required per DBI Jun 30/22 OK For Field Review per Ian Mackie - June 9/22 (see notes under parcel) E2 - Retrofit Path: BOMA BESt (Path 1) - No Additional Upgrades Req'd Energy checklist is currently no longer required with your Building Permit (BP) application. Some supporting documents are still required at BP stage, specifically Envelope and HVAC, if applicable. Service Water Heating and Lighting supporting documents, if applicable, must be submitted with your related trades permits (e.g. electrical and plumbing). All energy upgrades will be checked during inspections stage. It is the applicant’s responsibility to identify and note all required upgrades including energy upgrades on their BP drawings at BP stage. Please change FSR From: Lee Quesnelle, FSR B, 212702 To: Aaron Nerdahl FSR A, 229090 | Houle Electric Limited
PP-2022-03854 | 2022-10-26 | 977 W 8TH AVENUE, Vancouver, BC V5Z 1E4 | Plumbing Permit | Commercial | Addition | Issued | Commercial - installing reduced pressure backflow device | Mega Hydronics inc
EP-2023-10186 | 2023-11-16 | 977 W 8TH AVENUE, Vancouver, BC V5Z 1E4 | Electrical Permit | Commercial | Addition | Completed | Installation / Repair - Commercial - Install auto door opener no maglock. Just the installation of one single auto door opener to the existing access control & existing electric strike. -CF-2023-011618 | NexGen Technologies Inc
EP-2022-00748 | 2022-02-22 | 511 W 7TH AVENUE, Vancouver, BC V5Z 4R2 | Electrical Permit | Commercial | Renovation | Completed | Installation / Repair - Commercial - To install new electronic t-stat for existing heat trace in Breezeway and install new electronic t-stat for new heat trace in P1 parking | Fina Electric Services Group Ltd
EP-2022-00981 | 2022-02-09 | 570 W 7TH AVENUE, Vancouver, BC | Electrical Permit | Commercial | Renovation | Completed | Installation / Repair - Commercial - Demolition of existing data and receptacle in the wall where door is going, relocate exit sign and re-arrange lighting - All the lights are all existing and not being relocated. We are only relocating one exit sign so it is more visible as it is in the wrong location now. No fixture replacement >BP: Interior alterations to provide improvements to this existing Laboratory tenant at #200 on the second floor of this commercial building on this site. Scope of work to include demolition of non-load bearing partition walls, relocate leaf doors, new non-load bearing partitions, modifications to HVAC and sprinklers for new partition layout. OK for Field Review per W.Wong, December 9, 2021 Notes: 1. Energy upgrade: E2 - Lighting - Upgrade to Local Control (per 9.4.1.1.(a) of ASHRAE 90.1-2016) 2. Building Sprinklered – Building inspector to determine on site if a separate sprinkler permit is required. 3. Building Inspector to determine Structural Engineer is required | Mott Electric General Partnership
SP-2023-02205 | NULL | 570 W 7TH AVENUE, Vancouver, BC | Sprinkler Permit | Commercial | Addition | Applicant Revisions | Commercial - head replacement >DB: Exterior and Interior alterations to provide improvements to this existing laboratory tenant at #200 on the second floor of this existing commercial building on this site. Scope of work includes replacement of 3 existing walk in cooler freezers and replacement of condensing units on the roof top. Existing stand alone units to be demolished and disposed. *****This application does not include any of the following: 1. Not more than 20 sprinklers (add, relocate, or remove), 2. hydraulic calculations, 3. change in occupancy and /or hazard classification, 4. warehouse storage arrangements, 5. mobile compact storage arrangements, 6. alternative solutions, 7. changes to the sprinkler system supply piping (e.g. valves, mains, cross-mains, branch-lines, etc.), or 8. flexible sprinkler pipe. | Gisborne Industrial Construction Ltd
EP-2023-10694 | 2023-12-07 | 570 W 7TH AVENUE, Vancouver, BC | Electrical Permit | Commercial | Tenant Improvement | Issued | Installation / Repair - Commercial - Demo of existing cooler and freezer power and make safe. Re-use power for new cooler/freezers and wire in the equipment. Install receptacles and data for monitoring of temperature controls and for WIFI WAPS >BP: Exterior and Interior alterations to provide improvements to this existing laboratory tenant at #200 on the second floor of this existing commercial building on this site. Scope of work includes replacement of 3 existing walk in cooler freezers and replacement of condensing units on the roof top. Existing stand alone units to be demolished and disposed. Sch A & B (Arch) & D: Brad Poirier, P.Eng #54128, 604-771-7119, Enginuity Consulting Ltd. Sch B (Elec): Weihua Sun, #28908, 604-771-7119, Enginuity Consulting Ltd Sch B (Fire Suppression): Afshin Zanganeh, P.Eng, #35131, 604-771-7119, Enguinuity Consulting Ltd. Ok for field review as per Kirat Kang October 27, 2022 | Mott Electric General Partnership
PP-2022-01698 | 2022-05-19 | 629 W 7TH AVENUE, Vancouver, BC V5Z 1B6 | Plumbing Permit | Residential | Renovation | Completed | Residential - Running an 1 1/2" Irrigation line with Double Check Valve Assembly from existing water room. >BP: Exterior alterations to replace plaza and patio membrane system at this multiple dwelling building on this site. Scope of work includes altering the existing landscaping to facilitate membrane repair per DP-2020-00689 and replacing some external concrete staircases. REVISION #1: to change the Applicant name from James Li to John Paul Thomson from Read Jones Christoffersen Ltd. April 25, 2022 mlh OK for Field Review per W.Wong, February 25, 2021 Notes: - Schedule A, Karen Nga Kwan, P.Eng, 604-738-0048 - Schedule B, Architectural, Karen Nga Kwan, P.Eng, 604-738-0048 - Schedule B, Structural, Dennis Gam, P.Eng, 604-738-0048 - Schedule D, Karen Nga Kwan, P.Eng, 604-738-0048 | Raven Plumbing and Heating Ltd
EP-2022-09417 | 2022-11-14 | 4125 W 8TH AVENUE, Vancouver, BC V6R 4P9 | Electrical Permit | Commercial | Addition | Completed | Installation / Repair - Commercial - Installation and Commissioning of 2x Electrum AW32 EV Chargers 1x 120/208V 3P-200A Panel to replace Panel M (100A) Install new 150A Factory set Distribution Breaker feeding panel M Two chargers to be installed on triangular pedestal Triangular pedestal to be installed on concrete pad Plan is for civil work to be done by a sub contractor Any ground disturbance may be in contravention to the Heritage Conservation Act and will require appropriate permits and clearances from the Provincial Archaeology Branch, First Nations and the City of Vancouver. If work on this site could lead to ground disturbance (impacting soil) advise applicant to contact the Provincial Archaeology Branch at 250-953-3334 for a list of archaeological consultants, who when retained by the proponent, will apply on the proponent’s behalf for the necessary archaeological permits. In addition, please be advised that reports from an Archaeologist (Archaeological Overview Assessment (AOA) or Archaeological Impact Assessment (AIA) reports) and archaeological/heritage inspection permits from the First Nations may be necessary prior to the release of your City of Vancouver permits. | Trudel, Daniel, DBA: Electrum Charging Solutions Inc.
EP-2022-10031 | 2022-11-28 | 4125 W 8TH AVENUE, Vancouver, BC V6R 4P9 | Electrical Permit | Commercial | Renovation | Issued | Installation / Repair - Commercial - Low voltage wiring for control transformer. Extra low voltage control wiring for one fan coil unit. | ESC Automation Inc
PP-2022-02336 | 2022-07-18 | 4125 W 8TH AVENUE, Vancouver, BC V6R 4P9 | Plumbing Permit | Commercial | Renovation | Completed | Commercial - Renovation to Washrooms Interior alterations to reconfigure the existing wasrhooms on the 2nd floor of this existing School (Group A2)- West Point Grey Academy. | MCR Mechanical Ltd
PP-2022-02338 | 2022-07-12 | 4125 W 8TH AVENUE, Vancouver, BC V6R 4P9 | Plumbing Permit | Commercial | Renovation | Completed | Commercial - Renovation to school Science Lab Interior alterations to provide improvements to the science room on the second floor of this existing Junior School in this existing three storey Institutional Building on this site. | MCR Mechanical Ltd
EP-2022-05939 | 2022-07-15 | 4125 W 8TH AVENUE, Vancouver, BC V6R 4P9 | Electrical Permit | Commercial | Renovation | Completed | Installation / Repair - Commercial - Install 11 pot lights, 1 under cabinet strip light, 1 GFCI receptacle, auto sink power, 1 EM light + 1 remote head, 1 FA bell. >BP: Interior alterations to reconfigure the existing wasrhooms on the 2nd floor of this existing School (Group A2)- West Point Grey Academy. Amend: Aug 31, 2022 Uploading Lighting Compliance Documentation & F/A Report and Appendix C | MC Electric Corp
EP-2022-05940 | 2022-07-15 | 4125 W 8TH AVENUE, Vancouver, BC V6R 4P9 | Electrical Permit | Commercial | Renovation | Completed | Installation / Repair - Commercial - 21 light fixtures, 2 under cabinet lights, lab bench power, teacher's desk power, data cabling, ground data rack - it does not affect the service. It is for the new mini data rack mounted up on the wall in the Science Lab just below the t-bar. I bonding it with a #6 CU RW90 to the ground in the electrical panel. Bonding only. >BP: Interior alterations to provide improvements to the science room on the second floor of this existing Junior School in this existing three storey Institutional Building on this site. letters of assurance submitted by: Mark Ostry, Reg. Architect, Schedule A, Architectural Schedule B. Graham Lovely, P. Eng, Electrical Schedule B. Charles Lankester, P.Eng, Plumbing Schedule B. Energy Upgrade: E2 - Retrofit Path: 1 @ E2. E2 - Lighting - Upgrade to Local Control (per 9.4.1.1.(a) of ASHRAE 90.1-2016) Amend: Sept 1, 2022 Lighting Compliance By-Law 5563 Document Seismic Schedules - Electrical | MC Electric Corp
EP-2023-06982 | 2023-08-02 | 4125 W 8TH AVENUE, Vancouver, BC V6R 4P9 | Electrical Permit | Commercial | Renovation | Issued | Installation / Repair - Commercial - Install a new Kohler 30KW 100A 120/208V Standby Diesel Generator to provide backup power for the West Point Grey Academy Junior School Server Room and the A/C cooling unit supplying the Server Room. The standby generator and automatic transfer switch to be supplied and commissioned by Miller Tech Electric and MC Electric to install the automatic transfer switch, the feeder cables and the standby power electrical panel, including re-feeding the existing server room electrical panel and transferring over the A/C unit supplying the server room to the standby power electrical panel. NOTE: The new Standby Generator, new automatic transfer switch and the new standby power electrical panel will supply power to the Server Room and it's associated A/C unit only. **iF WORK ON THIS SITE COULD LEAD TOT HE DISTURBANCE OF SOIL ADVISE APPLICANT TO CONTACT THE PROVINCIAL ARCHEOLOGY BRANCH AT 250-953-3334 FOR NECESSARY PERMITS. IN ADDITION, PLEASE BE ADVISED THAT REPRTS FROM AN ARCHEOLOGIST AND PERMITS FROM THE FIRST NATIONS MAY BE NECESSARY PRIOR TO THE RELEASE F YOUR CITY OF VANCOUVER PERMITS" | MC Electric Corp
EP-2023-03081 | 2023-04-11 | 4334 W 8TH AVENUE, Vancouver, BC V6R 2A1 | Electrical Permit | Residential | Tenant Improvement | Completed | Installation / Repair - Residential - Service upgrade: existing 100amp 1ph 120/240V to new 200amp 1ph 120/240V service. Installation of a 40amp EV Charger. Amend May 23, 2023" -"Replacing existing electrical panels in basement to 1 new 125amp loadCenter upon completion of service upgrade ( the panel in the house as subpanel )" | H.A.O Electric Ltd
EP-2023-01224 | 2023-02-13 | 4348 W 8TH AVENUE, Vancouver, BC V6R 2A1 | Electrical Permit | Residential | Addition | Completed | Installation / Repair - Residential - New Service installation with 200 A main service, Main Switch for House 125 A and Main Switch for Laneway as 125 A - Main House Service Upgrade | AMTEK Electric Ltd
GP-2022-03658 | 2022-11-21 | 4405 W 8TH AVENUE, Vancouver, BC V6R 2A3 | Gas Permit | Residential | Renovation | Issued | Residential - re re furnace | Thomson Industries Ltd
GP-2022-00589 | 2022-02-23 | 1504 W 65TH AVENUE, Vancouver, BC V6P 2R1 | Gas Permit | Residential | Renovation | Completed | Residential - furnace re and re | Sunrise Heating and Cooling Ltd
GP-2022-02196 | 2022-07-27 | 843 W 63RD AVENUE, Vancouver, BC V6P 2H3 | Gas Permit | Residential | Renovation - Dwelling Unit(s) only | Completed | Residential - Boiler installation | Reid Brothers Plumbing & Heating Ltd
EP-2022-08226 | 2022-09-29 | 883 W 63RD AVENUE, Vancouver, BC V6P 2H3 | Electrical Permit | Residential | Tenant Improvement | Completed | Installation / Repair - Residential - remove range power and hood fan power SEE: CF-2022-009586 | ACS INDUSTRY LTD
EP-2022-03014 | 2022-04-12 | 1679 W 65TH AVENUE, Vancouver, BC V6P 2R2 | Electrical Permit | Residential | New | Expired | Temporary Power - Residential - To provide temporary power. Amend: Apr 19, 2022 amend the main breaker to be 60A | Aidea Solutions Ltd
EP-2023-01093 | 2023-02-07 | 1706 W 68TH AVENUE, Vancouver, BC V6P 2V8 | Electrical Permit | Residential | New | Issued | Temporary Power - Residential - To provide temporary power. | Star Delta Electric Ltd
PP-2023-02199 | 2023-06-22 | 1706 W 68TH AVENUE, Vancouver, BC V6P 2V8 | Plumbing Permit | Residential | New | Issued | Residential - 2FD+2SS - Sump, At backyard | Swift Site Services Ltd
NULL | NULL | 1706 W 68TH AVENUE, Vancouver, BC V6P 2V8 | Plumbing Permit | Residential | New | Draft | Residential - Provide plumbing service for a new construction build. We will be doing the drainage, water line, heat and finishing | Saab Plumbing & Heating Ltd
NULL | NULL | 1706 W 68TH AVENUE, Vancouver, BC V6P 2V8 | Plumbing Permit | Residential | New | Draft | Residential - New plumbing heating and gas | NULL
PP-2023-02215 | 2023-06-22 | 1706 W 68TH AVENUE, Vancouver, BC V6P 2V8 | Plumbing Permit | Commercial | New | Issued | Commercial - 2FD+2SS - EAST - 1706 W 68TH AV - #1 & #2 WEST - 1706 W 68TH AV - #1 & #2 Provide plumbing services for a new construction home. >DB: To construct a 2 storey two-family dwelling with 2 secondary suites located in the Basement with a detached accessory building (garage) and 1 open parking at the rear providing 3 parking spaces, having vehicular access from the 20' lane. Note: The entire building, INCLUDING THE ATTACHED GARAGE (if applicable), to be sprinklered to 2 x NFPA 13D 1. Covenant registered at the Land Title Office under CB432293-CB432295 2. A/C proposed – Exterior component located in Rear, Interior component located in Basement ***This permit is issued under the VBBL 2019, with updated energy requirements as per bylaw # 12997 effective Jan 01, 2022.*** | Saab Plumbing & Heating Ltd
EP-2023-10536 | 2023-12-05 | 1706 W 68TH AVENUE, Vancouver, BC V6P 2V8 | Electrical Permit | Residential | New | Issued | Installation / Repair - Residential - new duplex construction >BP: To construct a 2 storey two-family dwelling with 2 secondary suites located in the Basement ($1,449,250) with a detached accessory building (garage) and 1 open parking at the rear providing 3 parking spaces, having vehicular access from the 20' lane. Note: The entire building, INCLUDING THE ATTACHED GARAGE (if applicable), to be sprinklered to 2 x NFPA 13D 1. Covenant registered at the Land Title Office under CB432293-CB432295 2. A/C proposed – Exterior component located in Rear, Interior component located in Basement 3. Schedule B: (Y.K. Sharma) P.Eng (778.863.7076) Structural & Geotechnical 4. HPO: Residential Builder- Maxmore Construction and Development Ltd Note: This is a 2 storey building pursuant to the Zoning and Development By-Law ***This permit is issued under the VBBL 2019, with updated energy requirements as per bylaw # 12997 effective Jan 01, 2022.*** | Star Delta Electric Ltd
EP-2023-10469 | 2023-11-20 | 1706 W 68TH AVENUE, Vancouver, BC V6P 2V8 | Electrical Permit | Residential | New | Issued | Installation / Repair - Residential - TV., Telephone, Data, Vacuum and Security Alarm. -complete security alarm installation >BP: To construct a 2 storey two-family dwelling with 2 secondary suites located in the Basement ($1,449,250) with a detached accessory building (garage) and 1 open parking at the rear providing 3 parking spaces, having vehicular access from the 20' lane. Note: The entire building, INCLUDING THE ATTACHED GARAGE (if applicable), to be sprinklered to 2 x NFPA 13D | Modern Security Systems Ltd
SP-2023-02093 | 2023-11-16 | 1706 W 68TH AVENUE, Vancouver, BC V6P 2V8 | Sprinkler Permit | Residential | New | Issued | Residential - 2FD+2SS - EAST - 1706 W 68TH AV - #1 & #2 WEST - 1708 W 68TH AV - #1 & #2 Install sprinklers in Duplex >DB: To construct a 2 storey two-family dwelling with 2 secondary suites located in the Basement with a detached accessory building (garage) and 1 open parking at the rear providing 3 parking spaces, having vehicular access from the 20' lane. Note: The entire building, INCLUDING THE ATTACHED GARAGE (if applicable), to be sprinklered to 2 x NFPA 13D 1. Covenant registered at the Land Title Office under CB432293-CB432295 2. A/C proposed – Exterior component located in Rear, Interior component located in Basement ***This permit is issued under the VBBL 2019, with updated energy requirements as per bylaw # 12997 effective Jan 01, 2022.*** | Gold Key Fire Protection Ltd
MP-2023-01710 | 2023-09-19 | 1706 W 68TH AVENUE, Vancouver, BC V6P 2V8 | Mechanical Permit | NULL | NULL | Issued | NULL | Power Frost AC & Heating Ltd
MP-2023-01709 | 2023-09-19 | 1706 W 68TH AVENUE, Vancouver, BC V6P 2V8 | Mechanical Permit | NULL | NULL | Issued | NULL | Power Frost AC & Heating Ltd
NULL | NULL | 1706 W 68TH AVENUE, Vancouver, BC V6P 2V8 | Mechanical Permit | NULL | NULL | Draft | NULL | NULL
GP-2023-03457 | 2023-11-08 | 1718 W 68TH AVENUE, Vancouver, BC V6P 2V8 | Gas Permit | Residential | New | Completed | Residential - Combi boiler install, 199,000 BTU. Low pressure. | Conor Whyte Plumbing And Heating Limited
EP-2023-04646 | NULL | 1547 W 65TH AVENUE, Vancouver, BC V6P 2P9 | Electrical Permit | Residential | New | Withdrawn | Installation / Repair - Residential - Installation of electrical cable for outdoor heat pump unit | Daniel Topping
MP-2023-00986 | 2023-06-02 | 1547 W 65TH AVENUE, Vancouver, BC V6P 2P9 | Mechanical Permit | NULL | NULL | Completed | NULL | Pro Ace Heating & Air Conditioning Services Ltd
EP-2023-04086 | 2023-06-19 | 1547 W 65TH AVENUE, Vancouver, BC V6P 2P9 | Electrical Permit | Residential | Addition | Completed | Installation / Repair - Residential - Electrical installation for outdoor Heat Pump condenser unit. Located in backyard underneath back raised deck. *MP-2023-00986: Completed (Heating and Cooling) | Daniel Topping
EP-2023-02861 | 2023-04-17 | 1547 W 65TH AVENUE, Vancouver, BC V6P 2P9 | Electrical Permit | Residential | Renovation | Cancelled | Installation / Repair - Residential - 100A panel swap | CSK Electric Inc
GP-2022-00904 | 2022-03-22 | 1563 W 65TH AVENUE, Vancouver, BC V6P 2P9 | Gas Permit | Residential | Renovation | Completed | Residential - Replaced gas furnace | BNA Systems Inc and/or Kirkland Metal Shop Ltd
EP-2022-05530 | 2022-06-30 | 1573 W 65TH AVENUE, Vancouver, BC V6P 2P9 | Electrical Permit | Residential | Addition | Completed | Installation / Repair - Residential - New 100A overhead service for detached garage, mount and install new mast, overhead lines, guy wires. Supply and install new 100 amp meterbase and Siemens panel, supply and install 40 amp Grizzle charger with no. 8/3 cu cable and 40 amp breaker | MJR Electric Ltd
GP-2022-03376 | 2022-10-31 | 1598 W 65TH AVENUE, Vancouver, BC V6P 2R1 | Gas Permit | Residential | Renovation | Completed | Residential - hwt re&re | Ferenc Nagy
SP-2022-01173 | 2022-07-22 | 3311 W 7TH AVENUE, Vancouver, BC V6R 1V9 | Sprinkler Permit | Residential | Renovation - Dwelling Unit(s) only | Completed | Residential - Add 2 new sprinklers, relocate 2 sprinklers | CENTRE LINE FIRE SPRINKLERS LTD
EP-2022-06095 | 2022-07-22 | 3336 W 7TH AVENUE, Vancouver, BC V6R 1V8 | Electrical Permit | Residential | Renovation | Issued | Installation / Repair - Residential - 1FD+SS - #1 & #2 - whole house renovation with new secondary suite (in separated meter, service will upgrade to 200A) and new garage, install new panels, lighting,receptacles and running new wires for the entire house Exterior and interior alterations to alter the basement to add a secondary suite, alter the main floor, provide a new front door, new windows and cladding changes to this existing character one family dwelling on this site. Work to include the construction of a new detached two car garage having vehicular access from the rear lane. AMEND: FEB 16/2023 $3000 extra low voltage works add on this permit (4-6 surveillance cameras outside, couple TV and Internet outlet inside the house and two door bell install) | Magtion Electric Ltd
PP-2022-02390 | 2022-07-11 | 3336 W 7TH AVENUE, Vancouver, BC V6R 1V8 | Plumbing Permit | Residential | Renovation | Issued | Residential - Whole house renovation. Main floor with one kitchen, two washrooms, second floor with one washroom. basement adding a second suite >Exterior and interior alterations to alter the basement to add a secondary suite, alter the main floor, provide a new front door, new windows and cladding changes to this existing character one family dwelling on this site. Work to include the construction of a new detached two car garage having vehicular access from the rear lane. Structural schedule B signed and sealed by John R. Steiner, 604.687.8812 Renovation energy upgrade proposal prepared by James Gerwat, 778.879.2294 Note: - No strata-titling permitted. - An annual Vancouver Business License must be obtained prior to the rental of this approved one-family dwelling and/or secondary suite on this site. - Dedicated 3'-0" wide firefighting access path with overhead clearance of 2m to be maintained at all times. - Smoke alarms to be installed in conformance with Vancouver Building Bylaw subsections 3.2.4 and 9.10.19. - CO Alarms to be installed in conformance with Vancouver Building Bylaw subsections 6.2.4 and 9.32.4. | West Pender Mechanical Ltd
GP-2022-02037 | 2022-07-11 | 3336 W 7TH AVENUE, Vancouver, BC V6R 1V8 | Gas Permit | Residential | Renovation | Issued | Residential - adding a gas boiler, a range and a bbq box | West Pender Mechanical Ltd
PP-2022-04090 | 2022-11-15 | 3336 W 7TH AVENUE, Vancouver, BC V6R 1V8 | Plumbing Permit | Residential | Renovation | Issued | Residential - Adding fixtures to the exiting permit >>BP: Exterior and interior alterations to alter the basement to add a secondary suite, alter the main floor, provide a new front door, new windows and cladding changes to this existing character one family dwelling on this site. Work to include the construction of a new detached two car garage having vehicular access from the rear lane. Structural schedule B signed and sealed by John R. Steiner, 604.687.8812 Renovation energy upgrade proposal prepared by James Gerwat, 778.879.2294 Note: - No strata-titling permitted. - An annual Vancouver Business License must be obtained prior to the rental of this approved one-family dwelling and/or secondary suite on this site. - Dedicated 3'-0" wide firefighting access path with overhead clearance of 2m to be maintained at all times. - Smoke alarms to be installed in conformance with Vancouver Building Bylaw subsections 3.2.4 and 9.10.19. - CO Alarms to be installed in conformance with Vancouver Building Bylaw subsections 6.2.4 and 9.32.4. Rev#1 Work Value: $15,000 ($280,000 previously + $15,000 = $295,000) Scope of work: 1. Change Basement secondary suite layout 2. Add a new entrance in front of Basement floor 3. Add 2 exterior Condensing units for air conditioning front and back - Front unit to be landscaped and both units to comply with Noise Bylaw 4. Change the floor plan layout for Main and Upper Floors | West Pender Mechanical Ltd
EP-2022-03893 | 2022-05-11 | 590 W 8TH AVENUE, Vancouver, BC V5Z 1C5 | Electrical Permit | Commercial | Renovation | Completed | Installation / Repair - Commercial - Installation of two level 2 charging stations in parkade. | Corporate Electric Limited
EP-2022-03069 | 2022-09-28 | 717 W 8TH AVENUE, Vancouver, BC V5Z 1C9 | Electrical Permit | Commercial | Renovation | Issued | Installation / Repair - Commercial - Intercom Installation and wiring -NO MAG LOCKS | PALADIN TECHNOLOGIES INC
EP-2023-01360 | 2023-02-21 | 717 W 8TH AVENUE, Vancouver, BC V5Z 1C9 | Electrical Permit | Residential | Addition | Completed | Installation / Repair - Residential - installing a qty of 2 post with led fixture mounted to the ground for the front yard of unit 5 & 6 - attached a picture of 2 of the current lamp posts they have next to units 5 & 6, units 15 & 16 both have lamps posts with globe lights on them. We are replicating what they have at units 5 & 6. There will be a post mounted like the existing ones and then a light fixture mounted on top of the pole. They are requesting additional lighting due to safety concerns as they had a few break ins and want more light in that area so we proposed to do what they have at their units 15& 16 at these two units 5 & 6. Let me know if you would like a rough sketch drawing as well | Marte Norman Metcalfe
EP-2023-11215 | 2023-12-18 | 788 W 8TH AVENUE, Vancouver, BC V5Z 1E1 | Electrical Permit | Commercial | Renovation | Issued | Installation / Repair - Commercial - Maintenance replacement of fire alarm panel (The control unit and annunciator). Note: The issuance of this permit is based on Bulletin 2018-004-BU/EL. | Fina Electrical Systems Ltd
EP-2023-10566 | NULL | 828 W 8TH AVENUE, Vancouver, BC V5Z 1E2 | Electrical Permit | Commercial | Renovation | Withdrawn | Installation / Repair - Commercial - Wire fix only. -Not any lighting work.Only fix one BX cable put in the wall for plug only. >BP: Interior alterations to provide improvements for a new health care office (chiropractor/physiotherapy) tenant on the main floor (unit #1) of this existing commercial building. Scope of work: removal of flooring, glazing and stub wall. Install new vinyl flooring, partition wall, door/frame, sink, duct & air grille and infill drywall. Paint new to match existing. Energy checklist is currently no longer required with your Building Permit (BP) application. Some supporting documents are still required at BP stage, specifically Envelope and HVAC, if applicable. Service Water Heating and Lighting supporting documents, if applicable, must be submitted with your related trades permits (e.g. electrical and plumbing). | AKKAS ELECTRICAL LTD
PP-2023-04016 | 2023-11-15 | 828 W 8TH AVENUE, Vancouver, BC V5Z 1E2 | Plumbing Permit | Commercial | New | Completed | Commercial - SUITE #1 - Add one sink in the staff room >BP: unit #1 - main floor Interior alterations to provide improvements for a new health care office (chiropractor/physiotherapy) tenant on the main floor (unit #1) of this existing commercial building. Scope of work: removal of flooring, glazing and stub wall. Install new vinyl flooring, partition wall, door/frame, sink, duct & air grille and infill drywall. Paint new to match existing. | JMC Plumbing & Heating Ltd
PP-2023-02011 | 2023-09-12 | 638 W 7TH AVENUE, Vancouver, BC V5Z 1B5 | Plumbing Permit | Commercial | Tenant Improvement | Issued | Commercial - Repipe of 61 units | BMS Plumbing & Mechanical Systems Ltd
PP-2022-01208 | 2022-04-14 | 2190 W 7TH AVENUE, Vancouver, BC V6K 4K7 | Plumbing Permit | Commercial | Tenant Improvement | Completed | Commercial - Replacement of the domestic water system (Re-pipe) in a residential apartment building. | Cambridge Plumbing Systems Ltd
GP-2023-03758 | 2023-11-28 | 4476 W 9TH AVENUE, Vancouver, BC V6R 2E1 | Gas Permit | Residential | Renovation - Dwelling Unit(s) only | Issued | Residential - BOILER REPLACEMENT | CoStar Home Energy Ltd
NULL | NULL | 4565 W 9TH AVENUE, Vancouver, BC V6R 2E2 | Gas Permit | Residential | Renovation | Draft | Residential - test | NULL
GP-2023-02059 | 2023-07-11 | 4565 W 9TH AVENUE, Vancouver, BC V6R 2E2 | Gas Permit | Residential | Renovation | Completed | Residential - Hot Water Tank Replacement CF-2023-004882 | Latek Gas Fitting Inc
PP-2023-01583 | 2023-05-04 | 3230 W 8TH AVENUE, Vancouver, BC V6K 2C5 | Plumbing Permit | Residential | Renovation | Completed | Residential - New storm and sanitary sewer from sump to property line New water service >SW-2022-00925: Issued | Modern Drainage Ltd
EP-2023-01063 | 2023-02-08 | 3230 W 8TH AVENUE, Vancouver, BC V6K 2C5 | Electrical Permit | Residential | Renovation | Completed | Installation / Repair - Residential - Main and top floor electrical upgrade. New kitchen and power room, dining lighting, 2x top floor bathrooms, heated floors, smoke detectors where possible and necessary. >BP: Interior and exterior alterations to provide improvements and to this existing one family dwelling at this site. Scope of work includes two new skylights in the kitchen, reconfiguring the kitchen and powder room on the main, reconfiguring the bathroom on the upper to construct an additional bathroom and new lighting throughout. OK for DB per POD Michele Alborg on July 04, 2022. OK for field review per Nehzat J. on July 07, 2022. Notes: - Schedule B, Structural, Joe Klarich, P.Eng, 778-928-9721. - REUP Submitted by Carl Vincent, 604-562-0387. Scope of work to include energy upgrade in accordance with Article 11.2.1.4 of the 2019 Vancouver Building By-law and as per the Energy Efficiency Upgrade Details noted in the Energuide Report. *Upgrades include new R40 attic insulation, remove wood fireplace, air sealing. Amend: Apr 6th, 2023 amend to increase the service size from 100a - 200a during the rough in phase of the reno we discovered that the panel had been upgraded to 200a but the rest of the service had not. | Sound Electrical Ltd
PP-2023-00678 | 2023-02-28 | 3230 W 8TH AVENUE, Vancouver, BC V6K 2C5 | Plumbing Permit | Residential | Renovation | Completed | Residential - Remove existing bathroom and kitchen plumbing. Install new powder room, 3 piece bath with shower, 4 piece bath with tub and shower, kitchen sink with dishwasher. Replace cracked 4” stack on side of house and remove delegated branches. >DB: Interior and exterior alterations to provide improvements and to this existing one family dwelling at this site. Scope of work includes two new skylights in the kitchen, reconfiguring the kitchen and powder room on the main, reconfiguring the bathroom on the upper to construct an additional bathroom and new lighting throughout. | Precise Plumbing & Heating Inc
GP-2023-00149 | 2023-01-13 | 3230 W 8TH AVENUE, Vancouver, BC V6K 2C5 | Gas Permit | Residential | Addition | Completed | Residential - tie into gas at the meter then run approx 15' of steel pipe along side of house to new stove location. stub into house and connect new stove March 1/23 - AMEND -Change permit address to 3230 w 8th ave -New permit to include double bbq box tied in at meter with 3’ run. 150,000 btu. Pressure is low. Connected load currently is 200,000 - dual bbq box that will feed a bbq and a space heater connected with appliance flex hoses. | Precise Plumbing & Heating Inc
PP-2023-00098 | 2023-01-10 | 3230 W 8TH AVENUE, Vancouver, BC V6K 2C5 | Plumbing Permit | Residential | Renovation | Cancelled | Residential - Kitchen and shower renovation >BP: Interior and exterior alterations to provide improvements and to this existing one family dwelling at this site. Scope of work includes two new skylights in the kitchen, reconfiguring the kitchen and powder room on the main, reconfiguring the bathroom on the upper to construct an additional bathroom and new lighting throughout. OK for DB per POD Michele Alborg on July 04, 2022. OK for field review per Nehzat J. on July 07, 2022. Notes: - Schedule B, Structural, Joe Klarich, P.Eng, 778-928-9721. - REUP Submitted by Carl Vincent, 604-562-0387. Scope of work to include energy upgrade in accordance with Article 11.2.1.4 of the 2019 Vancouver Building By-law and as per the Energy Efficiency Upgrade Details noted in the Energuide Report. *Upgrades include new R40 attic insulation, remove wood fireplace, air sealing. | Modest Plumbing and Heating Ltd
PP-2022-02410 | 2022-07-13 | 706 W 66TH AVENUE, Vancouver, BC V6P 2R5 | Plumbing Permit | Residential | New | Completed | Residential - plumbing >To construct a 2 storey one-family dwelling with a secondary suite located in the Basement/Cellar ($972,800) with 1 open parking pad, providing 2 parking space total, having vehicular access from the 20' Lane. Note: The entire building, INCLUDING THE ATTACHED GARAGE (if applicable), to be sprinklered to NFPA 13D 1. Covenant registered at the Land Title Office under CA9406405 2. A/C proposed – Exterior component located in rear, Interior component located in second floor. 3. No Bar sink 4. Schedule B: (K.J. Ma) P.Eng (604.599.8890) Structural 5. Schedule B: (J.Z. Jin) P.Eng (604.362.7021) Geotechnical 6. HPO: Residential Builder- Woodhead Construction Ltd. Note: This is a 2 storey building pursuant to the Zoning and Development By-Law Address Information: Principle Dwelling: #1-706 W 66th Av Secondary Suite: #2-706 W 66th Av Laneway home: #3-706 W 66th Av Address and suite numbers assigned as per approved plans for Fire and Emergency response. The address number is to be posted to the building to be visible from the street and the suite numbers are to be posted at the suite entries in accordance with the Building By-law prior to final inspection. **THIS PERMIT HAS BEEN ISSUED UNDER THE REQUIREMENTS OF VBBL #12511 (2019) ** | Forbes Mechanical Ltd
GP-2022-02282 | 2022-08-04 | 706 W 66TH AVENUE, Vancouver, BC V6P 2R5 | Gas Permit | Residential | New | Completed | Residential - 1FD+SS - #1 & #2 - To install boiler 2 range BBQ fireplace There is pipping for BBQ To construct a 2 storey one-family dwelling with a secondary suite located in the Basement/Cellar with 1 open parking pad, providing 2 parking space total, having vehicular access from the 20' Lane. Note: The entire building, INCLUDING THE ATTACHED GARAGE (if applicable), to be sprinklered to NFPA 13D 1. Covenant registered at the Land Title Office under CA9406405 2. A/C proposed – Exterior component located in rear, Interior component located in second floor. 3. No Bar sink | JOT MECHANICAL LTD
SP-2022-01262 | 2022-08-09 | 706 W 66TH AVENUE, Vancouver, BC V6P 2R5 | Sprinkler Permit | Residential | New | Completed | Residential - 1FD+SS - #1 & #2 - Fire sprinkler installation for new single family To construct a 2 storey one-family dwelling with a secondary suite located in the Basement/Cellar with 1 open parking pad, providing 2 parking space total, having vehicular access from the 20' Lane. Note: The entire building, INCLUDING THE ATTACHED GARAGE (if applicable), to be sprinklered to NFPA 13D 1. Covenant registered at the Land Title Office under CA9406405 2. A/C proposed – Exterior component located in rear, Interior component located in second floor. 3. No Bar sink | Spectrum Fire Protection Ltd
PP-2023-01367 | 2023-04-19 | 706 W 66TH AVENUE, Vancouver, BC V6P 2R5 | Plumbing Permit | Residential | New | Completed | Residential - Lawn irrigation work | Feli Plumbing and Heating
EP-2023-04836 | 2023-06-01 | 706 W 66TH AVENUE, Vancouver, BC V6P 2R5 | Electrical Permit | Residential | New | Completed | Installation / Repair - Residential - Alarm finishing. >BP: To construct a 2 storey one-family dwelling with a secondary suite located in the Basement/Cellar ($972,800) with 1 open parking pad, providing 2 parking space total, having vehicular access from the 20' Lane. Note: The entire building, INCLUDING THE ATTACHED GARAGE (if applicable), to be sprinklered to NFPA 13D 1. Covenant registered at the Land Title Office under CA9406405 2. A/C proposed – Exterior component located in rear, Interior component located in second floor. 3. No Bar sink 4. Schedule B: (K.J. Ma) P.Eng (604.599.8890) Structural 5. Schedule B: (J.Z. Jin) P.Eng (604.362.7021) Geotechnical 6. HPO: Residential Builder- Woodhead Construction Ltd. Note: This is a 2 storey building pursuant to the Zoning and Development By-Law **THIS PERMIT HAS BEEN ISSUED UNDER THE REQUIREMENTS OF VBBL #12511 (2019) ** | AIGO TECHNOLOGY INC
EP-2022-03428 | 2022-04-28 | 706 W 66TH AVENUE, Vancouver, BC V6P 2R5 | Electrical Permit | Residential | New | Expired | Temporary Power - Residential - To provide temporary power. | Aidea Solutions Ltd
PP-2022-01746 | 2022-05-24 | 706 W 66TH AVENUE, Vancouver, BC V6P 2R5 | Plumbing Permit | Residential | New | Completed | Residential - sump >BP: To construct a 2 storey one-family dwelling with a secondary suite located in the Basement/Cellar ($972,800) with 1 open parking pad, providing 2 parking space total, having vehicular access from the 20' Lane. Note: The entire building, INCLUDING THE ATTACHED GARAGE (if applicable), to be sprinklered to NFPA 13D 1. Covenant registered at the Land Title Office under CA9406405 2. A/C proposed – Exterior component located in rear, Interior component located in second floor. 3. No Bar sink 4. Schedule B: (K.J. Ma) P.Eng (604.599.8890) Structural 5. Schedule B: (J.Z. Jin) P.Eng (604.362.7021) Geotechnical 6. HPO: Residential Builder- Woodhead Construction Ltd. Note: This is a 2 storey building pursuant to the Zoning and Development By-Law Address Information: Principle Dwelling: #1-706 W 66th Av Secondary Suite: #2-706 W 66th Av Laneway home: #3-706 W 66th Av Address and suite numbers assigned as per approved plans for Fire and Emergency response. The address number is to be posted to the building to be visible from the street and the suite numbers are to be posted at the suite entries in accordance with the Building By-law prior to final inspection. **THIS PERMIT HAS BEEN ISSUED UNDER THE REQUIREMENTS OF VBBL #12511 (2019) ** | Apolla Demolition & Excavating Ltd.
EP-2022-04190 | 2022-05-26 | 706 W 66TH AVENUE, Vancouver, BC V6P 2R5 | Electrical Permit | Residential | New | Completed | Installation / Repair - Residential - This is a new single house: single-phase service, all outlets, roughing and connection, lighting system, and all electrical equipment connection. In rough in procedure also pre-wire the data and TV communication cables. Two Electrical Meter system. Sub Panel for second suite:60A. Main consumer's service: 200A. Main House Service:150A LWH: 100A >BP: To construct a 2 storey one-family dwelling with a secondary suite located in the Basement/Cellar ($972,800) with 1 open parking pad, providing 2 parking space total, having vehicular access from the 20' Lane. Note: The entire building, INCLUDING THE ATTACHED GARAGE (if applicable), to be sprinklered to NFPA 13D 1. Covenant registered at the Land Title Office under CA9406405 2. A/C proposed – Exterior component located in rear, Interior component located in second floor. 3. No Bar sink 4. Schedule B: (K.J. Ma) P.Eng (604.599.8890) Structural 5. Schedule B: (J.Z. Jin) P.Eng (604.362.7021) Geotechnical 6. HPO: Residential Builder- Woodhead Construction Ltd. Note: This is a 2 storey building pursuant to the Zoning and Development By-Law | Aidea Solutions Ltd
GP-2023-02193 | 2023-07-24 | 710 W 66TH AVENUE, Vancouver, BC V6P 2R5 | Gas Permit | Residential | Renovation | Completed | Residential - re re furnace | Thomson Industries Ltd
EP-2023-01947 | 2023-06-09 | 727 W 66TH AVENUE, Vancouver, BC V6P 2R4 | Electrical Permit | Residential | Renovation | Completed | Installation / Repair - Residential - Add circuit for heat pump *GP-2022-02047 | Douglas Millington o/a Moose Electric
GP-2022-02047 | 2022-07-11 | 727 W 66TH AVENUE, Vancouver, BC V6P 2R4 | Gas Permit | Residential | Renovation | Completed | Residential - furnace replacement + adding heat pump | Ashton Service Group/Ashton Mechanical Ltd.
GP-2023-03105 | 2023-10-18 | 768 W 66TH AVENUE, Vancouver, BC V6P 2R5 | Gas Permit | Residential | Renovation | Issued | Residential - New Hot water tank installed. | James Fry
PP-2023-03512 | 2023-10-05 | 768 W 66TH AVENUE, Vancouver, BC V6P 2R5 | Plumbing Permit | Residential | Renovation | Issued | Residential - Replace polybutylene potable water piping with Pex water pipe. AMEND: OCT 12/2023 Remove all the fixtures and mark down 15M of piping as per discussion with plumbing inspector. | Smith, Heidi Rene DBA H S Plumbing
PP-2022-01656 | 2022-05-13 | 798 W 66TH AVENUE, Vancouver, BC V6P 2R5 | Plumbing Permit | Residential | Renovation | Cancelled | Residential - Disconnect fixtures and terminate portable water and sewer lines. | Marco Plumbing & Heating Co Ltd
EP-2022-03946 | 2022-05-13 | 798 W 66TH AVENUE, Vancouver, BC V6P 2R5 | Electrical Permit | Residential | Tenant Improvement | Issued | Installation / Repair - Residential - Remove the range receptacle and hood fan power in the basement. City of Vancouver letter CF-2022-004018 dated April 27 2022 | Yan's Electric Limited
GP-2022-01233 | 2022-04-20 | 798 W 66TH AVENUE, Vancouver, BC V6P 2R5 | Gas Permit | Residential | Renovation | Completed | Residential - HWT re&re | Ferenc Nagy
EP-2023-09028 | 2023-10-05 | 798 W 66TH AVENUE, Vancouver, BC V6P 2R5 | Electrical Permit | Residential | New | Issued | Temporary Power - Residential - To provide temporary power. | Allone Electric Ltd
EP-2023-09737 | 2023-11-10 | 798 W 66TH AVENUE, Vancouver, BC V6P 2R5 | Electrical Permit | Residential | New | Issued | Installation / Repair - Residential - ¦ 1FD + 1SS- 200A ¦ Installation of fixtures, receptacles and power distribution in new 1FD With second suite. *An approved mechanical permit is required for the installation of air conditioning or heat pump unit at the time of installation before a final electrical inspection will be performed >BP: To construct a 2 storey + basement one-family dwelling with a secondary suite ($829,175.00) located in the basement and an open parking pad at the rear, providing 1 parking space, having vehicular access from the lane. Note: This is a 2 storey building pursuant to the Zoning and Development By-Law 1. Covenant registered at the Land Title Office under CB711130 2. No Strata Titling permitted 3. External mechanical unit proposed 4. Schedule B: Antony Wang P.Eng (604.618.6236) Structural 5. Schedule B: Daniel Kokan P.Eng (604.439.0922) Geotechnical 6. HPO: Residential Builder - Solplan Development Group Ltd. 7. No Bar sink proposed. ***Soil conditions present: Flowing Artesian Area*** ***This permit is issued under the VBBL 2019, with updated energy requirements as per bylaw # 12997 effective Jan 01, 2022.*** | Allone Electric Ltd
GP-2023-02393 | 2023-08-23 | 808 W 66TH AVENUE, Vancouver, BC V6P 2R6 | Gas Permit | Residential | Renovation | Issued | Residential - 1 Boiler, 1 Range, 1 Fireplace & 1 BBQ 1 Fireplace replacement from Gas Log set replacement of gas meter to 2 lb . new combi boiler , fireplace, gas line for range and bbq Renovation below threshold value, no requirement electric space or hot water heating >BP: Interior and exterior alterations to provide residential improvements to an existing one family dwelling building on this site. | GASIT MECHANICAL
EP-2023-02113 | 2023-04-06 | 808 W 66TH AVENUE, Vancouver, BC V6P 2R6 | Electrical Permit | Residential | Renovation | Issued | Installation / Repair - Residential - ***HOMEOWNER PERMIT*** Rewiring the home to include updated plugs, circuits, LED light optimization *Separate permit required for the EV charger in the garage. This will be done by a qualified electrician. >BP: Interior and exterior alterations to provide residential improvements to an existing one family dwelling building on this site. Okay for Field Review by M. Lee May May 10 2022. Letters of assurance submitted: Sch B (Str): Scott Ash-Anderson, P.Eng., 604.228.0518 | NULL
PP-2023-00437 | 2023-02-08 | 808 W 66TH AVENUE, Vancouver, BC V6P 2R6 | Plumbing Permit | Residential | Renovation | Issued | Residential - Partial Home Renovation >BP: Interior and exterior alterations to provide residential improvements to an existing one family dwelling building on this site. | Kalsi Plumbing Services Ltd
EP-2023-03045 | 2023-04-12 | 808 W 66TH AVENUE, Vancouver, BC V6P 2R6 | Electrical Permit | Residential | Renovation | Issued | Installation / Repair - Residential - Service upgrade, install emergency panel, 100 amp automatic transfer switch, and rough in for future generator. Install new feeder cable to garage, install panel and (2) EV chargers. Service upgrade from 100 amps to 200 amps. >BP: Interior and exterior alterations to provide residential improvements to an existing one family dwelling building on this site. Okay for Field Review by M. Lee May May 10 2022. Letters of assurance submitted: Sch B (Str): Scott Ash-Anderson, P.Eng., 604.228.0518 | A & R Electric Ltd
MP-2023-01228 | 2023-07-06 | 808 W 66TH AVENUE, Vancouver, BC V6P 2R6 | Mechanical Permit | NULL | NULL | Issued | NULL | Kalsi Plumbing Services Ltd
SP-2022-00987 | 2022-06-20 | 836 W 66TH AVENUE, Vancouver, BC V6P 2R6 | Sprinkler Permit | Residential | New | Issued | Residential - installation of fire sprinkler system >To construct a 2 storey + basement one-family dwelling with a secondary suite located in the basement ($619,000). Note: Parking for the site has been provided under DB-2020-02173 (Laneway House) Note: This is a 2 storey building pursuant to the Zoning and Development By-Law 1- Covenant registered at the Land Title Office under CA8470270 2- No strata titling permitted 3- No bar sink proposed 4- A/C unit proposed in the rear yard 5- Schedule B: Zhao Guan, P.Eng (778-868-5635) Geotechnical 6- Schedule B: Saeid Sadeghi, P.Eng (604-913-6604) Structural 7- HPO: Owner Builder - Xiaojin Tan Address Note: Addresses have been assigned per the approved plans, access to the secondary suite is from the west side. This access must be provided & maintained at all times and the building addresses posted to be visible from the street in accordance with the Building By-law. ******THIS PERMIT HAS BEEN ISSUED UNDER THE REQUIREMENTS OF VBBL #12511 (2019)****** | J & G Mechanical Ltd
EP-2022-03040 | 2022-04-14 | 836 W 66TH AVENUE, Vancouver, BC V6P 2R6 | Electrical Permit | Residential | New | Completed | Installation / Repair - Residential - rough-in of alarm, tv, telephone, internet, cctv, vacuum. Completion of alarm >BP: To construct a 2 storey + basement one-family dwelling with a secondary suite located in the basement ($619,000). Note: Parking for the site has been provided under DB-2020-02173 (Laneway House) Note: This is a 2 storey building pursuant to the Zoning and Development By-Law 1- Covenant registered at the Land Title Office under CA8470270 2- No strata titling permitted 3- No bar sink proposed 4- A/C unit proposed in the rear yard 5- Schedule B: Zhao Guan, P.Eng (778-868-5635) Geotechnical 6- Schedule B: Saeid Sadeghi, P.Eng (604-913-6604) Structural 7- HPO: Owner Builder - Xiaojin Tan Address Note: Addresses have been assigned per the approved plans, access to the secondary suite is from the west side. This access must be provided & maintained at all times and the building addresses posted to be visible from the street in accordance with the Building By-law. ******THIS PERMIT HAS BEEN ISSUED UNDER THE REQUIREMENTS OF VBBL #12511 (2019)****** | B&E Low Voltage and Home Automation Ltd
EP-2022-07324 | NULL | 836 W 66TH AVENUE, Vancouver, BC V6P 2R6 | Electrical Permit | Residential | New | Draft | Installation / Repair - Residential - 200 amp main service. Main house 125 amp . Basment 100 amp laneway house 125 amp.new wiring and finishing. | NULL
EP-2022-04687 | 2022-06-16 | 836 W 66TH AVENUE, Vancouver, BC V6P 2R6 | Electrical Permit | Residential | New | Completed | Installation / Repair - Residential - Main service 200 amp. Main house 125 amp . Basment 100 amp. Laneway house 125 amp. New wireing and finishing >BP: To construct a 2 storey + basement one-family dwelling with a secondary suite located in the basement ($619,000). Note: Parking for the site has been provided under DB-2020-02173 (Laneway House) Note: This is a 2 storey building pursuant to the Zoning and Development By-Law 1- Covenant registered at the Land Title Office under CA8470270 2- No strata titling permitted 3- No bar sink proposed 4- A/C unit proposed in the rear yard 5- Schedule B: Zhao Guan, P.Eng (778-868-5635) Geotechnical 6- Schedule B: Saeid Sadeghi, P.Eng (604-913-6604) Structural 7- HPO: Owner Builder - Xiaojin Tan Address Note: Addresses have been assigned per the approved plans, access to the secondary suite is from the west side. This access must be provided & maintained at all times and the building addresses posted to be visible from the street in accordance with the Building By-law. ******THIS PERMIT HAS BEEN ISSUED UNDER THE REQUIREMENTS OF VBBL #12511 (2019)****** | I & H Electrical Ltd
EP-2022-07323 | NULL | 836 W 66TH AVENUE, Vancouver, BC V6P 2R6 | Electrical Permit | Residential | New | Draft | Installation / Repair - Residential - Main service 200 amp .main house 125. Basment 100 amp. Laneway house 125 amp . New wireing and finishing. | I & H Electrical Ltd
PP-2022-00573 | 2022-02-18 | 836 W 66TH AVENUE, Vancouver, BC V6P 2R6 | Plumbing Permit | Residential | New | Completed | Residential - LWH - #3 - One Outside Sump for Laneway To construct a 2 storey laneway house building with an open parking pad, providing 1 parking space, having vehicular access from the lane. Note: This is a 1 ½ storey building pursuant to the Zoning & Development By-law 1. Covenant registered at the Land Title Office under CA8470270 2. No Strata Titling permitted 3. No A/C unit proposed | East West Excavating Ltd
GP-2022-01258 | 2022-04-21 | 842 W 66TH AVENUE, Vancouver, BC V6P 2R6 | Gas Permit | Residential | Renovation | Completed | Residential - Re&Re Boiler BTU: 115.000 | Milani Plumbing Heating & Air Conditioning Ltd
EP-2023-03683 | 2023-05-18 | 842 W 66TH AVENUE, Vancouver, BC V6P 2R6 | Electrical Permit | Residential | Renovation | Issued | Installation / Repair - Residential - 200 amp overhead service upgrade. New service to garage, EV charger receptacle & panel in garage. Replace existing house panel with new. Feeder for house to now come from garage. Heat pump wiring for main house. -We are not the ones installing the equipment, only providing power *An approved mechanical permit is required for the installation of air conditioning or heat pump unit at the time of installation before an electrical inspection will be performed *Permit Amendment Jun 26, 2023 -"Add second EV charger to garage" -7680W x 2= 15360W | JRGreene Electric Ltd
EP-2023-02713 | 2023-04-05 | 848 W 66TH AVENUE, Vancouver, BC V6P 2R6 | Electrical Permit | Residential | New | Issued | Installation / Repair - Residential - New build home, 3 levels w/ basement suite, heat pump, rooftop hot tub. Lighting, power & low voltage *An approved mechanical permit is required for the installation of air conditioning or heat pump unit at the time of installation before an electrical inspection will be performed >Permit Amendment Aug 29, 2023 -"Add basement range pre-wire to permit" >To construct a 2 storey one-family dwelling with a Basement ($637,315.00) with a total of 2 parking spaces, having vehicular access from the 20' Lane. ** Note: - This Building Permit will remain in a suspended status until the associated (green) Demolition Permit BP-2021-04414 is completed. - Envelope and Environmental Separation designed according to Part 5. - Parking for the site has been provided under DB-2021-04416 (Laneway House) 1. Covenant registered at the Land Title Office under CA9946282 2. No Strata Titling permitted 3. A/C proposed – Exterior component located in rear yard, Interior component located in Basement Mech Room. 4. Bar sink located in Basement Rec Room. 5. Schedule A: (JULIO REYNEL-GRACIA, P.Eng, (778) 998-0709) 6. Schedule B: (JULIO REYNEL-GRACIA, P.Eng, (778) 998-0709) Architectural 7. Schedule B: (SHAOZHE GUO, P.Eng, (778) 926-0525) Structural 8. Schedule B: (ENRICO DE CASTRO, P.Eng, (604) 850-0364) Geotechnical 9. Schedule D: (JULIO REYNEL-GRACIA, P.Eng, (778) 998-0709) 10. HPO: Residential Builder- (JDL Homes Inc) Note: This is a 2 storey building pursuant to the Zoning and Development By-Law **THIS PERMIT HAS BEEN ISSUED UNDER THE REQUIREMENTS OF VBBL #12511 (2019) ** | JRGreene Electric Ltd
GP-2023-01991 | 2023-07-04 | 848 W 66TH AVENUE, Vancouver, BC V6P 2R6 | Gas Permit | Residential | New | Issued | Residential - 1 Water Heater, 1 Range, 1 BBQ & Future Gas for Rooftop Gas piping in home. >BP: To construct a 2 storey one-family dwelling | HOMEGROWN MECHANICAL LTD
SP-2023-01221 | 2023-07-12 | 848 W 66TH AVENUE, Vancouver, BC V6P 2R6 | Sprinkler Permit | Residential | New | Issued | Residential - Fire sprinklers -The entire building to be sprinklered to NFPA 13D >BP: To construct a 2 storey one-family dwelling with a Basement ($637,315.00) with a total of 2 parking spaces, having vehicular access from the 20' Lane. 1. Covenant registered at the Land Title Office under CA9946282 2. No Strata Titling permitted 3. A/C proposed – Exterior component located in rear yard, Interior component located in Basement Mech Room. 4. Bar sink located in Basement Rec Room. 5. Schedule A: (JULIO REYNEL-GRACIA, P.Eng, (778) 998-0709) 6. Schedule B: (JULIO REYNEL-GRACIA, P.Eng, (778) 998-0709) Architectural 7. Schedule B: (SHAOZHE GUO, P.Eng, (778) 926-0525) Structural 8. Schedule B: (ENRICO DE CASTRO, P.Eng, (604) 850-0364) Geotechnical 9. Schedule D: (JULIO REYNEL-GRACIA, P.Eng, (778) 998-0709) 10. HPO: Residential Builder- (JDL Homes Inc) Note: This is a 2 storey building pursuant to the Zoning and Development By-Law **THIS PERMIT HAS BEEN ISSUED UNDER THE REQUIREMENTS OF VBBL #12511 (2019) ** | Titan Fire Protection Ltd
PP-2022-02899 | 2022-08-19 | 848 W 66TH AVENUE, Vancouver, BC V6P 2R6 | Plumbing Permit | Residential | New | Issued | Residential - New Plumbing for: >BP: To construct a 2 storey one-family dwelling with a Basement ($637,315.00) with a total of 2 parking spaces, having vehicular access from the 20' Lane. ** Note: - This Building Permit will remain in a suspended status until the associated (green) Demolition Permit BP-2021-04414 is completed. - Envelope and Environmental Separation designed according to Part 5. - Parking for the site has been provided under DB-2021-04416 (Laneway House) 1. Covenant registered at the Land Title Office under CA9946282 2. No Strata Titling permitted 3. A/C proposed – Exterior component located in rear yard, Interior component located in Basement Mech Room. 4. Bar sink located in Basement Rec Room. 5. Schedule A: (JULIO REYNEL-GRACIA, P.Eng, (778) 998-0709) 6. Schedule B: (JULIO REYNEL-GRACIA, P.Eng, (778) 998-0709) Architectural 7. Schedule B: (SHAOZHE GUO, P.Eng, (778) 926-0525) Structural 8. Schedule B: (ENRICO DE CASTRO, P.Eng, (604) 850-0364) Geotechnical 9. Schedule D: (JULIO REYNEL-GRACIA, P.Eng, (778) 998-0709) 10. HPO: Residential Builder- (JDL Homes Inc) Note: This is a 2 storey building pursuant to the Zoning and Development By-Law | HOMEGROWN MECHANICAL LTD
EP-2022-06955 | 2022-08-18 | 848 W 66TH AVENUE, Vancouver, BC V6P 2R6 | Electrical Permit | Residential | New | Expired | Temporary Power - Residential - To provide temporary power. | JRGreene Electric Ltd
PP-2022-03941 | 2022-11-02 | 848 W 66TH AVENUE, Vancouver, BC V6P 2R6 | Plumbing Permit | Residential | New | Issued | Residential - Install sump for house **Amend 11/07/2022** Address should be the main house not the laneway house Building 1 #1-848 W 66th Av - One Family Dwelling (2-storey with basement) | G & K Excavation and Demolition Services Ltd
EP-2023-07629 | 2023-08-31 | 848 W 66TH AVENUE, Vancouver, BC V6P 2R6 | Electrical Permit | Residential | New | Issued | Temporary Power - Residential - To provide temporary power. -renewal of EP-2022-06955 -valid: Aug 18, 2023 - Aug. 17, 2024 | JRGreene Electric Ltd
MP-2023-01553 | 2023-08-22 | 848 W 66TH AVENUE, Vancouver, BC V6P 2R6 | Mechanical Permit | NULL | NULL | Issued | NULL | BENTAIR HVAC LTD
EP-2023-11018 | 2023-12-19 | 3215 W 6TH AVENUE, Vancouver, BC V6K 1X7 | Electrical Permit | Residential | Tenant Improvement | Completed | Installation / Repair - Residential - - Removing second range in illegal suite (disconnecting wiring, removing breaker, and removing plug) -CF-2023-004917 ***NOTE: Applicant should obtain bp to validate her kitchenette since the cellar rec room layout is different from last approved drawing | AJ's Electrical Contractors LTD
EP-2023-05951 | NULL | 3215 W 6TH AVENUE, Vancouver, BC V6K 1X7 | Electrical Permit | Residential | Renovation | Withdrawn | Installation / Repair - Residential - ****HOMEOWNER**** The disconnection of an electrical stove that's no longer needed. -reference: CF-2023-004917 | NULL
GP-2023-03188 | 2023-10-23 | 3218 W 6TH AVENUE, Vancouver, BC V6K 1X8 | Gas Permit | Residential | Renovation | Completed | Residential - To re and re 40 us gallon storage tank | Lew Plumbing And Heating Ltd
MP-2023-01786 | 2023-10-04 | 3247 W 6TH AVENUE, Vancouver, BC V6K 1X7 | Mechanical Permit | NULL | NULL | Completed | NULL | Green Mountain Solutions Inc
EP-2023-09214 | 2023-10-26 | 3247 W 6TH AVENUE, Vancouver, BC V6K 1X7 | Electrical Permit | Residential | Renovation | Completed | Installation / Repair - Residential - wire for a heat pump located at the rear -reference; MP-2023-01786 | David Stein
EP-2023-02741 | 2023-03-30 | 3247 W 6TH AVENUE, Vancouver, BC V6K 1X7 | Electrical Permit | Residential | Renovation | Completed | Installation / Repair - Residential - Upgrade of existing 100amp service to new 200amp service including new meter base mast on exterior of building. Removal of existing 100 amp service and all existing wiring relocated into new 200 main panel. | Innova Electrical Contracting Ltd
GP-2022-00654 | 2022-03-01 | 3424 W 6TH AVENUE, Vancouver, BC V6R 1T3 | Gas Permit | Residential | Renovation | Completed | Residential - Re&Re furnace BTU:70.000 | Milani Plumbing Heating & Air Conditioning Ltd
EP-2023-04849 | 2023-06-07 | 3470 W 6TH AVENUE, Vancouver, BC V6R 1T3 | Electrical Permit | Residential | Addition | Completed | Installation / Repair - Residential - Install A/C unit power with 30A weatherproof disconnect *MP-2023-00941 | Altitude Electric Inc
MP-2023-00941 | 2023-05-26 | 3470 W 6TH AVENUE, Vancouver, BC V6R 1T3 | Mechanical Permit | NULL | NULL | Completed | NULL | Kits Plumbing and Heating Ltd
EP-2022-00040 | 2022-01-06 | 3478 W 6TH AVENUE, Vancouver, BC V6R 1T3 | Electrical Permit | Residential | Addition | Completed | Installation / Repair - Residential - Installation of 40 solar PV panels on a sloped roof 20 solar PV panels to be installed on 3476 W 6th Ave, Vancouver 20 solar PV panels to be installed on 3478 W 6th Ave, Vancouver >BP: 3478 and 3476 Exterior alterations to install photovoltaic panels to the roof of this existing two family dwelling on this site. OK by POD Ryan Dinh - October 26, 2021 OK for field review as per Rosa Astorino - October 29, 2021 Letters of assurance submitted by: Carlos I. Iriondo, 604-971-4349- P.Eng , Structural Schedule B. Energy checklist is currently no longer required with your Building Permit (BP) application. Some supporting documents are still required at BP stage, specifically Envelope and HVAC, if applicable. Service Water Heating and Lighting supporting documents, if applicable, must be submitted with your related Trades permits (e.g. electrical and plumbing). All energy upgrades will be checked during inspections stage. It is the applicant’s responsibility to identify and note all required upgrades including energy upgrades on their BP drawings at BP stage. | Penfolds Roofing Inc.
EP-2022-00256 | 2022-01-14 | 1333 W BROADWAY, Vancouver, BC V6H 4C1 | Electrical Permit | Commercial | NULL | Expired | Annual / Operating - Annual permit for maintenance purposes. RENEWAL FOR EP-2021-00169 VALID JAN 14/2022 TO JAN 13/2023 >>>>>>>>>>>>> Amend: Jan. 28th -effective dates should be: January 24th, 2022 - January 23, 2023 | Blueline Electrical Services Ltd
EP-2022-01672 | 2022-03-03 | 1333 W BROADWAY, Vancouver, BC V6H 4C1 | Electrical Permit | Commercial | Tenant Improvement | Completed | Installation / Repair - Commercial - New Tenant improvement. New wiring for all receptacles and all new lighting. New exam rooms with Patient care wiring. -Both feeds into the Tenant space are aluminum. We need to get a Copper ground in for the Patient care area >BP: Interior alterations to provide tenant improvements to this unit #110 for a Health Care Office with ancillary retail on the ground floor of this existing commercial building on this site. Ok for field review as per Jamie Zhang, Jan.31/22 Letters of assurance submitted by: Bill B. Barwig, P.Eng, Schedule A. Moortaza Bhaiji, P.Eng, Mechanical, Plumbing, Electrical Schedule B. Billy Xu, P.Eng, Structural Schedule B. A Sprinkler permit is required. Energy checklist is currently no longer required with your Building Permit (BP) application. Some supporting documents are still required at BP stage, specifically Envelope and HVAC, if applicable. Service Water Heating and Lighting supporting documents, if applicable, must be submitted with your related Trades permits (e.g. electrical and plumbing). All energy upgrades will be checked during inspections stage. It is the applicant’s responsibility to identify and note all required upgrades including energy upgrades on their BP drawings at BP stage. | Tytan Electric Inc.
SP-2022-00374 | 2022-05-02 | 1333 W BROADWAY, Vancouver, BC V6H 4C1 | Sprinkler Permit | Commercial | Tenant Improvement | Completed | Commercial - #110 Sprinkler alterations to provide tenant improvements to this unit #110 for a Health Care Office with ancillary retail on the ground floor of this existing commercial building on this site. | Priority Fire Systems Ltd
PP-2022-01017 | 2022-03-28 | 1333 W BROADWAY, Vancouver, BC V6H 4C1 | Plumbing Permit | Commercial | Tenant Improvement | Completed | Commercial - UNIT #110 - install new water pipe and DWV pipe to new plumbing fixtures #110 Interior alterations to provide tenant improvements to this unit #110 for a Health Care Office with ancillary retail on the ground floor of this existing commercial building on this site. | Pine Mechanical Ltd.
EP-2023-00308 | 2023-01-16 | 1333 W BROADWAY, Vancouver, BC V6H 4C1 | Electrical Permit | Commercial | NULL | Expired | Annual / Operating - Annual permit for maintenance purposes. -Renewal of: EP-2022-00256 -Valid: January 24, 2023 - January 23, 2024 | Blueline Electrical Services Ltd
EP-2024-00020 | 2024-01-03 | 1333 W BROADWAY, Vancouver, BC V6H 4C1 | Electrical Permit | Commercial | NULL | Issued | Annual / Operating - Annual permit for maintenance purposes. -Renewal of: EP-2023-00308 -Valid: January 24, 2024 - January 23, 2025 | Blueline Electrical Services Ltd
EP-2023-06264 | 2023-08-08 | 1338 W BROADWAY, Vancouver, BC | Electrical Permit | Commercial | Tenant Improvement | Completed | Installation / Repair - Commercial - Safety check in the unit 290. Note: this permit is not for TI >BP: Interior alterations for a new office tenant on the 2nd floor (#290) in this existing commercial building on this site. Scope of work: construct new partition walls, doors, finishes, lighting, electrical and sprinkler work. TENANT: Ameridian Pacific College Ltd. Architectural Schedule B submitted by Heather L. Johnston, Architect AIBC, AAA, ph: 778-386-6769 OK for Office TI Building Sprinklered - Separate sprinkler permit required for proposed sprinkler work. Energy checklist is currently no longer required with your Building Permit (BP) application. Some supporting documents are still required at BP stage, specifically Envelope and HVAC, if applicable. Service Water Heating and Lighting supporting documents, if applicable, must be submitted with your related trades permits (e.g. electrical and plumbing). | Bolt Electric Ltd
SP-2023-01252 | 2023-07-14 | 1338 W BROADWAY, Vancouver, BC | Sprinkler Permit | Commercial | Renovation | Completed | Commercial - To relocate 3 heads in T.I. >BP: #290 - 2nd floor Interior alterations for a new office tenant on the 2nd floor (#290) in this existing commercial building on this site. Scope of work: construct new partition walls, doors, finishes, lighting, electrical and sprinkler work. TENANT: Ameridian Pacific College Ltd. *****This application does not include any of the following: 1. Not more than 20 sprinklers (add, relocate, or remove), 2. hydraulic calculations, 3. change in occupancy and /or hazard classification, 4. warehouse storage arrangements, 5. mobile compact storage arrangements, 6. alternative solutions, 7. changes to the sprinkler system supply piping (e.g. valves, mains, cross-mains, branch-lines, etc.), or 8. flexible sprinkler pipe. | Max Fire Pro Ltd
EP-2022-02290 | 2022-03-23 | 1338 W BROADWAY, Vancouver, BC | Electrical Permit | Commercial | New | Completed | Installation / Repair - Commercial - Emergency Replacement of fire alarm panel with factory replacement parts - No alternation to design - No alteration to existing wiring - No alternation to any field devices - 3rd party verification by other | BD Electrical Ltd
EP-2023-00171 | 2023-01-12 | 1395 W BROADWAY, Vancouver, BC V6H 1G9 | Electrical Permit | Commercial | Renovation | Completed | Installation / Repair - Commercial - Replacing faulty fire alarm panel, no wiring. Replacing with new fire alarm panel, new control unit is compatible with all the existing devices incorporated in the existing FAS. We are not altering the existing wiring or outlet boxes, work is considered to be a straight replacement of the electrical equipment. Note: This permit has been issued based on Bulletin 2018-004-BU/EL. **Amend 08/08/2023** Uploaded declaration for extension request | AG Electric and Alarm Monitoring Co Ltd
EP-2023-10674 | 2023-12-11 | 1395 W BROADWAY, Vancouver, BC V6H 1G9 | Electrical Permit | Commercial | Renovation | Issued | Installation / Repair - Commercial - Alarm and Camera Install -upgrade of existing alarm system | Atlas Alarms Ltd
EP-2023-09107 | 2023-10-10 | 1401 W BROADWAY, Vancouver, BC V6H 1H6 | Electrical Permit | Commercial | NULL | Issued | Annual / Operating - Annual permit for maintenance purposes. Renewal of EP-2022-09134 Valid: Oct 27, 2023 to Oct 26, 2024 | Blueline Electrical Services Ltd
EP-2022-09134 | 2022-10-27 | 1401 W BROADWAY, Vancouver, BC V6H 1H6 | Electrical Permit | Commercial | NULL | Expired | Annual / Operating - Annual permit for maintenance purposes. | Blueline Electrical Services Ltd
EP-2022-09078 | NULL | 1401 W BROADWAY, Vancouver, BC V6H 1H6 | Electrical Permit | Commercial | NULL | Withdrawn | Annual / Operating - Maintenance of electrical equipment up to 750V through out building.. | Quantum Lighting Inc
SP-2023-01178 | 2023-06-30 | 1401 W BROADWAY, Vancouver, BC V6H 1H6 | Sprinkler Permit | Commercial | Tenant Improvement | Completed | Commercial - Add 1 new sprinkler, relocate 1 sprinkler >BP: Interior alterations to provide tenant improvements to the existing General Office tenant on the 7th floor (#700) of this existing commercial building. The scope of work includes to add new boardroom and propose minor layout changes. *****This application does not include any of the following: 1. Not more than 20 sprinklers (add, relocate, or remove), 2. hydraulic calculations, 3. change in occupancy and /or hazard classification, 4. warehouse storage arrangements, 5. mobile compact storage arrangements, 6. alternative solutions, 7. changes to the sprinkler system supply piping (e.g. valves, mains, cross-mains, branch-lines, etc.), or 8. flexible sprinkler pipe. June 30/2023-AMEND -selected Residential in error. It is a commercial job. | CENTRE LINE FIRE SPRINKLERS LTD
NULL | NULL | 1401 W BROADWAY, Vancouver, BC V6H 1H6 | Electrical Permit | Commercial | Tenant Improvement | Draft | Installation / Repair - Commercial - Relocate Receptacles and light switches due to walls relocations | Shanai Enterprise Inc
EP-2023-05453 | 2023-06-20 | 1401 W BROADWAY, Vancouver, BC V6H 1H6 | Electrical Permit | Commercial | Tenant Improvement | Completed | Installation / Repair - Commercial - Relocate receptacles, light switches, DATA and phone lines due to walls relocations, the lights will not be touched. All the light fixtures will be remain as is, the scoop of the work is receptacles and light switches relocation. >BP: Interior alterations to provide tenant improvements to the existing General Office tenant on the 7th floor (#700) of this existing commercial building. The scope of work includes to add new boardroom and propose minor layout changes. | Shanai Enterprise Inc
PP-2022-00724 | 2022-03-02 | 1490 W BROADWAY, Vancouver, BC V6H 1H5 | Plumbing Permit | Commercial | Tenant Improvement | Completed | Commercial - - To supply the installation of wall carriers for the bathroom sinks - To supply vanity sinks as per speck - To supply toilets as per speck - All demo work to all ready been done Interior alterations: (#200) Interior alterations to provide tenant improvement for the new School - Secondary tenant in this 3-storey mixed use Municipally Designated Heritage M and Vancouver Heritage Register A Building on this site. | Ange's Plumbing Ltd
EP-2022-00949 | 2022-02-08 | 1490 W BROADWAY, Vancouver, BC V6H 1H5 | Electrical Permit | Commercial | Tenant Improvement | Completed | Installation / Repair - Commercial - Run 2 circuits for automatic door Replace light switches for sensor switches -Automatic door opener for handicap washroom | Marcel Electric Inc
PP-2022-01488 | 2022-05-04 | 1501 W BROADWAY, Vancouver, BC V6J 4Z6 | Plumbing Permit | Commercial | Addition | Completed | Commercial - Install 3 new DCVA'S required by the City of Vancovuer 1) Premises isolation is required on the potable water supply downstream of the water meter and water meter bypass. ( Upstream of PRV ) - sprinkler room 2) Install DCVA on supply to water filter in suite 501 - 5th floor womens washroom 3) Water Filter - install dcva on supply to water filter in the lunch room | JJ&A Mechanical LTD
EP-2023-03254 | 2023-04-17 | 1501 W BROADWAY, Vancouver, BC V6J 4Z6 | Electrical Permit | Commercial | NULL | Issued | Annual / Operating - Maintenance of existing operating electrical equipment. | Alert Electric Ltd
EP-2023-00665 | 2023-01-26 | 1508 W BROADWAY, Vancouver, BC V6J 1W8 | Electrical Permit | Commercial | Tenant Improvement | Completed | Installation / Repair - Commercial - Run Data lines and new sensor switches and install new receptacles >BP: #900 & #833 - interconnected floors Interior alterations to provide improvements to this existing office tenant on the 9th floor (#900) and part of the 8th floor (#833) of this existing commercial building. Scope of work includes new partition walls, new doors, electrical, lighting and sprinkler work. TENANT: BelKorp Industries Inc Note: #900 is part of the 8th and entire 9th floor. It has interconnecting stairs per BU410531. | Marcel Electric Inc
EP-2023-02021 | 2023-03-09 | 1508 W BROADWAY, Vancouver, BC V6J 1W8 | Electrical Permit | Commercial | Addition | Completed | Installation / Repair - Commercial - Low voltage installation of CCTV security system >BP: #900 & #833 - interconnected floors Interior alterations to provide improvements to this existing office tenant on the 9th floor (#900) and part of the 8th floor (#833) of this existing commercial building. Scope of work includes new partition walls, new doors, electrical, lighting and sprinkler work. | Telus Custom Security Systems Inc
EP-2023-05688 | 2023-06-27 | 1508 W BROADWAY, Vancouver, BC V6J 1W8 | Electrical Permit | Commercial | NULL | Issued | Annual / Operating - Maintenance of existing operating electrical equipment. Misc electrical work throughout. | Mott Electric General Partnership
EP-2022-08199 | 2022-10-11 | 1508 W BROADWAY, Vancouver, BC V6J 1W8 | Electrical Permit | Commercial | Tenant Improvement | Completed | Installation / Repair - Commercial - UNIT# 203 Branch circuit wiring, relocate fire alarm speakers & reverify, lighting installation, data & communications. Lighting/controls, branch wiring, data, relocating fire alarm speakers. | Nonis Electrical Services Inc
SP-2022-01400 | 2022-09-26 | 1508 W BROADWAY, Vancouver, BC V6J 1W8 | Sprinkler Permit | Commercial | Tenant Improvement | Completed | Commercial - Sprinkler alterations to provide tenant improvements for a new office tenant on the 2nd floor (#201) in this existing commercial building. | Priority Fire Systems Ltd
PP-2022-03127 | 2022-09-08 | 1508 W BROADWAY, Vancouver, BC V6J 1W8 | Plumbing Permit | Commercial | Tenant Improvement | Completed | Commercial - UNIT #201 - 2ND FLOOR - Remove one sink and one HWT >BP: #201 - 2nd Floor Interior alterations to provide tenant improvements for a new office tenant on the 2nd floor (#201) in this existing commercial building. Scope of work: remove select partition walls/door and construct partition walls, doors, glazing for new lunchroom and offices, millwork, finishes, electrical, plumbing, mechanical and sprinkler work. REVISION #1: expanding #201 into #203 (retaining #201), remove a portion of the demising wall, interior layout changes, increase in project value from $45,000.00 to $445,000.00 Aug 9 , 2022 mlh | KERN BSG MANAGEMENT LTD
EP-2023-00141 | 2023-01-09 | 1508 W BROADWAY, Vancouver, BC V6J 1W8 | Electrical Permit | Commercial | Addition | Cancelled | Installation / Repair - Commercial - Low voltage installation of CCTV security system. >BP: #900 & #833 - interconnected floors Interior alterations to provide improvements to this existing office tenant on the 9th floor (#900) and part of the 8th floor (#833) of this existing commercial building. Scope of work includes new partition walls, new doors, electrical, lighting and sprinkler work. TENANT: BelKorp Industries Inc Note: #900 is part of the 8th and entire 9th floor. It has interconnecting stairs per BU410531. Building Sprinklered – Separate sprinkler permit required for proposed sprinkler work OK for Field Review as per Kirat Kang October 17, 2022 E2 - Retrofit Path: BOMA BESt (Path 1) - No Additional Upgrades Req'd Energy checklist is currently no longer required with your Building Permit (BP) application. Some supporting documents are still required at BP stage, specifically Envelope and HVAC, if applicable. Service Water Heating and Lighting supporting documents, if applicable, must be submitted with your related trades permits (e.g. electrical and plumbing). All energy upgrades will be checked during inspections stage. It is the applicant’s responsibility to identify and note all required upgrades including energy upgrades on their BP drawings at BP stage. | Telus Custom Security Systems Inc
SP-2023-00015 | 2023-01-05 | 1508 W BROADWAY, Vancouver, BC V6J 1W8 | Sprinkler Permit | Commercial | Tenant Improvement | Completed | Commercial - Add and relocate sprinkler heads for tenant improvement. >#900 & #833 - interconnected floors Interior alterations to provide improvements to this existing office tenant on the 9th floor (#900) and part of the 8th floor (#833) of this existing commercial building. Scope of work includes new partition walls, new doors, electrical, lighting and sprinkler work. TENANT: BelKorp Industries Inc Note: #900 is part of the 8th and entire 9th floor. It has interconnecting stairs per BU410531. Building Sprinklered – Separate sprinkler permit required for proposed sprinkler work OK for Field Review as per Kirat Kang October 17, 2022 E2 - Retrofit Path: BOMA BESt (Path 1) - No Additional Upgrades Req'd Energy checklist is currently no longer required with your Building Permit (BP) application. Some supporting documents are still required at BP stage, specifically Envelope and HVAC, if applicable. Service Water Heating and Lighting supporting documents, if applicable, must be submitted with your related trades permits (e.g. electrical and plumbing). All energy upgrades will be checked during inspections stage. It is the applicant’s responsibility to identify and note all required upgrades including energy upgrades on their BP drawings at BP stage. *****This application does not include any of the following: 1. Not more than 20 sprinklers (add, relocate, or remove), 2. hydraulic calculations, 3. change in occupancy and /or hazard classification, 4. warehouse storage arrangements, 5. mobile compact storage arrangements, 6. alternative solutions, 7. changes to the sprinkler system supply piping (e.g. valves, mains, cross-mains, branch-lines, etc.), or 8. flexible sprinkler pipe. | Priority Fire Systems Ltd
PP-2022-01443 | 2022-05-04 | 1508 W BROADWAY, Vancouver, BC V6J 1W8 | Plumbing Permit | Commercial | Tenant Improvement | Completed | Commercial - install DVVA and RPBA at each kitchen sink #420 - 4th Floor Interior alterations to provide improvement for this existing full floor office tenant on the 4th floor (unit #420) of this existing commercial building on this site. Scope of work: demo reception area, copy room, and some meeting rooms. Construct new reception & waiting room, enlarge existing kitchen/lunchroom, new office/meeting rooms. Electrical, plumbing, & sprinklers to suit new layout. | Pacific Mechanical Systems Ltd
EP-2022-04067 | 2022-05-19 | 1508 W BROADWAY, Vancouver, BC V6J 1W8 | Electrical Permit | Commercial | Tenant Improvement | Completed | Installation / Repair - Commercial - UNIT #330 - Tenant Improvements - Lighting Control (existing fixtures to remain) & Data installation #330 (combining #330,#328,#330) Interior alterations to provide tenant improvements to a new office tenant on the 3rd floor (#330 to expand into an adjacent units #328 & #320, retaining #330), in this existing commercial building. Scope of work: remove demising walls on the 3rd floor and select partition walls, construct partition walls, doors, millwork, finishes, electrical, plumbing, mechanical and sprinkler work on both floors (#201 & #303). | Nonis Electrical Services Inc
EP-2022-01949 | 2022-03-10 | 1508 W BROADWAY, Vancouver, BC V6J 1W8 | Electrical Permit | Commercial | Tenant Improvement | Completed | Installation / Repair - Commercial - Supply lighting, data, fire alarm and branch circuit wiring for tenant improvement. >BP: #201 - 2nd Floor Interior alterations to provide tenant improvements for a new office tenant on the 2nd floor (#201) in this existing commercial building. Scope of work: remove select partition walls/door and construct partition walls, doors, glazing for new lunchroom and offices, millwork, finishes, electrical, plumbing, mechanical and sprinkler work. TENANT: Nicola Wealth Management Ltd >>> Amend: May 17th -Please reduce this permit by ($30,000) to cost of installation at $80,000 from original $110,000 -see other EP-2022-04067 for #330 | Nonis Electrical Services Inc
PP-2022-00936 | 2022-04-13 | 1508 W BROADWAY, Vancouver, BC V6J 1W8 | Plumbing Permit | Commercial | Tenant Improvement | Completed | Commercial - SUITE #201 - Demo of a washroom. New kitchen sink c/w dishwasher. Replace and relocate hot water tank. #330 (combining #330,#328,#330) Interior alterations to provide tenant improvements to a new office tenant on the 3rd floor (#330 to expand into an adjacent units #328 & #320, retaining #330), in this existing commercial building. Scope of work: remove demising walls on the 3rd floor and select partition walls, construct partition walls, doors, millwork, finishes, electrical, plumbing, mechanical and sprinkler work on both floors (#201 & #303). | Pacific Mechanical Systems Ltd
SP-2022-00431 | 2022-06-24 | 1508 W BROADWAY, Vancouver, BC V6J 1W8 | Sprinkler Permit | Commercial | Tenant Improvement | Completed | Commercial - For sprinkler system alterations to the 2019 VBBL and NFPA 13, 2013 for the tenant improvements to provide interior alterations to provide improvement for this existing full floor office tenant on the 4th floor (unit #420) of this existing commercial building on this site. Scope of work: demo reception area, copy room, and some meeting rooms. Construct new reception & waiting room, enlarge existing kitchen/lunchroom, new office/meeting rooms. Electrical, plumbing, & sprinklers to suit new layout. This application does not include any of the following: • Mobile compact storage arrangements. • Changes to the sprinkler system supply piping (e.g. valves, mains, cross-mains, etc.). • Flexible sprinkler pipe. • New alternative solutions and/or modifications to existing alternative solutions. • Change in occupancy and/or hazard classification. Notes: 1. Sprinkler engineer of record Eric Cresswell, P.Eng. of AME Group. T: (604) 684 5995. E: ericcresswell@amegroup.ca | 0777792 BC Ltd
EP-2022-02727 | 2022-04-06 | 1508 W BROADWAY, Vancouver, BC V6J 1W8 | Electrical Permit | Commercial | Tenant Improvement | Completed | Installation / Repair - Commercial - Supply labour and material for tenant improvements including lighting, branch wiring, fire alarm and data. -Replacement/addition of FA speakers & re-verification >BP: #420 - 4th Floor Interior alterations to provide improvement for this existing full floor office tenant on the 4th floor (unit #420) of this existing commercial building on this site. Scope of work: demo reception area, copy room, and some meeting rooms. Construct new reception & waiting room, enlarge existing kitchen/lunchroom, new office/meeting rooms. Electrical, plumbing, & sprinklers to suit new layout. TENANT: Nicola Wealth Management Ltd. Amend: June 3, 2022 add low voltage (data) wiring. | Nonis Electrical Services Inc
SP-2022-00220 | 2022-06-02 | 1508 W BROADWAY, Vancouver, BC V6J 1W8 | Sprinkler Permit | Commercial | Tenant Improvement | Completed | Commercial - #201 - 2nd Floor Sprinkler alterations to provide tenant improvements for a new office tenant on the 2nd floor (#201) in this existing commercial building. TENANT: Nicola Wealth Management Ltd | 0777792 BC Ltd
SP-2022-00280 | 2022-03-09 | 1508 W BROADWAY, Vancouver, BC V6J 1W8 | Sprinkler Permit | Commercial | Tenant Improvement | Completed | Commercial - Fire sprinkler additions.. #330 (combining #330,#328,#330) Interior alterations to provide tenant improvements to a new office tenant on the 3rd floor (#330 to expand into an adjacent units #328 & #320, retaining #330), in this existing commercial building. Scope of work: remove demising walls on the 3rd floor and select partition walls, construct partition walls, doors, millwork, finishes, electrical, plumbing, mechanical and sprinkler work on both floors (#201 & #303). TENANT: Nicola Wealth Management Ltd *****This application does not include any of the following: 1. Not more than 20 sprinklers (add, relocate, or remove), 2. hydraulic calculations, 3. change in occupancy and /or hazard classification, 4. warehouse storage arrangements, 5. mobile compact storage arrangements, 6. alternative solutions, 7. changes to the sprinkler system supply piping (e.g. valves, mains, cross-mains, branch-lines, etc.), or 8. flexible sprinkler pipe. | 0777792 BC Ltd
NULL | NULL | 1508 W BROADWAY, Vancouver, BC V6J 1W8 | Electrical Permit | Commercial | Tenant Improvement | Withdrawn | Installation / Repair - Commercial - Change office ballasts and lamps in existing fixtures with comparable ballasts and T8 lamps | Mott Electric General Partnership
EP-2023-09379 | 2023-10-17 | 1529 W BROADWAY, Vancouver, BC V6J 1W6 | Electrical Permit | Commercial | Renovation | Issued | Installation / Repair - Commercial - Replacement of EST1 fire alarm panel with Mircom FX-2000 fire alarm panel. Note: The issuance of this permit is based on Bulletin 2018-004-BU/EL. | Elite Fire Protection Ltd
EP-2022-03575 | 2022-05-03 | 1580 W BROADWAY, Vancouver, BC V6J 5K8 | Electrical Permit | Commercial | NULL | Expired | Annual / Operating - The application is for an annual electrical permit for 120 sites in the Vancouver School Board boarders. Renewal of EP-2021-03792 -Valid: May 19, 2022 - May 18, 2023 | VANCOUVER SCHOOL BOARD
EP-2022-05087 | NULL | 1580 W BROADWAY, Vancouver, BC V6J 5K8 | Electrical Permit | Commercial | NULL | Withdrawn | Special Event - Gas generator to run extension cords for 2 tv/projectors and dj sound system with microphones | VANCOUVER SCHOOL BOARD
EP-2023-03952 | 2023-05-08 | 1580 W BROADWAY, Vancouver, BC V6J 5K8 | Electrical Permit | Commercial | NULL | Issued | Annual / Operating - The application is for an annual electrical permit for 120 sites in the Vancouver School board boarders. Renewal of EP-2022-03575 -Valid: May 19, 2023 - May 18, 2024 | VANCOUVER SCHOOL BOARD
GP-2022-01580 | 2022-05-24 | 546 W 62ND AVENUE, Vancouver, BC V6P 2C9 | Gas Permit | Residential | New | Completed | Residential - Rough-in gas line for the following: - 1 BBQ box - 2 Cooktop - 2 Tankless heater Installation of the following: - 2 BBQ boxes | NORTHERN COMFORT SOLUTIONS LTD
EP-2022-03118 | 2022-04-19 | 546 W 62ND AVENUE, Vancouver, BC V6P 2C9 | Electrical Permit | Residential | New | Completed | Installation / Repair - Residential - low voltage rough-in and completion of alarm system, tel/data/cable. cctv camera prewire only >BP: To construct a 2 and a half storey two-family dwelling with a secondary suite located in the basement ($961,625.00) and a detached accessory building (garage) ($10,000), at the rear providing 2 parking spaces, and one open parking space at rear. Total of 3 parking spaces on site having vehicular access from the lane. The entire building to be sprinklered to NFPA 13D. 1. Covenant registered at the Land Title Office under CA8602176 2. A/C Unit proposed in rear yard 3. Schedule B: (Paul W.S. Miskimmin) P.Eng (604.454.7199) Structural 4. Schedule B: (N.K Varshney) P.Eng (604.251.6320) Geotechnical 5. BC Housing (Avali Holdings Ltd) This is a 2 and a half storey building pursuant to the Zoning and Development By-Law ******THIS PERMIT HAS BEEN ISSUED UNDER THE REQUIREMENTS OF VBBL 2019****** All rooms adjacent to East and West exposing building face shall be sprinklered. "Combustible projections or roof soffits on an exposing building face shall not project to less than .45m from the property line and shall be in compliance with VBBL 2019 9.10.15.5.(11) Any alterations or conversions to the attached garage (if applicable) to habitable living space shall not be permitted without first obtaining the approval of the Director of Planning and the Chief Building Official. Thermal protection measures and Laneway house design guidelines shall be required to be met prior to the approval of the conversion. | Infinitech Security & Integration Inc.
EP-2022-01863 | 2022-03-08 | 546 W 62ND AVENUE, Vancouver, BC V6P 2C9 | Electrical Permit | Residential | New | Completed | Installation / Repair - Residential - New duplex wiring 400A main service 200A subservice to each unit >BP: To construct a 2 and a half storey two-family dwelling with a secondary suite located in the basement ($961,625.00) and a detached accessory building (garage) ($10,000), at the rear providing 2 parking spaces, and one open parking space at rear. Total of 3 parking spaces on site having vehicular access from the lane. The entire building to be sprinklered to NFPA 13D. 1. Covenant registered at the Land Title Office under CA8602176 2. A/C Unit proposed in rear yard 3. Schedule B: (Paul W.S. Miskimmin) P.Eng (604.454.7199) Structural 4. Schedule B: (N.K Varshney) P.Eng (604.251.6320) Geotechnical 5. BC Housing (Avali Holdings Ltd) This is a 2 and a half storey building pursuant to the Zoning and Development By-Law ******THIS PERMIT HAS BEEN ISSUED UNDER THE REQUIREMENTS OF VBBL 2019****** All rooms adjacent to East and West exposing building face shall be sprinklered. "Combustible projections or roof soffits on an exposing building face shall not project to less than .45m from the property line and shall be in compliance with VBBL 2019 9.10.15.5.(11) Any alterations or conversions to the attached garage (if applicable) to habitable living space shall not be permitted without first obtaining the approval of the Director of Planning and the Chief Building Official. Thermal protection measures and Laneway house design guidelines shall be required to be met prior to the approval of the conversion. | L.H. ELECTRIC LTD
SP-2022-00169 | 2022-02-08 | 546 W 62ND AVENUE, Vancouver, BC V6P 2C9 | Sprinkler Permit | Residential | New | Completed | Residential - New sprinkler system for duplex >BP: To construct a 2 and a half storey two-family dwelling with a secondary suite located in the basement ($961,625.00) and a detached accessory building (garage) ($10,000), at the rear providing 2 parking spaces, and one open parking space at rear. Total of 3 parking spaces on site having vehicular access from the lane. The entire building to be sprinklered to NFPA 13D. 1. Covenant registered at the Land Title Office under CA8602176 2. A/C Unit proposed in rear yard 3. Schedule B: (Paul W.S. Miskimmin) P.Eng (604.454.7199) Structural 4. Schedule B: (N.K Varshney) P.Eng (604.251.6320) Geotechnical 5. BC Housing (Avali Holdings Ltd) This is a 2 and a half storey building pursuant to the Zoning and Development By-Law ******THIS PERMIT HAS BEEN ISSUED UNDER THE REQUIREMENTS OF VBBL 2019****** All rooms adjacent to East and West exposing building face shall be sprinklered. "Combustible projections or roof soffits on an exposing building face shall not project to less than .45m from the property line and shall be in compliance with VBBL 2019 9.10.15.5.(11) Any alterations or conversions to the attached garage (if applicable) to habitable living space shall not be permitted without first obtaining the approval of the Director of Planning and the Chief Building Official. Thermal protection measures and Laneway house design guidelines shall be required to be met prior to the approval of the conversion. | Spectrum Fire Protection Ltd
NULL | NULL | 546 W 62ND AVENUE, Vancouver, BC V6P 2C9 | Gas Permit | Residential | New | Draft | Residential - -Rough-in gas piping to each gas appliance: (2) Water heater (2) Cootops (1) BBQ box *Rough-in only | NORTHERN COMFORT SOLUTIONS LTD
GP-2022-00764 | 2022-03-11 | 562 W 62ND AVENUE, Vancouver, BC V6P 2C9 | Gas Permit | Residential | New | Completed | Residential - Gas and boiler ENTIRE BUILDING TO BE SPRINKERED TO NFPA 13R STANDARD To construct a 2 storey laneway house building with an attached garage, having vehicular access from the 20' Lane. Note: This is a 1 ½ storey building pursuant to the Zoning & Development By-law. 1. Covenant registered at the Land Title Office under CA7944210 2. No Strata Titling permitted 3. No A/C Unit proposed 4. Schedule B: (Wei Zheng Su) P.Eng (604.367.6645) Structural & Geotechnical 5. HPO: Residential Builder- Sheng Bin Lin | Deep Water Plumbing Heating & Gas Services Limited
EP-2023-01385 | 2023-02-17 | 562 W 62ND AVENUE, Vancouver, BC V6P 2C9 | Electrical Permit | Residential | Addition | Completed | Installation / Repair - Residential - 1FD+S - #1 & #2 - finish alarm AMEND: FEB 21/2023 CHANGE ADDRESS TO MAIN HOUSE | Hysun Technology Inc
GP-2021-04109 | 2022-01-19 | 715 W 62ND AVENUE, Vancouver, BC V6P 2E1 | Gas Permit | Residential | Tenant Improvement | Completed | Residential - Replaced boiler and water heater with combi Navien boiler. -Navien NCB 240/110 fires up to 110000 BTU | Bema Plumbing Ltd
GP-2023-01818 | 2023-06-14 | 718 W 62ND AVENUE, Vancouver, BC V6P 2E2 | Gas Permit | Residential | Tenant Improvement | Completed | Residential - Tankless hot water and heating combi boiler replacement | Wah Fai Plumbing & Heating Inc
GP-2024-00136 | NULL | 3611 W 6TH AVENUE, Vancouver, BC V6R 1T6 | Gas Permit | Residential | Renovation | Withdrawn | Residential - Replace gas water heater on main floor. | Canadian Care Heating & Cooling Ltd
GP-2024-00084 | 2024-01-17 | 3611 W 6TH AVENUE, Vancouver, BC V6R 1T6 | Gas Permit | Residential | Renovation | Issued | Residential - Replace gas water heater on ground floor. | Canadian Care Heating & Cooling Ltd
NULL | NULL | 822 W 6TH AVENUE, Vancouver, BC V5Z 1A6 | Gas Permit | Commercial | Tenant Improvement | Withdrawn | Commercial - gas range re and re | Simon Appliance and Plumbing Ltd
PP-2023-02139 | 2023-06-19 | 960 W 6TH AVENUE, Vancouver, BC V5Z 4J3 | Plumbing Permit | Commercial | Tenant Improvement | Issued | Commercial - Install Domestic Backflow Preventer in mEchanical Room Install 2x New Hose bibs in courtyard and Replace 1 x existing house bib >BP: Building Permit for DP-2020-00120 for exterior alterations membrane repairs to the podium area, revisions to the landscaping including the reconfiguration of the retaining walls and replacement materials, new landscaping features, lighting, and the installation of a playground in the courtyard, for this existing 3-storey multiple dwelling building. | Vancouver City Plumbing Inc
SP-2023-00236 | 2023-05-17 | 960 W 6TH AVENUE, Vancouver, BC V5Z 4J3 | Sprinkler Permit | Commercial | Renovation | Issued | Commercial - For sprinkler system alterations to the 2019 VBBL, NFPA 13, 2013 for the retroactive installation of a new Watts 757 4" DCVA on the existing fire protection system in this existing residential building. Notes: 1. Fire protection Engineer of record Yadim Amador P.Eng. of NWSC T: (604) 779 5750 E: info@nwsprinkler.com 2. One set of approved drawings and permit to be available for viewing at the jobsite. 3. Separate permit and documents required for any electrical or fire alarm related work. ***If the building is equipped with a fire alarm system the DCVA must be monitored by the fire alarm system.*** | Major Fire Protection Ltd
EP-2022-00313 | 2022-01-28 | 960 W 6TH AVENUE, Vancouver, BC V5Z 4J3 | Electrical Permit | Commercial | Renovation | Issued | Installation / Repair - Commercial - Landscape lighting installation -CONTRACTOR SHALL PROVIDE FIRE ALARM PROVISION TO SUPERVISORY MODULE FOR NEWLY UPDATED WATER MAIN FOR IRRIGATION SYSTEM BY MECHANICAL DISCIPLINE. CONTRACTOR SHALL PROVIDE AND INSTALL THE MODULE, END OF LINE DEVICE, AND COMPLETE WIRING. EXACT LOCATION SHALL BE CONFIRMED ON SITE BY COORDINATING WITH MECHANICAL DISCIPLINE. COMMISSIONING OF FACP AND FA ANNUNCIATOR SHALL BE INCLUDED. CONTRACTOR IS RESPONSIBLE COORDINATING WITH MONITORING COMPANY FOR OPERATIONAL SAFETY/SECURITY OF THE FA SYSTEM. >BP: Building Permit for DP-2020-00120 for exterior alterations membrane repairs to the podium area, revisions to the landscaping including the reconfiguration of the retaining walls and replacement materials, new landscaping features, lighting, and the installation of a playground in the courtyard, for this existing 3-storey multiple dwelling building. Notes: 1. Including the Letter of Assurance dated January 21, 2019, signed by Jennifer Clark: 2. Including the Arborist Inventory Report dated October 21, 2019, from Diamond Head. 3. Envelope and membrane repairs only. No interior or electrical work proposed. 4. Building envelope professional: Carolina Mahoney at 604.454.0402 | Enervation Electric Ltd
GP-2023-04111 | 2023-12-19 | 2505 W 7TH AVENUE, Vancouver, BC V6K 1Y8 | Gas Permit | Residential | Renovation | Completed | Residential - Replace gas furnace on ground floor. | Canadian Care Heating & Cooling Ltd
PP-2022-03716 | NULL | 1919 W 8TH AVENUE, Vancouver, BC V6J 1W2 | Plumbing Permit | Commercial | Renovation | Withdrawn | Commercial - Irrigation system - Northwest corner of building. Remove from hose. Hard pipe DCVA on water supply to irrigation system. | DENTE MECHANICAL
PP-2022-03715 | 2022-10-18 | 1919 W 8TH AVENUE, Vancouver, BC V6J 1W2 | Plumbing Permit | Commercial | New | Completed | Commercial - Remove DCVA S/n # 405987. Install RPBA | DENTE MECHANICAL
PP-2023-03666 | 2023-10-18 | 1950 W 8TH AVENUE, Vancouver, BC V6J 1W3 | Plumbing Permit | Commercial | New | Completed | Commercial - Supply and install a new backflow preventer for premise isolation as per City of Vancouver Engineering Services request. CROSS CONNECTION LTR UPLOADED | Xpert Mechanical
GP-2023-01865 | 2023-06-19 | 2052 W 8TH AVENUE, Vancouver, BC V6J 1W5 | Gas Permit | Residential | Renovation - Dwelling Unit(s) only | Completed | Residential - Installing gas tankless water heater | Reid Brothers Plumbing & Heating Ltd
EP-2022-03019 | 2022-04-13 | 2066 W 8TH AVENUE, Vancouver, BC V6J 1W5 | Electrical Permit | Commercial | Renovation | Completed | Installation / Repair - Commercial - Main switch repairs and inspection of all meter bases in the electrical room. Will require BC Hydro disconnect and reconnect, no changes to service. | Wespac Electrical Contractor Ltd
PP-2022-01630 | 2022-05-11 | 2066 W 8TH AVENUE, Vancouver, BC V6J 1W5 | Plumbing Permit | Commercial | New | Issued | Commercial - INSTALL A 2" DCVA ONTO BUILDING DOMESTIC COLD WATER SUPPLY, AS PER CUSTOMER'S REQUEST | Allied Plumbing Heating and Air Conditioning
GP-2023-00862 | 2023-03-10 | 4443 W 8TH AVENUE, Vancouver, BC V6R 2A3 | Gas Permit | Residential | Renovation | Completed | Residential - Furnace replacement | Angels Heating & Cooling Ltd
GP-2022-01894 | 2022-06-23 | 4449 W 8TH AVENUE, Vancouver, BC V6R 2A3 | Gas Permit | Residential | Renovation | Completed | Residential - Re&Re tankless water heater BTU: 199.000 | Milani Plumbing Heating & Air Conditioning Ltd
EP-2022-00356 | 2022-01-25 | 4502 W 8TH AVENUE, Vancouver, BC V6R 2A5 | Electrical Permit | Residential | Addition | Completed | Installation / Repair - Residential - Wire and Connect Heat Pump | Gerald W Jansen & Jody Jansen
NULL | NULL | 4502 W 8TH AVENUE, Vancouver, BC V6R 2A5 | Electrical Permit | Residential | Addition | Draft | Installation / Repair - Residential - hook up heat pump | NULL
GP-2022-01160 | 2022-04-12 | 4506 W 8TH AVENUE, Vancouver, BC V6R 2A5 | Gas Permit | Residential | Renovation - Dwelling Unit(s) only | Completed | Residential - RE&RE water heater w/ IBC Tankless (Model#SFT199) | Kits Plumbing and Heating Ltd
EP-2023-03155 | 2023-04-12 | 4525 W 8TH AVENUE, Vancouver, BC V6R 2A4 | Electrical Permit | Residential | Renovation - Dwelling Unit(s) only | Completed | Installation / Repair - Residential - Renovate kitchen including adding counter plugs, island plug, replace existing lighting with LED pot lights. >>>Amend Apr 28, 2023: Remove knob and tube wiring on the main floor and rewire areas affected | TZ Electric Ltd
GP-2023-02752 | 2023-09-21 | 4525 W 8TH AVENUE, Vancouver, BC V6R 2A4 | Gas Permit | Residential | Addition | Issued | Residential - 1 Fireplace Installation of a gas fireplace insert inc a gas line installation | Apple Plumbing & Heating Services
EP-2022-08657 | 2022-10-12 | 4536 W 8TH AVENUE, Vancouver, BC V6R 2A5 | Electrical Permit | Residential | Renovation | Completed | Installation / Repair - Residential - Main floor reno: new potlights, demo of electrical in deleted walls, new kitchen 20a counter plugs, possible sub panel to accomodate for new ccts Interior alterations to provide improvements to this existing one family dwelling on this site. Scope of work includes renovation of the kitchen, family room and dining room. New walls and doors. Amend: Oct 27, 2022 remove any notes on heat pump/air conditioning. | Sound Electrical Ltd
PP-2022-03656 | 2022-10-14 | 4536 W 8TH AVENUE, Vancouver, BC V6R 2A5 | Plumbing Permit | Residential | Renovation | Completed | Residential - Re and re of the kitchen sink and dishwasher. Adding fridge box potfiller >BP: Interior alterations to provide improvements to this existing one family dwelling on this site. Scope of work includes renovation of the kitchen, family room and dining room. New walls and doors. | BOUNDARY BAY MECHANICAL INC
EP-2022-02321 | 2022-03-23 | 4556 W 8TH AVENUE, Vancouver, BC V6R 2A5 | Electrical Permit | Residential | New | Completed | Installation / Repair - Residential - tv,telephone,alarm prewire and complete >BP: To construct a 2 storey one-family dwelling with a secondary suite located in the Basement ($663,750) with a surface parking at the rear providing 1 parking space, having vehicular access from the lane. ***The entire building to be sprinklered to NFPA 13D.*** Note: This is a 2 storey building pursuant to the Zoning and Development By-Law 1- Covenant registered at the Land Title Office under CA9063918 2- No strata titling permitted 3- A/C unit proposed 4- 8’ bar sink proposed in basement 5- Structural and geotechnical schedule B: Shamsul Alam Shikder 6- HPO: Kasza Developments Ltd. "Combustible projections or roof soffits on an exposing building face shall not project to less than .45m from the property line and shall be in compliance with VBBL 2019 9.10.15.5.(11) Any alterations or conversions to the attached garage (if applicable) to habitable living space shall not be permitted without first obtaining the approval of the Director of Planning and the Chief Building Official. Thermal protection measures and Laneway house design guidelines shall be required to be met prior to the approval of the conversion. ******THIS PERMIT HAS BEEN ISSUED UNDER THE REQUIREMENTS OF VBBL 2019****** | Tvisha Technologies Ltd
SP-2022-00191 | 2022-02-11 | 4556 W 8TH AVENUE, Vancouver, BC V6R 2A5 | Sprinkler Permit | Residential | New | Completed | Residential - New sprinkler system installation >BP: To construct a 2 storey one-family dwelling with a secondary suite located in the Basement ($663,750) with a surface parking at the rear providing 1 parking space, having vehicular access from the lane. ***The entire building to be sprinklered to NFPA 13D.*** Note: This is a 2 storey building pursuant to the Zoning and Development By-Law 1- Covenant registered at the Land Title Office under CA9063918 2- No strata titling permitted 3- A/C unit proposed 4- 8’ bar sink proposed in basement 5- Structural and geotechnical schedule B: Shamsul Alam Shikder 6- HPO: Kasza Developments Ltd. "Combustible projections or roof soffits on an exposing building face shall not project to less than .45m from the property line and shall be in compliance with VBBL 2019 9.10.15.5.(11) Any alterations or conversions to the attached garage (if applicable) to habitable living space shall not be permitted without first obtaining the approval of the Director of Planning and the Chief Building Official. Thermal protection measures and Laneway house design guidelines shall be required to be met prior to the approval of the conversion. ******THIS PERMIT HAS BEEN ISSUED UNDER THE REQUIREMENTS OF VBBL 2019****** Addressing Data Principle Dwelling: #1-4556 W 8th Av Secondary Suite: #2-4556 W 8th Av | Real Tech Fire Protection Ltd
GP-2022-00558 | 2022-02-23 | 4556 W 8TH AVENUE, Vancouver, BC V6R 2A5 | Gas Permit | Residential | New | Completed | Residential - One gas fireplace | Canadian Fireplace Ltd
NULL | NULL | 4556 W 8TH AVENUE, Vancouver, BC V6R 2A5 | Gas Permit | Residential | New | Draft | Residential - To install boiler 2 range 2 BBQ fireplace There is pipping for 1 range 1 BBQ and fireplace | JOT MECHANICAL LTD
EP-2022-01168 | 2022-02-15 | 4556 W 8TH AVENUE, Vancouver, BC V6R 2A5 | Electrical Permit | Residential | New | Completed | Installation / Repair - Residential - New house construction Main House: EP-2022-01168 Laneway: EP-2022-01170 >BP: To construct a 2 storey one-family dwelling with a secondary suite located in the Basement ($663,750) with a surface parking at the rear providing 1 parking space, having vehicular access from the lane. ***The entire building to be sprinklered to NFPA 13D.*** Note: This is a 2 storey building pursuant to the Zoning and Development By-Law 1- Covenant registered at the Land Title Office under CA9063918 2- No strata titling permitted 3- A/C unit proposed 4- 8’ bar sink proposed in basement 5- Structural and geotechnical schedule B: Shamsul Alam Shikder 6- HPO: Kasza Developments Ltd. "Combustible projections or roof soffits on an exposing building face shall not project to less than .45m from the property line and shall be in compliance with VBBL 2019 9.10.15.5.(11) Any alterations or conversions to the attached garage (if applicable) to habitable living space shall not be permitted without first obtaining the approval of the Director of Planning and the Chief Building Official. Thermal protection measures and Laneway house design guidelines shall be required to be met prior to the approval of the conversion. ******THIS PERMIT HAS BEEN ISSUED UNDER THE REQUIREMENTS OF VBBL 2019****** Addressing Data Principle Dwelling: #1-4556 W 8th Av Secondary Suite: #2-4556 W 8th Av | Samreet Electrical Services Ltd
PP-2022-03071 | 2022-09-02 | 4556 W 8TH AVENUE, Vancouver, BC V6R 2A5 | Plumbing Permit | Residential | New | Completed | Residential - Backflow preventor for lawn irrigation >BP: To construct a 2 storey one-family dwelling with a secondary suite located in the Basement ($663,750) with a surface parking at the rear providing 1 parking space, having vehicular access from the lane. | Oriental Landscaping & Home Improvement ltd
EP-2024-00765 | 2024-02-02 | 4559 W 8TH AVENUE, Vancouver, BC V6R 2A4 | Electrical Permit | Residential | Addition | Issued | Installation / Repair - Residential - 1). Install underground 2 x PVC conduit from main panel to new garage. 2). The 1st conduit will be used for a 4/8 slot sub panel. 3). The 2nd conduit will be for a 40AMP EV Charger. CT will be clamped to the main panel. EVSE junction box will be mounted outside. 4). Install total 2 circuits for garage. A). Lighting/General use receptacles B). Garage door opener 4). Calculated load in house is 63 AMPs, so I will be installing an EV charger management system made by Simple Switch 240CT >BP: To construct a new one-car garage (13x20) at the rear of of this one-family dwelling inside with lane lot. Electric vehicle level 2 charging station required as per Parking By-law Section 4.14 Garage roof drainage to the satisfaction of the DBI. | SPHERE ELECTRICAL AND AUTOMATION INCORPORATED
NULL | NULL | 748 W 62ND AVENUE, Vancouver, BC V6P 2E2 | Plumbing Permit | Residential | Renovation | Draft | Residential - upgrade boiler to high efficiency boiler | Pentonn Plumbing and Heating Services
GP-2023-00497 | 2023-02-10 | 748 W 62ND AVENUE, Vancouver, BC V6P 2E2 | Gas Permit | Residential | Renovation | Completed | Residential - Upgrade boiler to high efficiency boiler | Pentonn Plumbing and Heating Services
GP-2022-03987 | 2022-12-14 | 4696 W 5TH AVENUE, Vancouver, BC V6R 1S8 | Gas Permit | Residential | Addition | Completed | Residential - TO INSTALL 1 TANKLESS WATER HEATER | BC Care Heating Services Ltd
GP-2022-04143 | 2022-12-27 | 31 W 60TH AVENUE, Vancouver, BC V5X 1Z3 | Gas Permit | Residential | Renovation - Dwelling Unit(s) only | Completed | Residential - Furnace and water heater replacement | Heatco Furnace Services Ltd
EP-2022-01888 | 2022-03-10 | 48 W 60TH AVENUE, Vancouver, BC V5X 1Z4 | Electrical Permit | Residential | Addition | Completed | Installation / Repair - Residential - Upgrade service from 100A to 200A. | Powerful Electric Ltd
PP-2022-01236 | 2022-04-11 | 89 W 60TH AVENUE, Vancouver, BC V5X 1Z3 | Plumbing Permit | Residential | New | Completed | Residential - 1FD+SS - #1 & #2 - DWV - ALL PLUMBING To construct a 2 storey one-family dwelling with a secondary suite located in the Basement ($863,750) with an open parking pad, providing 3 parking space, having vehicular access from the 20' Lane. 1. Covenant registered at the Land Title Office under CA9503450 2. No Strata Titling permitted 3. A/C proposed – Exterior component located in Rear, Interior component located in Second Floor 4. No Bar sink | FOCUS MECHANICAL LTD.